## WHOLESALE_GCVC(finoox)__PB95 (4
TYPE NAME | RANGE NAME | TYPE | UI | HX_TECHNOLOGY | INTERNAL MODEL TYPE | PRICE | FANS PER ROW | FAN ROWS | FAN CONNECTION ID | FAN IMPELLER TYPE | Condenser (R454C EN327) | Condenser (R455A EN327) | SURFACE (m2) | AIR VOLUME FLOW (m3/h) | FAN SPEED (rpm) | FAN ERP CODE | POWER CONSUMPTION (kW) | FAN CURRENT NOMINAL (A) | ENERGY EFFICIENCY CLASS | UNIT SOUND PRESSURE (dB(A),3m) | UNIT SOUND POWER (dB(A)) | TUBE VOLUME (L) | SKETCH NAME | UNIT LENGTH | UNIT WIDTH | UNIT HEIGHT | DIMENSION E | DIMENSION F | NET WEIGHT (KG) | INLET OUTER DIAM (mm) | OUTLET OUTER DIAM (mm) | FAN DIAMETER | FAN TECHNOLOGY | POWER FREQUENCY | POWER CONNECTION | STOCK UNIT | CATALOG_RECOMMENDATION | MODULESIZELETTER | FIN TYPE | FIN MATERIAL | FIN SPACING | NUMBER OF PASSES | TUBE ROWS | ARTICLE WITH SERIAL NUMBER | UNIT OF QUANTITY | PACKAGING UNIT
GCVC PD 050.2/12-30 | GCVC PD | 050.2/12-30 | 4249424 | finoox | GCVC 050.2C/1x2-2333-S-D/3/32/2.10/1800/AXS/1/015023 | 3336 | 2 | 1 | 2333 | Axial | 26804 | 26755 | 90.33 | 6841 | 530 | VT01435 | 0.298 | 0.35 | C | 30.19 | 61.58 | 2025-06-07 | VerticalCompact-BCD_1x2 | 1884 | 596 | 953 |  |  | 117.8 | 22 | 22 | 500 | AC motor | 50 | S | no | no | C | D | Aluminum | 2025-01-02 | 8 | 3 | yes | piece | 1
GCVC PD 050.2/23-42 | GCVC PD | 050.2/23-42 | 4246251 | finoox | GCVC 050.2D/2x3-2354-W-D/6/80/2.10/3600/EXS/1/015023 | 17672 | 3 | 2 | 2354 | Axial | 165514 | 166215 | 903.29 | 30065 | 865 | VT03093U | 1227 | 0.97 | B | 42.41 | 74.37 | 78.2 | VerticalCompact-BCD_2x3 | 3684 | 800 | 2161 |  |  | 582.3 | 54 | 54 | 500 | AC motor | 50 | W | no | no | D | D | Epoxy coated aluminum | 2025-01-02 | 6 | 6 | yes | piece | 1
GCVC PD 050.2/22-51 | GCVC PD | 050.2/22-51 | 4245048 | finoox | GCVC 050.2C/2x2-2349-I-D/3/64/2.10/1800/EXS/1/015023 | 6751 | 2 | 2 | 2349 | Axial | 93398 | 93508 | 180.66 | 34912 | 1590 | VT03150U | 1947-03-01 | 2025-07-01 | E | 51.11 | 82.74 | 17 | VerticalCompact-BCD_2x2 | 1884 | 800 | 1761 |  |  | 226.4 | 35 | 35 | 500 | AC motor | 60 | I | no | no | C | D | Epoxy coated aluminum | 2025-01-02 | 6 | 3 | yes | piece | 1
GCVC PD 050.2/11-41 | GCVC PD | 050.2/11-41 | 4244042 | finoox | GCVC 050.2B/1x1-2386-K-D/3/24/2.10/720/AXS/1/015023 | 1838 | 1 | 1 | 2386 | Axial | 13578 | 13697 | 2025-01-27 | 4716 | 910 | VT01435 | 0.436 | 0.92 | E | 40.51 | 71.7 | 2025-04-02 | VerticalCompact-BCD_1x1 | 804 | 596 | 753 |  |  | 49.1 | 16 | 16 | 500 | AC motor | 60 | K | no | no | B | D | Aluminum | 2025-01-02 | 8 | 3 | yes | piece | 1
GCVC PD 063.2/22-26 | GCVC PD | 063.2/22-26 | 4246689 | finoox | GCVC 063.2C/2x2-2401-L-D/4/64/2.10/1800/AXS/1/015023 | 9288 | 2 | 2 | 2401 | Axial | 53733 | 53892 | 240.88 | 11099 | 340 | VT01442 | 0.358 | 0.16 | B | 26.28 | 57.91 | 2025-06-20 | VerticalCompact-BCD_2x2 | 1884 | 800 | 1761 |  |  | 241.3 | 28 | 28 | 630 | AC motor | 60 | L | no | no | C | D | Aluminum | 2025-01-02 | 8 | 4 | yes | piece | 1
GCVC PD 050.2/12-32 | GCVC PD | 050.2/12-32 | 4249499 | finoox | GCVC 050.2C/1x2-2387-L-D/6/32/2.10/1800/EXS/1/015023 | 4470 | 2 | 1 | 2387 | Axial | 31073 | 31256 | 180.66 | 5522 | 500 | VT01435 | 0.356 | 0.37 | C | 31.66 | 63.05 | 2025-08-14 | VerticalCompact-BCD_1x2 | 1884 | 596 | 953 |  |  | 143.8 | 22 | 22 | 500 | AC motor | 60 | L | no | no | C | D | Epoxy coated aluminum | 2025-01-02 | 8 | 6 | yes | piece | 1
GCVC PD 050.2/12-44 | GCVC PD | 050.2/12-44 | 4249452 | finoox | GCVC 050.2C/1x2-2348-S-D/4/32/2.10/1800/EXS/1/015023 | 3839 | 2 | 1 | 2348 | Axial | 47004 | 47016 | 120.44 | 13031 | 1180 | VT03150U | 1069 | 0.9 | D | 43.73 | 75.12 | 2025-04-10 | VerticalCompact-BCD_1x2 | 1884 | 569 | 953 |  |  | 126.3 | 28 | 28 | 500 | AC motor | 50 | S | no | no | C | D | Epoxy coated aluminum | 2025-01-02 | 8 | 4 | yes | piece | 1
GCVC PD 063.2/13-30 | GCVC PD | 063.2/13-30 | 4252215 | finoox | GCVC 063.2D/1x3-2398-I-D/6/40/2.10/3600/EXS/1/015023 | 10811 | 3 | 1 | 2398 | Axial | 74326 | 74704 | 451.65 | 13153 | 460 | VT01442 | 0.415 | 0.32 | B | 30.13 | 61.81 | 36.9 | VerticalCompact-BCD_1x3 | 3684 | 598 | 1153 |  |  | 300.9 | 35 | 35 | 630 | AC motor | 60 | I | no | no | D | D | Epoxy coated aluminum | 2025-01-02 | 6 | 6 | yes | piece | 1
GCVC PD 063.2/23-66 | GCVC PD | 063.2/23-66 | 4247941 | finoox | GCVC 063.2D/2x3-2551-2-D/4/80/2.10/3600/AXS/1/015023 | 27636 | 3 | 2 | 2551 | Axial | 292474 | 291759 | 602.19 | 92221 | 1360 | VT03143U.1 | 14075 | 4 | E | 66.29 | 98.25 | 58.2 | VerticalCompact-BCD_2x3 | 3684 | 800 | 2161 |  |  | 618.2 | 64 | 64 | 630 | EC motor | 5060 | 2 | no | no | D | D | Aluminum | 2025-01-02 | 4 | 4 | yes | piece | 1
GCVC PD 063.2/11-31 | GCVC PD | 063.2/11-31 | 4250965 | finoox | GCVC 063.2C/1x1-2509-1-D/4/32/2.10/900/AXS/1/015023 | 3776 | 1 | 1 | 2509 | Axial | 20117 | 20237 | 60.22 | 4873 | 655 | VT03145U.1 | 0.15 | 0.75 | B | 30.88 | 62.15 | 2025-02-05 | VerticalCompact-BCD_1x1 | 984 | 615 | 953 |  |  | 64.6 | 18 | 18 | 630 | EC motor | 5060 | 1 | no | no | C | D | Aluminum | 2025-01-02 | 8 | 4 | yes | piece | 1
GCVC PD 045.2/22-52 | GCVC PD | 045.2/22-52 | 4244583 | finoox | GCVC 045.2C/2x2-2533-1-D/4/64/2.10/1800/AXS/1/015023 | 8351 | 2 | 2 | 2533 | Axial | 89093 | 89188 | 240.88 | 22768 | 1425 | VT03007U.1 | 1813 | 2025-09-01 | D | 52.46 | 84.09 | 2025-07-21 | VerticalCompact-BCD_2x2 | 1884 | 800 | 1761 |  |  | 218.4 | 35 | 35 | 450 | EC motor | 5060 | 1 | no | no | C | D | Aluminum | 2025-01-02 | 8 | 4 | yes | piece | 1
GCVC PD 045.2/23-54 | GCVC PD | 045.2/23-54 | 4244677 | finoox | GCVC 045.2C/2x3-2533-1-D/6/64/2.10/2700/EXS/1/015023 | 14631 | 3 | 2 | 2533 | Axial | 159147 | 157369 | 541.97 | 32202 | 1425 | VT03007U.1 | 2764 | 2025-09-01 | D | 54.2 | 85.95 | 48.8 | VerticalCompact-BCD_2x3 | 2784 | 800 | 1761 |  |  | 375.7 | 54 | 54 | 450 | EC motor | 5060 | 1 | no | no | C | D | Epoxy coated aluminum | 2025-01-02 | 6 | 6 | yes | piece | 1
GCVC PD 050.2/11-34 | GCVC PD | 050.2/11-34 | 4249337 | finoox | GCVC 050.2C/1x1-2516-1-D/4/32/2.10/900/AXS/1/015023 | 2707 | 1 | 1 | 2516 | Axial | 18232 | 18342 | 60.22 | 4253 | 820 | VT03011U.1 | 0.137 | 0.68 | B | 33.59 | 64.86 | 2025-01-05 | VerticalCompact-BCD_1x1 | 984 | 586 | 953 |  |  | 63.6 | 16 | 16 | 500 | EC motor | 5060 | 1 | no | no | C | D | Aluminum | 2025-01-02 | 8 | 4 | yes | piece | 1
GCVC PD 050.2/12-55 | GCVC PD | 050.2/12-55 | 4250585 | finoox | GCVC 050.2D/1x2-2562-2-D/3/40/2.10/2400/EXS/1/015023 | 6362 | 2 | 1 | 2562 | Axial | 59138 | 59.06 | 150.55 | 18784 | 1595 | VT03013U.1 | 1678 | 1965-01-01 | E | 54.84 | 86.36 | 2025-09-12 | VerticalCompact-BCD_1x2 | 2484 | 607 | 1153 |  |  | 161.1 | 28 | 28 | 500 | EC motor | 5060 | 2 | no | no | D | D | Epoxy coated aluminum | 2025-01-02 | 6 | 3 | yes | piece | 1
GCVC PD 063.2/21-35 | GCVC PD | 063.2/21-35 | 4246552 | finoox | GCVC 063.2C/2x1-2508-1-D/6/64/2.10/900/AXS/1/015023 | 7810 | 1 | 2 | 2508 | Axial | 41917 | 42288 | 180.66 | 7961 | 615 | VT03145U.1 | 0.266 | 0.65 | B | 34.88 | 66.39 | 2025-03-16 | VerticalCompact-BCD_2x1 | 984 | 800 | 1761 |  |  | 147.1 | 28 | 28 | 630 | EC motor | 5060 | 1 | no | no | C | D | Aluminum | 2025-01-02 | 12 | 6 | yes | piece | 1
GCVC PD 050.2/24-51 | GCVC PD | 050.2/24-51 | 4245672 | finoox | GCVC 050.2C/2x4-2522-1-D/3/64/2.10/3600/AXS/1/015023 | 16386 | 4 | 2 | 2522 | Axial | 157958 | 157802 | 361.32 | 52233 | 1200 | VT03011U.1 | 3157 | 2025-09-01 | D | 50.56 | 82.42 | 34.6 | VerticalCompact-BCD_2x4 | 3684 | 800 | 1761 |  |  | 394.2 | 54 | 54 | 500 | EC motor | 5060 | 1 | no | no | C | D | Aluminum | 2025-01-02 | 4 | 3 | yes | piece | 1
GCVC PD 063.2/11-23 | GCVC PD | 063.2/11-23 | 4250924 | finoox | GCVC 063.2C/1x1-2502-1-D/6/32/2.10/900/AXS/1/015023 | 4206 | 1 | 1 | 2502 | Axial | 13581 | 13698 | 90.33 | 2372 | 385 | VT03145U.1 | 0.041 | 0.2 | A+ | 2025-08-22 | 54.07 | 2025-06-07 | VerticalCompact-BCD_1x1 | 984 | 615 | 953 |  |  | 73.2 | 16 | 16 | 630 | EC motor | 5060 | 1 | no | no | C | D | Aluminum | 2025-01-02 | 12 | 6 | yes | piece | 1
GCVC PD 063.2/22-42 | GCVC PD | 063.2/22-42 | 4247715 | finoox | GCVC 063.2D/2x2-2554-2-D/3/80/2.10/2400/EXS/1/015023 | 14881 | 2 | 2 | 2554 | Axial | 108125 | 107999 | 301.1 | 31996 | 750 | VT03144U.1 | 1016 | 0.6 | C | 41.73 | 73.54 | 2025-04-28 | VerticalCompact-BCD_2x2 | 2484 | 800 | 2161 |  |  | 313.6 | 42 | 42 | 630 | EC motor | 5060 | 2 | no | no | D | D | Epoxy coated aluminum | 2025-01-02 | 6 | 3 | yes | piece | 1
GCVC PD 080.3/13-46 | GCVC PD | 080.3/13-46 | 6130967 | finoox | GCVC 080.3D/1x3-3482-S-D/3/40/2.10/3600/EXS/1/015023 | 9736 | 3 | 1 | 3482 | Axial | 101417 | 100768 | 225.82 | 36280 | 650 | VT01526 | 3044 | 2025-07-01 | E | 46.24 | 77.92 | 2025-01-20 | VerticalCompact-BCD_1x3 | 3684 | 611 | 1153 |  |  | 305.4 | 42 | 42 | 800 | AC motor | 50 | S | no | no | D | D | Epoxy coated aluminum | 2025-01-02 | 4 | 3 | yes | piece | 1
GCVC PD 050.3/23-51 | GCVC PD | 050.3/23-51 | 6162209 | finoox | GCVC 050.3C/2x3-3616-W-D/3/64/2.10/2700/EXS/1/015023 | 9627 | 3 | 2 | 3616 | Axial | 126586 | 126723 | 270.99 | 43043 | 1240 | VT01524 | 4013 | 2025-02-03 | E | 51.28 | 83.03 | 2025-01-25 | VerticalCompact-BCD_2x3 | 2784 | 800 | 1761 |  |  | 336.8 | 42 | 42 | 500 | AC motor | 50 | W | no | no | C | D | Epoxy coated aluminum | 2025-01-02 | 4 | 3 | yes | piece | 1
GCVC PD 050.2/12-39 | GCVC PD | 050.2/12-39 | 4250369 | finoox | GCVC 050.2D/1x2-2332-D-D/3/40/2.10/2400/EXS/1/015023 | 4356 | 2 | 1 | 2332 | Axial | 43111 | 43143 | 150.55 | 11144 | 850 | VT01435 | 0.492 | 0.74 | C | 38.72 | 70.25 | 2025-09-12 | VerticalCompact-BCD_1x2 | 2484 | 596 | 1153 |  |  | 161.9 | 28 | 28 | 500 | AC motor | 50 | D | no | no | D | D | Epoxy coated aluminum | 2025-01-02 | 6 | 3 | yes | piece | 1
GCVC PD 050.2/14-29 | GCVC PD | 050.2/14-29 | 4249913 | finoox | GCVC 050.2C/1x4-2337-S-D/6/32/2.10/3600/EXS/1/015023 | 8349 | 4 | 1 | 2337 | Axial | 57622 | 57949 | 361.32 | 10136 | 510 | VT01437 | 0.325 | 0.16 | B | 29.35 | 60.97 | 29 | VerticalCompact-BCD_1x4 | 3684 | 596 | 953 |  |  | 266.4 | 28 | 28 | 500 | AC motor | 50 | S | no | no | C | D | Epoxy coated aluminum | 2025-01-02 | 6 | 6 | yes | piece | 1
GCVC PD 080.2/22-47 | GCVC PD | 080.2/22-47 | 4248319 | finoox | GCVC 080.2D/2x2-2449-2-D/3/80/2.10/2400/EXS/1/015023 | 18648 | 2 | 2 | 2449 | Axial | 143175 | 142748 | 301.1 | 54865 | 770 | VT03060U.1 | 3364 | 2025-05-01 | D | 47.09 | 78.9 | 2025-04-28 | VerticalCompact-BCD_2x2 | 2484 | 800 | 2161 |  |  | 333.3 | 42 | 42 | 800 | EC motor | 5060 | 2 | no | no | D | D | Epoxy coated aluminum | 2025-01-02 | 6 | 3 | yes | piece | 1
GCVC PD 050.2/23-50 | GCVC PD | 050.2/23-50 | 4245360 | finoox | GCVC 050.2C/2x3-2411-1-D/6/64/2.10/2700/AXS/1/015023 | 15624 | 3 | 2 | 2411 | Axial | 176305 | 177119 | 541.97 | 37218 | 1260 | VT03011U.1 | 2924 | 2025-02-02 | D | 50.13 | 81.88 | 48.8 | VerticalCompact-BCD_2x3 | 2784 | 800 | 1761 |  |  | 385.7 | 54 | 54 | 500 | EC motor | 5060 | 1 | no | no | C | D | Aluminum | 2025-01-02 | 6 | 6 | yes | piece | 1
GCVC PD 063.2/22-47 | GCVC PD | 063.2/22-47 | 4247591 | finoox | GCVC 063.2D/2x2-2413-2-D/6/80/2.10/2400/EXS/1/015023 | 19289 | 2 | 2 | 2413 | Axial | 188338 | 189048 | 602.19 | 39477 | 1000 | VT03144U.1 | 2529 | 2025-01-01 | C | 46.53 | 78.34 | 55.2 | VerticalCompact-BCD_2x2 | 2484 | 800 | 2161 |  |  | 409.5 | 54 | 54 | 630 | EC motor | 5060 | 2 | no | no | D | D | Epoxy coated aluminum | 2025-01-02 | 6 | 6 | yes | piece | 1
GCVC PD 050.2/22-46 | GCVC PD | 050.2/22-46 | 4246088 | finoox | GCVC 050.2D/2x2-2421-1-D/4/80/2.10/2400/EXS/1/015023 | 11762 | 2 | 2 | 2421 | Axial | 118733 | 118604 | 401.46 | 27711 | 1150 | VT03011U.1 | 1347 | 1975-01-01 | C | 46.46 | 78.27 | 36.3 | VerticalCompact-BCD_2x2 | 2484 | 800 | 2161 |  |  | 322.2 | 42 | 42 | 500 | EC motor | 5060 | 1 | no | no | D | D | Epoxy coated aluminum | 2025-01-02 | 6 | 4 | yes | piece | 1
GCVC PD 050.2/13-52 | GCVC PD | 050.2/13-52 | 4250805 | finoox | GCVC 050.2D/1x3-2559-2-D/4/40/2.10/3600/AXS/1/015023 | 9967 | 3 | 1 | 2559 | Axial | 97667 | 97816 | 301.1 | 23105 | 1330 | VT03013U.1 | 1492 | 2025-08-01 | D | 52.19 | 83.87 | 2025-02-25 | VerticalCompact-BCD_1x3 | 3684 | 607 | 1153 |  |  | 258.4 | 35 | 35 | 500 | EC motor | 5060 | 2 | no | no | D | D | Aluminum | 2025-01-02 | 4 | 4 | yes | piece | 1
GCVC PD 063.2/14-33 | GCVC PD | 063.2/14-33 | 4251565 | finoox | GCVC 063.2C/1x4-2506-1-D/4/32/2.10/3600/AXS/1/015023 | 10721 | 4 | 1 | 2506 | Axial | 70144 | 70304 | 240.88 | 15797 | 540 | VT03145U.1 | 0.356 | 0.45 | A | 32.6 | 64.22 | 2025-02-20 | VerticalCompact-BCD_1x4 | 3684 | 615 | 953 |  |  | 227.3 | 35 | 35 | 630 | EC motor | 5060 | 1 | no | no | C | D | Aluminum | 2025-01-02 | 4 | 4 | yes | piece | 1
GCVC PD 063.2/13-64 | GCVC PD | 063.2/13-64 | 4252357 | finoox | GCVC 063.2D/1x3-2552-2-D/3/40/2.10/3600/EXS/1/015023 | 12988 | 3 | 1 | 2552 | Axial | 117028 | 116297 | 225.82 | 50433 | 1435 | VT03143U.1 | 8103 | 2025-03-04 | E | 64.46 | 96.15 | 2025-01-20 | VerticalCompact-BCD_1x3 | 3684 | 611 | 1153 |  |  | 293.6 | 42 | 42 | 630 | EC motor | 5060 | 2 | no | no | D | D | Epoxy coated aluminum | 2025-01-02 | 4 | 3 | yes | piece | 1
GCVC PD 050.2/22-41 | GCVC PD | 050.2/22-41 | 4245174 | finoox | GCVC 050.2C/2x2-2517-1-D/4/64/2.10/1800/EXS/1/015023 | 9512 | 2 | 2 | 2517 | Axial | 75989 | 76054 | 240.88 | 18385 | 880 | VT03011U.1 | 0.676 | 0.84 | C | 40.87 | 72.5 | 2025-07-21 | VerticalCompact-BCD_2x2 | 1884 | 800 | 1761 |  |  | 225.4 | 35 | 35 | 500 | EC motor | 5060 | 1 | no | no | C | D | Epoxy coated aluminum | 2025-01-02 | 8 | 4 | yes | piece | 1
GCVC PD 063.2/11-38 | GCVC PD | 063.2/11-38 | 4251890 | finoox | GCVC 063.2D/1x1-2556-2-D/4/40/2.10/1200/EXS/1/015023 | 4779 | 1 | 1 | 2556 | Axial | 35031 | 35117 | 100.37 | 8851 | 850 | VT03144U.1 | 0.374 | 0.77 | C | 38.34 | 69.7 | 2025-06-08 | VerticalCompact-BCD_1x1 | 1284 | 623 | 1153 |  |  | 94.7 | 22 | 22 | 630 | EC motor | 5060 | 2 | no | no | D | D | Epoxy coated aluminum | 2025-01-02 | 10 | 4 | yes | piece | 1
GCVC PD 050.2/12-43 | GCVC PD | 050.2/12-43 | 4249604 | finoox | GCVC 050.2C/1x2-2521-1-D/6/32/2.10/1800/AXS/1/015023 | 5237 | 2 | 1 | 2521 | Axial | 54965 | 55214 | 180.66 | 11099 | 1135 | VT03011U.1 | 0.718 | 1965-01-01 | C | 43.43 | 74.82 | 2025-01-15 | VerticalCompact-BCD_1x2 | 1884 | 586 | 953 |  |  | 134.5 | 28 | 28 | 500 | EC motor | 5060 | 1 | no | no | C | D | Aluminum | 2025-01-02 | 8 | 6 | yes | piece | 1
GCVC PD 063.2/21-35 | GCVC PD | 063.2/21-35 | 4247350 | finoox | GCVC 063.2D/2x1-2414-1-D/4/80/2.10/1200/EXS/1/015023 | 8488 | 1 | 2 | 2414 | Axial | 60472 | 60618 | 200.73 | 14233 | 770 | VT03145U.1 | 0.417 | 2015-01-01 | B | 34.99 | 66.65 | 2025-01-18 | VerticalCompact-BCD_2x1 | 1284 | 800 | 2161 |  |  | 178.9 | 28 | 28 | 630 | EC motor | 5060 | 1 | no | no | D | D | Epoxy coated aluminum | 2025-01-02 | 10 | 4 | yes | piece | 1
GCVC PD 050.2/24-54 | GCVC PD | 050.2/24-54 | 4245507 | finoox | GCVC 050.2C/2x4-2347-D-D/4/64/2.10/3600/AXS/1/015023 | 13128 | 4 | 2 | 2347 | Axial | 209967 | 210.1 | 481.75 | 60255 | 1390 | VT03150U | 5515 | 1941-01-01 | D | 53.73 | 85.59 | 44 | VerticalCompact-BCD_2x4 | 3684 | 800 | 1761 |  |  | 465.9 | 54 | 54 | 500 | AC motor | 50 | D | no | no | C | D | Aluminum | 2025-01-02 | 4 | 4 | yes | piece | 1
GCVC PD 050.2/21-48 | GCVC PD | 050.2/21-48 | 4244801 | finoox | GCVC 050.2C/2x1-2347-D-D/3/64/2.10/900/EXS/1/015023 | 4219 | 1 | 2 | 2347 | Axial | 44162 | 44392 | 90.33 | 15638 | 1390 | VT03150U | 1352 | 1941-01-01 | E | 48.27 | 79.78 | 9 | VerticalCompact-BCD_2x1 | 984 | 800 | 1761 |  |  | 128 | 28 | 28 | 500 | AC motor | 50 | D | no | no | C | D | Epoxy coated aluminum | 2025-01-02 | 8 | 3 | yes | piece | 1
GCVC PD 063.2/22-68 | GCVC PD | 063.2/22-68 | 4247582 | finoox | GCVC 063.2D/2x2-2412-2-D/6/80/2.10/2400/AXS/1/015023 | 21766 | 2 | 2 | 2412 | Axial | 263.14 | 263714 | 602.19 | 63868 | 1510 | VT03143U.1 | 13275 | 5 | E | 67.59 | 99.4 | 58.5 | VerticalCompact-BCD_2x2 | 2484 | 800 | 2161 |  |  | 487.1 | 64 | 64 | 630 | EC motor | 5060 | 2 | no | no | D | D | Aluminum | 2025-01-02 | 6 | 6 | yes | piece | 1
GCVC PD 063.2/12-37 | GCVC PD | 063.2/12-37 | 4252114 | finoox | GCVC 063.2D/1x2-2553-2-D/3/40/2.10/2400/AXS/1/015023 | 7237 | 2 | 1 | 2553 | Axial | 53104 | 53073 | 150.55 | 14902 | 700 | VT03144U.1 | 0.418 | 0.52 | B | 37.46 | 68.98 | 2025-09-12 | VerticalCompact-BCD_1x2 | 2484 | 623 | 1153 |  |  | 162.1 | 28 | 28 | 630 | EC motor | 5060 | 2 | no | no | D | D | Aluminum | 2025-01-02 | 6 | 3 | yes | piece | 1
GCVC PD 063.2/11-40 | GCVC PD | 063.2/11-40 | 4251903 | finoox | GCVC 063.2D/1x1-2558-2-D/6/40/2.10/1200/EXS/1/015023 | 5593 | 1 | 1 | 2558 | Axial | 45322 | 45547 | 150.55 | 9354 | 950 | VT03144U.1 | 0.545 | 1 | C | 39.81 | 71.17 | 2025-01-13 | VerticalCompact-BCD_1x1 | 1284 | 623 | 1153 |  |  | 109.9 | 28 | 28 | 630 | EC motor | 5060 | 2 | no | no | D | D | Epoxy coated aluminum | 2025-01-02 | 10 | 6 | yes | piece | 1
GCVC PD 063.2/13-27 | GCVC PD | 063.2/13-27 | 4251346 | finoox | GCVC 063.2C/1x3-2504-1-D/3/32/2.10/2700/AXS/1/015023 | 7937 | 3 | 1 | 2504 | Axial | 41004 | 40937 | 135.49 | 10760 | 460 | VT03145U.1 | 0.176 | 0.3 | A+ | 27.21 | 58.72 | 2025-05-11 | VerticalCompact-BCD_1x3 | 2784 | 615 | 953 |  |  | 160.7 | 28 | 28 | 630 | EC motor | 5060 | 1 | no | no | C | D | Aluminum | 2025-01-02 | 6 | 3 | yes | piece | 1
GCVC PD 063.2/11-21 | GCVC PD | 063.2/11-21 | 4251784 | finoox | GCVC 063.2D/1x1-2504-1-D/3/40/2.10/1200/AXS/1/015023 | 4088 | 1 | 1 | 2504 | Axial | 18334 | 18354 | 75.27 | 4333 | 460 | VT03145U.1 | 0.053 | 0.3 | A+ | 21.21 | 52.57 | 2025-03-06 | VerticalCompact-BCD_1x1 | 1284 | 615 | 1153 |  |  | 82.4 | 16 | 16 | 630 | EC motor | 5060 | 1 | no | no | D | D | Aluminum | 2025-01-02 | 10 | 3 | yes | piece | 1
GCVC PD 063.2/13-26 | GCVC PD | 063.2/13-26 | 4252278 | finoox | GCVC 063.2D/1x3-2504-1-D/6/40/2.10/3600/AXS/1/015023 | 11691 | 3 | 1 | 2504 | Axial | 67241 | 67657 | 451.65 | 11545 | 460 | VT03145U.1 | 0.17 | 0.3 | A+ | 26.16 | 57.84 | 36.9 | VerticalCompact-BCD_1x3 | 3684 | 615 | 1153 |  |  | 290.7 | 35 | 35 | 630 | EC motor | 5060 | 1 | no | no | D | D | Aluminum | 2025-01-02 | 6 | 6 | yes | piece | 1
GCVC PD 050.2/23-47 | GCVC PD | 050.2/23-47 | 4245424 | finoox | GCVC 050.2C/2x3-2520-1-D/3/64/2.10/2700/AXS/1/015023 | 12662 | 3 | 2 | 2520 | Axial | 115.75 | 115911 | 270.99 | 34918 | 1070 | VT03011U.1 | 1718 | 2025-04-01 | D | 46.98 | 78.73 | 2025-01-25 | VerticalCompact-BCD_2x3 | 2784 | 800 | 1761 |  |  | 301.4 | 42 | 42 | 500 | EC motor | 5060 | 1 | no | no | C | D | Aluminum | 2025-01-02 | 4 | 3 | yes | piece | 1
GCVC PD 045.2/24-43 | GCVC PD | 045.2/24-43 | 4244715 | finoox | GCVC 045.2C/2x4-2525-1-D/4/64/2.10/3600/AXS/1/015023 | 15243 | 4 | 2 | 2525 | Axial | 121068 | 121487 | 481.75 | 25876 | 825 | VT03007U.1 | 0.776 | 0.47 | B | 43.36 | 75.22 | 41.4 | VerticalCompact-BCD_2x4 | 3684 | 800 | 1761 |  |  | 410.3 | 42 | 42 | 450 | EC motor | 5060 | 1 | no | no | C | D | Aluminum | 2025-01-02 | 4 | 4 | yes | piece | 1
GCVC PD 063.2/21-30 | GCVC PD | 063.2/21-30 | 4246547 | finoox | GCVC 063.2C/2x1-2507-1-D/3/64/2.10/900/EXS/1/015023 | 6923 | 1 | 2 | 2507 | Axial | 31572 | 31697 | 90.33 | 9115 | 580 | VT03145U.1 | 0.207 | 0.55 | B | 2025-06-30 | 61.57 | 2025-03-08 | VerticalCompact-BCD_2x1 | 984 | 800 | 1761 |  |  | 119.5 | 22 | 22 | 630 | EC motor | 5060 | 1 | no | no | C | D | Epoxy coated aluminum | 2025-01-02 | 8 | 3 | yes | piece | 1
GCVC PD 050.2/13-42 | GCVC PD | 050.2/13-42 | 4244368 | finoox | GCVC 050.2B/1x3-2518-1-D/3/24/2.10/2160/AXS/1/015023 | 5658 | 3 | 1 | 2518 | Axial | 38018 | 38016 | 81.3 | 12834 | 945 | VT03011U.1 | 0.653 | 1 | D | 41.5 | 72.89 | 2025-08-06 | VerticalCompact-BCD_1x3a | 2244 | 586 | 753 |  |  | 113.8 | 22 | 22 | 500 | EC motor | 5060 | 1 | no | no | B | D | Aluminum | 2025-01-02 | 6 | 3 | yes | piece | 1
GCVC PD 045.2/24-54 | GCVC PD | 045.2/24-54 | 4244758 | finoox | GCVC 045.2C/2x4-2532-1-D/6/64/2.10/3600/AXS/1/015023 | 17565 | 4 | 2 | 2532 | Axial | 205776 | 207374 | 722.63 | 40571 | 1350 | VT03007U.1 | 3147 | 1965-01-01 | D | 54.17 | 86.04 | 62.7 | VerticalCompact-BCD_2x4 | 3684 | 800 | 1761 |  |  | 486.1 | 54 | 54 | 450 | EC motor | 5060 | 1 | no | no | C | D | Aluminum | 2025-01-02 | 4 | 6 | yes | piece | 1
GCVC PD 050.2/24-49 | GCVC PD | 050.2/24-49 | 4245666 | finoox | GCVC 050.2C/2x4-2521-1-D/3/64/2.10/3600/AXS/1/015023 | 16386 | 4 | 2 | 2521 | Axial | 153437 | 153.15 | 361.32 | 49399 | 1135 | VT03011U.1 | 2702 | 1965-01-01 | D | 49.37 | 81.23 | 34.6 | VerticalCompact-BCD_2x4 | 3684 | 800 | 1761 |  |  | 394.2 | 54 | 54 | 500 | EC motor | 5060 | 1 | no | no | C | D | Aluminum | 2025-01-02 | 4 | 3 | yes | piece | 1
GCVC PD 045.2/13-45 | GCVC PD | 045.2/13-45 | 4249052 | finoox | GCVC 045.2C/1x3-2528-1-D/6/32/2.10/2700/AXS/1/015023 | 7256 | 3 | 1 | 2528 | Axial | 62.64 | 62983 | 270.99 | 11687 | 1050 | VT03007U.1 | 0.573 | 0.84 | C | 44.88 | 76.38 | 22 | VerticalCompact-BCD_1x3 | 2784 | 535 | 953 |  |  | 191.8 | 28 | 28 | 450 | EC motor | 5060 | 1 | no | no | C | D | Aluminum | 2025-01-02 | 6 | 6 | yes | piece | 1
GCVC PD 063.2/11-34 | GCVC PD | 063.2/11-34 | 4251015 | finoox | GCVC 063.2C/1x1-2554-2-D/3/32/2.10/900/EXS/1/015023 | 4073 | 1 | 1 | 2554 | Axial | 20.54 | 20642 | 45.16 | 6909 | 750 | VT03144U.1 | 0.287 | 0.6 | D | 34.24 | 65.51 | 4 | VerticalCompact-BCD_1x1 | 984 | 623 | 953 |  |  | 64.4 | 18 | 18 | 630 | EC motor | 5060 | 2 | no | no | C | D | Epoxy coated aluminum | 2025-01-02 | 8 | 3 | yes | piece | 1
GCVC PD 050.2/11-48 | GCVC PD | 050.2/11-48 | 4249409 | finoox | GCVC 050.2C/1x1-2790-K-D/4/32/2.10/900/AXS/1/015023 | 2258 | 1 | 1 | 2790 | Axial | 29422 | 29652 | 60.22 | 8548 | 1640 | VT03150U | 1018 | 1964-01-01 | E | 48.14 | 79.4 | 2025-04-05 | VerticalCompact-BCD_1x1 | 984 | 569 | 953 |  |  | 68.8 | 22 | 22 | 500 | AC motor | 60 | K | no | no | C | D | Aluminum | 2025-01-02 | 8 | 4 | yes | piece | 1
GCVC PD 050.3/14-49 | GCVC PD | 050.3/14-49 | 6137286 | finoox | GCVC 050.3C/1x4-3616-W-D/4/32/2.10/3600/AXS/1/015023 | 6626 | 4 | 1 | 3616 | Axial | 100195 | 100.17 | 240.88 | 27665 | 1240 | VT01524 | 2707 | 2025-02-03 | E | 49.38 | 81.01 | 2025-08-20 | VerticalCompact-BCD_1x4 | 3684 | 596 | 953 |  |  | 247.5 | 42 | 42 | 500 | AC motor | 50 | W | no | no | C | D | Aluminum | 2025-01-02 | 4 | 4 | yes | piece | 1
GCVC PD 080.2/12-56 | GCVC PD | 080.2/12-56 | 4252678 | finoox | GCVC 080.2D/1x2-1656-2-D/6/40/2.10/2400/AXS/1/015023 | 10845 | 2 | 1 | 1656 | Axial | 130934 | 131227 | 301.1 | 31668 | 1000 | VT03059U.2 | 4547 | 2025-02-03 | E | 56.45 | 87.98 | 2025-01-26 | VerticalCompact-BCD_1x2 | 2484 | 650 | 1153 |  |  | 233.8 | 42 | 42 | 800 | EC motor | 5060 | 2 | no | no | D | D | Aluminum | 2025-01-02 | 6 | 6 | yes | piece | 1
GCVC PD 035.2/13-30 | GCVC PD | 035.2/13-30 | 4243752 | finoox | GCVC 035.2B/1x3-2344-W-D/3/24/2.10/2160/AXS/1/015023 | 3021 | 3 | 1 | 2344 | Axial | 21746 | 21712 | 81.3 | 5423 | 910 | VT03149U | 0.213 | 0.35 | C | 2025-04-30 | 61.41 | 2025-06-06 | VerticalCompact-BCD_1x3a | 2244 | 514 | 753 |  |  | 100.6 | 18 | 18 | 350 | AC motor | 50 | W | no | no | B | D | Aluminum | 2025-01-02 | 8 | 3 | yes | piece | 1
GCVC PD 035.2/11-25 | GCVC PD | 035.2/11-25 | 4243643 | finoox | GCVC 035.2A/1x1-2344-W-D/3/20/2.10/600/EXS/2/015023 | 1190 | 1 | 1 | 2344 | Axial | 5763 | 5795 | 18.82 | 1610 | 910 | VT03149U | 0.072 | 0.35 | C | 25.14 | 56.22 | 2025-07-01 | VerticalCompact-A_1x1 | 660 | 326 | 507 |  |  | 2025-07-16 | 16 | 16 | 350 | AC motor | 50 | W | no | no | A | D | Epoxy coated aluminum | 2025-01-02 | 10 | 3 | yes | piece | 1
GCVC PD 050.2/13-50 | GCVC PD | 050.2/13-50 | 4249692 | finoox | GCVC 050.2C/1x3-2349-I-D/3/32/2.10/2700/EXS/1/015023 | 5182 | 3 | 1 | 2349 | Axial | 70157 | 70248 | 135.49 | 26184 | 1590 | VT03150U | 2603 | 2025-07-01 | E | 49.98 | 81.49 | 12 | VerticalCompact-BCD_1x3 | 2784 | 569 | 953 |  |  | 172.4 | 35 | 35 | 500 | AC motor | 60 | I | no | no | C | D | Epoxy coated aluminum | 2025-01-02 | 4 | 3 | yes | piece | 1
GCVC PD 080.2/13-47 | GCVC PD | 080.2/13-47 | 4252999 | finoox | GCVC 080.2D/1x3-2449-2-D/4/40/2.10/3600/AXS/1/015023 | 12296 | 3 | 1 | 2449 | Axial | 133757 | 133285 | 301.1 | 38740 | 770 | VT03060U.1 | 2609 | 2025-05-01 | D | 46.6 | 78.28 | 26 | VerticalCompact-BCD_1x3 | 3684 | 613 | 1153 |  |  | 276.1 | 42 | 42 | 800 | EC motor | 5060 | 2 | no | no | D | D | Aluminum | 2025-01-02 | 4 | 4 | yes | piece | 1
GCVC PD 063.2/21-36 | GCVC PD | 063.2/21-36 | 4246496 | finoox | GCVC 063.2C/2x1-2414-1-D/3/64/2.10/900/AXS/1/015023 | 6698 | 1 | 2 | 2414 | Axial | 39753 | 39971 | 90.33 | 12403 | 770 | VT03145U.1 | 0.459 | 2015-01-01 | C | 36.04 | 67.55 | 2025-03-08 | VerticalCompact-BCD_2x1 | 984 | 800 | 1761 |  |  | 119.5 | 22 | 22 | 630 | EC motor | 5060 | 1 | no | no | C | D | Aluminum | 2025-01-02 | 8 | 3 | yes | piece | 1
GCVC PD 050.2/11-20 | GCVC PD | 050.2/11-20 | 4250216 | finoox | GCVC 050.2D/1x1-2389-J-D/3/40/2.10/1200/AXS/1/015023 | 2512 | 1 | 1 | 2389 | Axial | 13383 | 13404 | 75.27 | 2890 | 450 | VT01437 | 0.081 | 0.17 | B | 19.76 | 51.12 | 2025-03-06 | VerticalCompact-BCD_1x1 | 1284 | 596 | 1153 |  |  | 83.9 | 16 | 16 | 500 | AC motor | 60 | J | no | no | D | D | Aluminum | 2025-01-02 | 10 | 3 | yes | piece | 1
GCVC PD 050.2/12-21 | GCVC PD | 050.2/12-21 | 4249510 | finoox | GCVC 050.2C/1x2-2389-J-D/4/32/2.10/1800/EXS/1/015023 | 3724 | 2 | 1 | 2389 | Axial | 23413 | 23474 | 120.44 | 4743 | 450 | VT01437 | 0.164 | 0.17 | B | 2025-06-20 | 51.99 | 2025-08-09 | VerticalCompact-BCD_1x2 | 1884 | 596 | 953 |  |  | 120.8 | 18 | 18 | 500 | AC motor | 60 | J | no | no | C | D | Epoxy coated aluminum | 2025-01-02 | 8 | 4 | yes | piece | 1
GCVC PD 063.2/12-30 | GCVC PD | 063.2/12-30 | 4251084 | finoox | GCVC 063.2C/1x2-2398-I-D/6/32/2.10/1800/AXS/1/015023 | 5667 | 2 | 1 | 2398 | Axial | 35862 | 36191 | 180.66 | 6480 | 460 | VT01442 | 0.294 | 0.32 | B | 29.52 | 60.91 | 2025-08-14 | VerticalCompact-BCD_1x2 | 1884 | 598 | 953 |  |  | 142.5 | 22 | 22 | 630 | AC motor | 60 | I | no | no | C | D | Aluminum | 2025-01-02 | 8 | 6 | yes | piece | 1
GCVC PD 045.2/21-48 | GCVC PD | 045.2/21-48 | 4244426 | finoox | GCVC 045.2C/2x1-2419-1-D/3/64/2.10/900/AXS/1/015023 | 4716 | 1 | 2 | 2419 | Axial | 37651 | 37866 | 90.33 | 11407 | 1350 | VT03007U.1 | 0.739 | 1965-01-01 | D | 47.64 | 79.15 | 2025-03-08 | VerticalCompact-BCD_2x1 | 984 | 800 | 1761 |  |  | 114.3 | 22 | 22 | 450 | EC motor | 5060 | 1 | no | no | C | D | Aluminum | 2025-01-02 | 8 | 3 | yes | piece | 1
GCVC PD 080.2/12-39 | GCVC PD | 080.2/12-39 | 4252869 | finoox | GCVC 080.2D/1x2-2543-2-D/4/40/2.10/2400/EXS/1/015023 | 9013 | 2 | 1 | 2543 | Axial | 71894 | 71.92 | 200.73 | 18944 | 575 | VT03060U.1 | 0.753 | 0.78 | C | 39.05 | 70.58 | 2025-05-17 | VerticalCompact-BCD_1x2 | 2484 | 613 | 1153 |  |  | 187 | 35 | 35 | 800 | EC motor | 5060 | 2 | no | no | D | D | Epoxy coated aluminum | 2025-01-02 | 6 | 4 | yes | piece | 1
GCVC PD 080.2/11-28 | GCVC PD | 080.2/11-28 | 4252536 | finoox | GCVC 080.2D/1x1-2499-1-D/3/40/2.10/1200/AXS/1/015023 | 4229 | 1 | 1 | 2499 | Axial | 27753 | 27.77 | 75.27 | 7838 | 465 | VT03062U.1 | 0.188 | 0.95 | B | 27.95 | 59.31 | 2025-06-06 | VerticalCompact-BCD_1x1 | 1284 | 608 | 1153 |  |  | 88.8 | 22 | 22 | 800 | EC motor | 5060 | 1 | no | no | D | D | Aluminum | 2025-01-02 | 10 | 3 | yes | piece | 1
GCVC PD 050.2/13-44 | GCVC PD | 050.2/13-44 | 4249834 | finoox | GCVC 050.2C/1x3-2520-1-D/6/32/2.10/2700/AXS/1/015023 | 7895 | 3 | 1 | 2520 | Axial | 78333 | 78.7 | 270.99 | 15670 | 1070 | VT03011U.1 | 0.913 | 2025-04-01 | C | 43.83 | 75.34 | 2025-06-22 | VerticalCompact-BCD_1x3 | 2784 | 586 | 953 |  |  | 197.5 | 35 | 35 | 500 | EC motor | 5060 | 1 | no | no | C | D | Aluminum | 2025-01-02 | 6 | 6 | yes | piece | 1
GCVC PD 050.2/12-55 | GCVC PD | 050.2/12-55 | 4250590 | finoox | GCVC 050.2D/1x2-2563-2-D/6/40/2.10/2400/AXS/1/015023 | 7474 | 2 | 1 | 2563 | Axial | 93591 | 94014 | 301.1 | 19012 | 1680 | VT03013U.1 | 2045 | 1975-01-01 | D | 55.34 | 86.86 | 2025-04-25 | VerticalCompact-BCD_1x2 | 2484 | 607 | 1153 |  |  | 205.2 | 35 | 35 | 500 | EC motor | 5060 | 2 | no | no | D | D | Aluminum | 2025-01-02 | 6 | 6 | yes | piece | 1
GCVC PD 050.2/12-55 | GCVC PD | 050.2/12-55 | 4244270 | finoox | GCVC 050.2B/1x2-2563-2-D/3/24/2.10/1440/EXS/1/015023 | 4895 | 2 | 1 | 2563 | Axial | 33256 | 33.19 | 54.2 | 15716 | 1680 | VT03013U.1 | 2024-02-01 | 1975-01-01 | E | 55.2 | 86.49 | 2025-07-04 | VerticalCompact-BCD_1x2 | 1524 | 607 | 753 |  |  | 88.4 | 22 | 22 | 500 | EC motor | 5060 | 2 | no | no | B | D | Epoxy coated aluminum | 2025-01-02 | 8 | 3 | yes | piece | 1
GCVC PD 050.2/22-42 | GCVC PD | 050.2/22-42 | 4246120 | finoox | GCVC 050.2D/2x2-2517-1-D/3/80/2.10/2400/AXS/1/015023 | 10054 | 2 | 2 | 2517 | Axial | 83769 | 83743 | 301.1 | 20752 | 880 | VT03011U.1 | 0.619 | 0.84 | B | 41.66 | 73.47 | 2025-09-26 | VerticalCompact-BCD_2x2 | 2484 | 800 | 2161 |  |  | 290.4 | 35 | 35 | 500 | EC motor | 5060 | 1 | no | no | D | D | Aluminum | 2025-01-02 | 6 | 3 | yes | piece | 1
GCVC PD 063.2/24-47 | GCVC PD | 063.2/24-47 | 4247236 | finoox | GCVC 063.2C/2x4-2556-2-D/6/64/2.10/3600/AXS/1/015023 | 27162 | 4 | 2 | 2556 | Axial | 249533 | 250638 | 722.63 | 52959 | 850 | VT03144U.1 | 3617 | 0.77 | D | 47.02 | 78.88 | 62.7 | VerticalCompact-BCD_2x4 | 3684 | 800 | 1761 |  |  | 540.6 | 54 | 54 | 630 | EC motor | 5060 | 2 | no | no | C | D | Aluminum | 2025-01-02 | 4 | 6 | yes | piece | 1
GCVC PD 045.2/11-42 | GCVC PD | 045.2/11-42 | 4243862 | finoox | GCVC 045.2B/1x1-2529-1-D/3/24/2.10/720/EXS/1/015023 | 2429 | 1 | 1 | 2529 | Axial | 11771 | 11855 | 2025-01-27 | 3951 | 1125 | VT03007U.1 | 0.233 | 1 | D | 42.31 | 73.49 | 2025-04-02 | VerticalCompact-BCD_1x1 | 804 | 535 | 753 |  |  | 42.4 | 16 | 16 | 450 | EC motor | 5060 | 1 | no | no | B | D | Epoxy coated aluminum | 2025-01-02 | 8 | 3 | yes | piece | 1
GCVC PD 063.2/11-34 | GCVC PD | 063.2/11-34 | 4251013 | finoox | GCVC 063.2C/1x1-2554-2-D/4/32/2.10/900/AXS/1/015023 | 4059 | 1 | 1 | 2554 | Axial | 24672 | 24.85 | 60.22 | 6523 | 750 | VT03144U.1 | 0.297 | 0.6 | C | 34.32 | 65.6 | 2025-02-05 | VerticalCompact-BCD_1x1 | 984 | 623 | 953 |  |  | 68.8 | 18 | 18 | 630 | EC motor | 5060 | 2 | no | no | C | D | Aluminum | 2025-01-02 | 8 | 4 | yes | piece | 1
GCVC PD 045.2/14-50 | GCVC PD | 045.2/14-50 | 4249093 | finoox | GCVC 045.2C/1x4-0426-W-D/4/32/2.10/3600/AXS/1/015023 | 5684 | 4 | 1 | 426 | Axial | 86271 | 86389 | 240.88 | 21533 | 1360 | VT0326U | 1665 | 2025-02-02 | D | 50.37 | 81.98 | 2025-02-20 | VerticalCompact-BCD_1x4 | 3684 | 521 | 953 |  |  | 231.8 | 35 | 35 | 450 | AC motor | 50 | W | no | no | C | D | Aluminum | 2025-01-02 | 4 | 4 | yes | piece | 1
GCVC PD 050.2/23-38 | GCVC PD | 050.2/23-38 | 4246214 | finoox | GCVC 050.2D/2x3-2336-D-D/4/80/2.10/3600/EXS/1/015023 | 13975 | 3 | 2 | 2336 | Axial | 116791 | 116834 | 602.19 | 24164 | 660 | VT01437 | 0.729 | 0.33 | B | 37.9 | 69.86 | 51.6 | VerticalCompact-BCD_2x3 | 3684 | 800 | 2161 |  |  | 482.1 | 42 | 42 | 500 | AC motor | 50 | D | no | no | D | D | Epoxy coated aluminum | 2025-01-02 | 6 | 4 | yes | piece | 1
GCVC PD 050.2/11-41 | GCVC PD | 050.2/11-41 | 4250252 | finoox | GCVC 050.2D/1x1-2421-1-D/3/40/2.10/1200/AXS/1/015023 | 3016 | 1 | 1 | 2421 | Axial | 25798 | 25852 | 75.27 | 7027 | 1150 | VT03011U.1 | 0.332 | 1975-01-01 | C | 41.08 | 72.45 | 2025-06-06 | VerticalCompact-BCD_1x1 | 1284 | 586 | 1153 |  |  | 82.3 | 22 | 22 | 500 | EC motor | 5060 | 1 | no | no | D | D | Aluminum | 2025-01-02 | 10 | 3 | yes | piece | 1
GCVC PD 050.2/23-48 | GCVC PD | 050.2/23-48 | 4245373 | finoox | GCVC 050.2C/2x3-2421-1-D/3/64/2.10/2700/EXS/1/015023 | 13222 | 3 | 2 | 2421 | Axial | 119604 | 119707 | 270.99 | 38893 | 1150 | VT03011U.1 | 2117 | 1975-01-01 | D | 47.68 | 79.43 | 2025-01-25 | VerticalCompact-BCD_2x3 | 2784 | 800 | 1761 |  |  | 301.4 | 42 | 42 | 500 | EC motor | 5060 | 1 | no | no | C | D | Epoxy coated aluminum | 2025-01-02 | 4 | 3 | yes | piece | 1
GCVC PD 050.2/22-53 | GCVC PD | 050.2/22-53 | 4245207 | finoox | GCVC 050.2C/2x2-2559-2-D/4/64/2.10/1800/AXS/1/015023 | 11149 | 2 | 2 | 2559 | Axial | 100.87 | 100743 | 240.88 | 28063 | 1330 | VT03013U.1 | 2125 | 2025-08-01 | D | 52.55 | 84.18 | 2025-07-21 | VerticalCompact-BCD_2x2 | 1884 | 800 | 1761 |  |  | 243.8 | 35 | 35 | 500 | EC motor | 5060 | 2 | no | no | C | D | Aluminum | 2025-01-02 | 8 | 4 | yes | piece | 1
GCVC PD 063.2/14-35 | GCVC PD | 063.2/14-35 | 4251566 | finoox | GCVC 063.2C/1x4-2506-1-D/6/32/2.10/3600/AXS/1/015023 | 12084 | 4 | 1 | 2506 | Axial | 74319 | 74597 | 361.32 | 13747 | 540 | VT03145U.1 | 0.371 | 0.45 | A | 35.12 | 66.75 | 2025-05-29 | VerticalCompact-BCD_1x4 | 3684 | 615 | 953 |  |  | 261.9 | 35 | 35 | 630 | EC motor | 5060 | 1 | no | no | C | D | Aluminum | 2025-01-02 | 6 | 6 | yes | piece | 1
GCVC PD 063.2/22-45 | GCVC PD | 063.2/22-45 | 4246838 | finoox | GCVC 063.2C/2x2-2558-2-D/4/64/2.10/1800/EXS/1/015023 | 13659 | 2 | 2 | 2558 | Axial | 107731 | 107554 | 240.88 | 33597 | 950 | VT03144U.1 | 2349 | 1 | D | 45.05 | 76.68 | 2025-09-22 | VerticalCompact-BCD_2x2 | 1884 | 800 | 1761 |  |  | 247.6 | 42 | 42 | 630 | EC motor | 5060 | 2 | no | no | C | D | Epoxy coated aluminum | 2025-01-02 | 8 | 4 | yes | piece | 1
GCVC PD 063.2/12-32 | GCVC PD | 063.2/12-32 | 4252062 | finoox | GCVC 063.2D/1x2-2509-1-D/6/40/2.10/2400/AXS/1/015023 | 8308 | 2 | 1 | 2509 | Axial | 57736 | 57671 | 301.1 | 11136 | 655 | VT03145U.1 | 0.281 | 0.75 | A | 31.92 | 63.45 | 2025-06-24 | VerticalCompact-BCD_1x2 | 2484 | 615 | 1153 |  |  | 197.1 | 28 | 28 | 630 | EC motor | 5060 | 1 | no | no | D | D | Aluminum | 2025-01-02 | 12 | 6 | yes | piece | 1
GCVC PD 045.2/13-52 | GCVC PD | 045.2/13-52 | 4243999 | finoox | GCVC 045.2B/1x3-2533-1-D/4/24/2.10/2160/EXS/1/015023 | 5729 | 3 | 1 | 2533 | Axial | 48211 | 48267 | 108.39 | 14369 | 1425 | VT03007U.1 | 1387 | 2025-09-01 | E | 52.41 | 83.79 | 2025-02-09 | VerticalCompact-BCD_1x3a | 2244 | 535 | 753 |  |  | 118.2 | 28 | 28 | 450 | EC motor | 5060 | 1 | no | no | B | D | Epoxy coated aluminum | 2025-01-02 | 6 | 4 | yes | piece | 1
GCVC PD 050.2/13-37 | GCVC PD | 050.2/13-37 | 4250759 | finoox | GCVC 050.2D/1x3-2515-1-D/3/40/2.10/3600/EXS/1/015023 | 8134 | 3 | 1 | 2515 | Axial | 55.27 | 55227 | 225.82 | 13306 | 755 | VT03011U.1 | 0.304 | 0.58 | A | 37.17 | 68.85 | 2025-06-18 | VerticalCompact-BCD_1x3 | 3684 | 586 | 1153 |  |  | 222.3 | 28 | 28 | 500 | EC motor | 5060 | 1 | no | no | D | D | Epoxy coated aluminum | 2025-01-02 | 4 | 3 | yes | piece | 1
GCVC PD 045.2/11-33 | GCVC PD | 045.2/11-33 | 4248846 | finoox | GCVC 045.2C/1x1-2524-1-D/3/32/2.10/900/AXS/1/015023 | 2642 | 1 | 1 | 2524 | Axial | 12147 | 12183 | 45.16 | 3018 | 750 | VT03007U.1 | 0.075 | 0.37 | B | 32.88 | 64.14 | 2025-09-03 | VerticalCompact-BCD_1x1 | 984 | 535 | 953 |  |  | 57.5 | 16 | 16 | 450 | EC motor | 5060 | 1 | no | no | C | D | Aluminum | 2025-01-02 | 12 | 3 | yes | piece | 1
GCVC PD 080.2/22-25 | GCVC PD | 080.2/22-25 | 4248380 | finoox | GCVC 080.2D/2x2-2493-1-D/3/80/2.10/2400/EXS/1/015023 | 15962 | 2 | 2 | 2493 | Axial | 82569 | 82497 | 301.1 | 20895 | 320 | VT03062U.1 | 0.273 | 0.35 | A+ | 25.45 | 57.26 | 2025-09-26 | VerticalCompact-BCD_2x2 | 2484 | 800 | 2161 |  |  | 316.7 | 35 | 35 | 800 | EC motor | 5060 | 1 | no | no | D | D | Epoxy coated aluminum | 2025-01-02 | 6 | 3 | yes | piece | 1
GCVC PD 063.2/21-17 | GCVC PD | 063.2/21-17 | 4246505 | finoox | GCVC 063.2C/2x1-2500-1-D/3/64/2.10/900/EXS/1/015023 | 6888 | 1 | 2 | 2500 | Axial | 19631 | 19689 | 90.33 | 4634 | 310 | VT03145U.1 | 0.05 | 0.13 | A+ | 2025-12-17 | 48.63 | 2025-08-07 | VerticalCompact-BCD_2x1 | 984 | 800 | 1761 |  |  | 118.3 | 16 | 16 | 630 | EC motor | 5060 | 1 | no | no | C | D | Epoxy coated aluminum | 2025-01-02 | 12 | 3 | yes | piece | 1
GCVC PD 050.2/13-46 | GCVC PD | 050.2/13-46 | 4250792 | finoox | GCVC 050.2D/1x3-2521-1-D/3/40/2.10/3600/AXS/1/015023 | 7712 | 3 | 1 | 2521 | Axial | 74.61 | 74563 | 225.82 | 20092 | 1135 | VT03011U.1 | 0.948 | 1965-01-01 | C | 46.04 | 77.72 | 2025-03-19 | VerticalCompact-BCD_1x3 | 3684 | 586 | 1153 |  |  | 222.9 | 35 | 35 | 500 | EC motor | 5060 | 1 | no | no | D | D | Aluminum | 2025-01-02 | 4 | 3 | yes | piece | 1
GCVC PD 080.2/11-45 | GCVC PD | 080.2/11-45 | 4252559 | finoox | GCVC 080.2D/1x1-2537-2-D/4/40/2.10/1200/AXS/1/015023 | 5519 | 1 | 1 | 2537 | Axial | 44537 | 44642 | 100.37 | 12366 | 750 | VT03059U.2 | 0.828 | 2025-05-01 | D | 44.73 | 76.1 | 2025-01-09 | VerticalCompact-BCD_1x1 | 1284 | 650 | 1153 |  |  | 108.5 | 28 | 28 | 800 | EC motor | 5060 | 2 | no | no | D | D | Aluminum | 2025-01-02 | 10 | 4 | yes | piece | 1
GCVC PD 080.2/21-42 | GCVC PD | 080.2/21-42 | 4248189 | finoox | GCVC 080.2D/2x1-2544-2-D/4/80/2.10/1200/AXS/1/015023 | 8933 | 1 | 2 | 2544 | Axial | 82134 | 82.35 | 200.73 | 21682 | 655 | VT03060U.1 | 1074 | 2025-05-01 | C | 41.51 | 73.16 | 2025-04-19 | VerticalCompact-BCD_2x1 | 1284 | 800 | 2161 |  |  | 198.3 | 35 | 35 | 800 | EC motor | 5060 | 2 | no | no | D | D | Aluminum | 2025-01-02 | 10 | 4 | yes | piece | 1
GCVC PD 063.2/24-43 | GCVC PD | 063.2/24-43 | 4247225 | finoox | GCVC 063.2C/2x4-2554-2-D/3/64/2.10/3600/EXS/1/015023 | 23700 | 4 | 2 | 2554 | Axial | 157756 | 157514 | 361.32 | 55269 | 750 | VT03144U.1 | 2295 | 0.6 | D | 42.68 | 74.54 | 34.6 | VerticalCompact-BCD_2x4 | 3684 | 800 | 1761 |  |  | 434.9 | 54 | 54 | 630 | EC motor | 5060 | 2 | no | no | C | D | Epoxy coated aluminum | 2025-01-02 | 4 | 3 | yes | piece | 1
GCVC PD 080.3/11-47 | GCVC PD | 080.3/11-47 | 6059786 | finoox | GCVC 080.3D/1x1-3560-2-D/3/40/2.10/1200/EXS/1/015023 | 5765 | 1 | 1 | 3560 | Axial | 45616 | 45733 | 75.27 | 19861 | 990 | VT01445U.3 | 1957 | 2025-01-03 | E | 46.92 | 78.29 | 2025-01-07 | VerticalCompact-BCD_1x1 | 1284 | 620 | 1153 |  |  | 110.7 | 28 | 28 | 800 | EC motor | 5060 | 2 | no | no | D | D | Epoxy coated aluminum | 2025-01-02 | 8 | 3 | yes | piece | 1
GCVC PD 045.2/22-53 | GCVC PD | 045.2/22-53 | 4244503 | finoox | GCVC 045.2C/2x2-0423-X-D/6/64/2.10/1800/EXS/1/015023 | 7768 | 2 | 2 | 423 | Axial | 110659 | 111081 | 361.32 | 23039 | 1460 | VT0326U | 2502 | 3 | D | 53.42 | 85.05 | 32.4 | VerticalCompact-BCD_2x2 | 1884 | 800 | 1761 |  |  | 270.8 | 42 | 42 | 450 | AC motor | 60 | X | no | no | C | D | Epoxy coated aluminum | 2025-01-02 | 8 | 6 | yes | piece | 1
GCVC PD 045.2/22-50 | GCVC PD | 045.2/22-50 | 4244508 | finoox | GCVC 045.2C/2x2-0426-W-D/4/64/2.10/1800/EXS/1/015023 | 6357 | 2 | 2 | 426 | Axial | 84014 | 84066 | 240.88 | 21533 | 1360 | VT0326U | 1665 | 2025-02-02 | D | 50.35 | 81.98 | 2025-07-21 | VerticalCompact-BCD_2x2 | 1884 | 800 | 1761 |  |  | 233.2 | 35 | 35 | 450 | AC motor | 50 | W | no | no | C | D | Epoxy coated aluminum | 2025-01-02 | 8 | 4 | yes | piece | 1
GCVC PD 063.2/23-33 | GCVC PD | 063.2/23-33 | 4247762 | finoox | GCVC 063.2D/2x3-2358-D-D/6/80/2.10/3600/AXS/1/015023 | 19969 | 3 | 2 | 2358 | Axial | 138.1 | 139025 | 903.29 | 23841 | 430 | VT01442 | 0.702 | 0.32 | A | 32.63 | 64.59 | 75.1 | VerticalCompact-BCD_2x3 | 3684 | 800 | 2161 |  |  | 583.3 | 42 | 42 | 630 | AC motor | 50 | D | no | no | D | D | Aluminum | 2025-01-02 | 6 | 6 | yes | piece | 1
GCVC PD 050.2/21-37 | GCVC PD | 050.2/21-37 | 4244821 | finoox | GCVC 050.2C/2x1-2354-W-D/4/64/2.10/900/AXS/1/015023 | 4131 | 1 | 2 | 2354 | Axial | 38544 | 38793 | 120.44 | 9182 | 865 | VT03093U | 0.423 | 0.97 | C | 36.88 | 68.39 | 2025-07-10 | VerticalCompact-BCD_2x1 | 984 | 800 | 1761 |  |  | 132.6 | 22 | 22 | 500 | AC motor | 50 | W | no | no | C | D | Aluminum | 2025-01-02 | 8 | 4 | yes | piece | 1
GCVC PD 050.2/21-37 | GCVC PD | 050.2/21-37 | 4244823 | finoox | GCVC 050.2C/2x1-2354-W-D/3/64/2.10/900/EXS/1/015023 | 4136 | 1 | 2 | 2354 | Axial | 32.69 | 32821 | 90.33 | 9606 | 865 | VT03093U | 0.416 | 0.97 | C | 37.43 | 68.94 | 2025-03-08 | VerticalCompact-BCD_2x1 | 984 | 800 | 1761 |  |  | 123.9 | 22 | 22 | 500 | AC motor | 50 | W | no | no | C | D | Epoxy coated aluminum | 2025-01-02 | 8 | 3 | yes | piece | 1
GCVC PD 050.2/23-45 | GCVC PD | 050.2/23-45 | 4245309 | finoox | GCVC 050.2C/2x3-2384-I-D/6/64/2.10/2700/EXS/1/015023 | 12917 | 3 | 2 | 2384 | Axial | 138.26 | 138884 | 541.97 | 27089 | 790 | VT01435 | 2026-02-01 | 0.88 | D | 45.47 | 77.21 | 46.3 | VerticalCompact-BCD_2x3 | 2784 | 800 | 1761 |  |  | 410.5 | 42 | 42 | 500 | AC motor | 60 | I | no | no | C | D | Epoxy coated aluminum | 2025-01-02 | 6 | 6 | yes | piece | 1
GCVC PD 063.2/22-38 | GCVC PD | 063.2/22-38 | 4247592 | finoox | GCVC 063.2D/2x2-2414-1-D/3/80/2.10/2400/AXS/1/015023 | 12997 | 2 | 2 | 2414 | Axial | 105367 | 105306 | 301.1 | 29420 | 770 | VT03145U.1 | 0.808 | 2015-01-01 | B | 37.96 | 69.77 | 2025-04-28 | VerticalCompact-BCD_2x2 | 2484 | 800 | 2161 |  |  | 296.8 | 42 | 42 | 630 | EC motor | 5060 | 1 | no | no | D | D | Aluminum | 2025-01-02 | 6 | 3 | yes | piece | 1
GCVC PD 063.2/21-60 | GCVC PD | 063.2/21-60 | 4246433 | finoox | GCVC 063.2C/2x1-2356-D-D/3/64/2.10/900/EXS/1/015023 | 6729 | 1 | 2 | 2356 | Axial | 59262 | 59685 | 90.33 | 27622 | 1330 | VT01441 | 5161 | 5 | E | 59.81 | 91.32 | 9 | VerticalCompact-BCD_2x1 | 984 | 800 | 1761 |  |  | 165.8 | 28 | 28 | 630 | AC motor | 50 | D | no | no | C | D | Epoxy coated aluminum | 2025-01-02 | 8 | 3 | yes | piece | 1
GCVC PD 063.2/21-24 | GCVC PD | 063.2/21-24 | 4247333 | finoox | GCVC 063.2D/2x1-2401-L-D/6/80/2.10/1200/EXS/1/015023 | 8601 | 1 | 2 | 2401 | Axial | 38828 | 39168 | 301.1 | 6633 | 340 | VT01442 | 0.176 | 0.16 | A | 23.69 | 55.34 | 2025-03-25 | VerticalCompact-BCD_2x1 | 1284 | 800 | 2161 |  |  | 215.4 | 22 | 22 | 630 | AC motor | 60 | L | no | no | D | D | Epoxy coated aluminum | 2025-01-02 | 12 | 6 | yes | piece | 1
GCVC PD 063.2/13-46 | GCVC PD | 063.2/13-46 | 4251312 | finoox | GCVC 063.2C/1x3-2413-2-D/6/32/2.10/2700/AXS/1/015023 | 10348 | 3 | 1 | 2413 | Axial | 103.17 | 103.34 | 270.99 | 23702 | 1000 | VT03144U.1 | 2175 | 2025-01-01 | D | 46.34 | 77.85 | 2025-06-22 | VerticalCompact-BCD_1x3 | 2784 | 623 | 953 |  |  | 212.8 | 35 | 35 | 630 | EC motor | 5060 | 2 | no | no | C | D | Aluminum | 2025-01-02 | 6 | 6 | yes | piece | 1
GCVC PD 063.2/24-49 | GCVC PD | 063.2/24-49 | 4247111 | finoox | GCVC 063.2C/2x4-2413-2-D/3/64/2.10/3600/EXS/1/015023 | 23700 | 4 | 2 | 2413 | Axial | 181608 | 180882 | 361.32 | 74936 | 1000 | VT03144U.1 | 5264 | 2025-01-01 | E | 49 | 80.86 | 34.6 | VerticalCompact-BCD_2x4 | 3684 | 800 | 1761 |  |  | 434.9 | 54 | 54 | 630 | EC motor | 5060 | 2 | no | no | C | D | Epoxy coated aluminum | 2025-01-02 | 4 | 3 | yes | piece | 1
GCVC PD 063.2/11-27 | GCVC PD | 063.2/11-27 | 4250878 | finoox | GCVC 063.2C/1x1-2398-I-D/6/32/2.10/900/AXS/1/015023 | 3620 | 1 | 1 | 2398 | Axial | 17685 | 17857 | 90.33 | 3240 | 460 | VT01442 | 0.147 | 0.32 | B | 26.63 | 57.9 | 2025-06-07 | VerticalCompact-BCD_1x1 | 984 | 598 | 953 |  |  | 76.6 | 16 | 16 | 630 | AC motor | 60 | I | no | no | C | D | Aluminum | 2025-01-02 | 12 | 6 | yes | piece | 1
GCVC PD 045.2/24-39 | GCVC PD | 045.2/24-39 | 4244705 | finoox | GCVC 045.2C/2x4-2523-1-D/3/64/2.10/3600/EXS/1/015023 | 14975 | 4 | 2 | 2523 | Axial | 89526 | 89458 | 361.32 | 21660 | 675 | VT03007U.1 | 0.46 | 0.3 | A | 39.02 | 70.88 | 2025-08-30 | VerticalCompact-BCD_2x4 | 3684 | 800 | 1761 |  |  | 373.3 | 35 | 35 | 450 | EC motor | 5060 | 1 | no | no | C | D | Epoxy coated aluminum | 2025-01-02 | 4 | 3 | yes | piece | 1
GCVC PD 050.2/13-37 | GCVC PD | 050.2/13-37 | 4250758 | finoox | GCVC 050.2D/1x3-2515-1-D/6/40/2.10/3600/AXS/1/015023 | 9876 | 3 | 1 | 2515 | Axial | 72341 | 72801 | 451.65 | 12595 | 755 | VT03011U.1 | 0.318 | 0.58 | A | 36.65 | 68.32 | 36.9 | VerticalCompact-BCD_1x3 | 3684 | 586 | 1153 |  |  | 288.1 | 35 | 35 | 500 | EC motor | 5060 | 1 | no | no | D | D | Aluminum | 2025-01-02 | 6 | 6 | yes | piece | 1
GCVC PD 080.2/11-48 | GCVC PD | 080.2/11-48 | 4252569 | finoox | GCVC 080.2D/1x1-2538-2-D/6/40/2.10/1200/EXS/1/015023 | 6503 | 1 | 1 | 2538 | Axial | 52537 | 52.81 | 150.55 | 11535 | 800 | VT03059U.2 | 1024 | 1989-01-01 | D | 48.03 | 79.4 | 2025-01-13 | VerticalCompact-BCD_1x1 | 1284 | 650 | 1153 |  |  | 123 | 28 | 28 | 800 | EC motor | 5060 | 2 | no | no | D | D | Epoxy coated aluminum | 2025-01-02 | 10 | 6 | yes | piece | 1
GCVC PD 080.2/11-15 | GCVC PD | 080.2/11-15 | 4252501 | finoox | GCVC 080.2D/1x1-2490-1-D/4/40/2.10/1200/AXS/1/015023 | 4388 | 1 | 1 | 2490 | Axial | 18474 | 18557 | 100.37 | 3665 | 245 | VT03062U.1 | 0.038 | 0.2 | A+ | 2025-02-15 | 46.57 | 2025-03-08 | VerticalCompact-BCD_1x1 | 1284 | 608 | 1153 |  |  | 95.3 | 16 | 16 | 800 | EC motor | 5060 | 1 | no | no | D | D | Aluminum | 2025-01-02 | 10 | 4 | yes | piece | 1
GCVC PD 080.2/21-50 | GCVC PD | 080.2/21-50 | 4248166 | finoox | GCVC 080.2D/2x1-2539-2-D/4/80/2.10/1200/EXS/1/015023 | 10338 | 1 | 2 | 2539 | Axial | 93267 | 93.34 | 200.73 | 28324 | 850 | VT03059U.2 | 2396 | 2019-02-01 | D | 50.06 | 81.71 | 2025-04-19 | VerticalCompact-BCD_2x1 | 1284 | 800 | 2161 |  |  | 214.7 | 35 | 35 | 800 | EC motor | 5060 | 2 | no | no | D | D | Epoxy coated aluminum | 2025-01-02 | 10 | 4 | yes | piece | 1
GCVC PD 050.2/14-54 | GCVC PD | 050.2/14-54 | 4250094 | finoox | GCVC 050.2C/1x4-2560-2-D/6/32/2.10/3600/AXS/1/015023 | 12295 | 4 | 1 | 2560 | Axial | 129284 | 129842 | 361.32 | 27918 | 1415 | VT03013U.1 | 2649 | 2021-01-01 | D | 53.9 | 85.53 | 31.4 | VerticalCompact-BCD_1x4 | 3684 | 607 | 953 |  |  | 279.2 | 42 | 42 | 500 | EC motor | 5060 | 2 | no | no | C | D | Aluminum | 2025-01-02 | 4 | 6 | yes | piece | 1
GCVC PD 050.2/12-55 | GCVC PD | 050.2/12-55 | 4250593 | finoox | GCVC 050.2D/1x2-2563-2-D/6/40/2.10/2400/EXS/1/015023 | 7966 | 2 | 1 | 2563 | Axial | 91732 | 92082 | 301.1 | 19012 | 1680 | VT03013U.1 | 2045 | 1975-01-01 | D | 55.34 | 86.86 | 2025-04-25 | VerticalCompact-BCD_1x2 | 2484 | 607 | 1153 |  |  | 205.2 | 35 | 35 | 500 | EC motor | 5060 | 2 | no | no | D | D | Epoxy coated aluminum | 2025-01-02 | 6 | 6 | yes | piece | 1
GCVC PD 063.2/12-20 | GCVC PD | 063.2/12-20 | 4252019 | finoox | GCVC 063.2D/1x2-2502-1-D/4/40/2.10/2400/AXS/1/015023 | 7090 | 2 | 1 | 2502 | Axial | 35279 | 35357 | 200.73 | 6900 | 385 | VT03145U.1 | 0.072 | 0.2 | A+ | 2025-01-20 | 51.63 | 2025-03-16 | VerticalCompact-BCD_1x2 | 2484 | 615 | 1153 |  |  | 167.4 | 22 | 22 | 630 | EC motor | 5060 | 1 | no | no | D | D | Aluminum | 2025-01-02 | 8 | 4 | yes | piece | 1
GCVC PD 063.2/12-26 | GCVC PD | 063.2/12-26 | 4252037 | finoox | GCVC 063.2D/1x2-2505-1-D/4/40/2.10/2400/AXS/1/015023 | 7147 | 2 | 1 | 2505 | Axial | 43589 | 43654 | 200.73 | 9080 | 500 | VT03145U.1 | 0.131 | 0.39 | A+ | 25.77 | 57.3 | 2025-08-16 | VerticalCompact-BCD_1x2 | 2484 | 615 | 1153 |  |  | 168.1 | 28 | 28 | 630 | EC motor | 5060 | 1 | no | no | D | D | Aluminum | 2025-01-02 | 8 | 4 | yes | piece | 1
GCVC PD 050.2/11-41 | GCVC PD | 050.2/11-41 | 4250314 | finoox | GCVC 050.2D/1x1-2521-1-D/6/40/2.10/1200/AXS/1/015023 | 3685 | 1 | 1 | 2521 | Axial | 34152 | 34373 | 150.55 | 6371 | 1135 | VT03011U.1 | 0.33 | 1965-01-01 | C | 41.09 | 72.46 | 2025-07-12 | VerticalCompact-BCD_1x1 | 1284 | 586 | 1153 |  |  | 104.1 | 22 | 22 | 500 | EC motor | 5060 | 1 | no | no | D | D | Aluminum | 2025-01-02 | 10 | 6 | yes | piece | 1
GCVC PD 063.2/13-39 | GCVC PD | 063.2/13-39 | 4251425 | finoox | GCVC 063.2C/1x3-2554-2-D/4/32/2.10/2700/AXS/1/015023 | 9290 | 3 | 1 | 2554 | Axial | 75041 | 75305 | 180.66 | 19570 | 750 | VT03144U.1 | 0.891 | 0.6 | C | 38.85 | 70.37 | 2025-06-15 | VerticalCompact-BCD_1x3 | 2784 | 623 | 953 |  |  | 186.8 | 35 | 35 | 630 | EC motor | 5060 | 2 | no | no | C | D | Aluminum | 2025-01-02 | 4 | 4 | yes | piece | 1
GCVC PD 050.2/12-52 | GCVC PD | 050.2/12-52 | 4250596 | finoox | GCVC 050.2D/1x2-2790-K-D/6/40/2.10/2400/AXS/1/015023 | 5535 | 2 | 1 | 2790 | Axial | 92678 | 93.1 | 301.1 | 18756 | 1640 | VT03150U | 1932 | 1964-01-01 | D | 51.52 | 83.04 | 2025-04-25 | VerticalCompact-BCD_1x2 | 2484 | 569 | 1153 |  |  | 205.2 | 35 | 35 | 500 | AC motor | 60 | K | no | no | D | D | Aluminum | 2025-01-02 | 6 | 6 | yes | piece | 1
GCVC PD 080.3/13-57 | GCVC PD | 080.3/13-57 | 6071751 | finoox | GCVC 080.3D/1x3-3561-2-D/6/40/2.10/3600/AXS/1/015023 | 16499 | 3 | 1 | 3561 | Axial | 184937 | 185532 | 451.65 | 42900 | 930 | VT01445U.3 | 5199 | 1975-02-01 | E | 56.65 | 88.33 | 39.4 | VerticalCompact-BCD_1x3 | 3684 | 620 | 1153 |  |  | 375.6 | 54 | 54 | 800 | EC motor | 5060 | 2 | no | no | D | D | Aluminum | 2025-01-02 | 4 | 6 | yes | piece | 1
GCVC PD 050.2/12-33 | GCVC PD | 050.2/12-33 | 4249431 | finoox | GCVC 050.2C/1x2-2336-D-D/4/32/2.10/1800/AXS/1/015023 | 3535 | 2 | 1 | 2336 | Axial | 32452 | 32518 | 120.44 | 7121 | 660 | VT01437 | 0.252 | 0.33 | B | 33.3 | 64.69 | 10 | VerticalCompact-BCD_1x2 | 1884 | 596 | 953 |  |  | 121.3 | 22 | 22 | 500 | AC motor | 50 | D | no | no | C | D | Aluminum | 2025-01-02 | 8 | 4 | yes | piece | 1
GCVC PD 050.2/13-34 | GCVC PD | 050.2/13-34 | 4250612 | finoox | GCVC 050.2D/1x3-2333-S-D/3/40/2.10/3600/AXS/1/015023 | 6016 | 3 | 1 | 2333 | Axial | 48331 | 49102 | 225.82 | 11635 | 530 | VT01435 | 0.442 | 0.35 | C | 33.79 | 65.47 | 2025-06-18 | VerticalCompact-BCD_1x3 | 3684 | 596 | 1153 |  |  | 237.2 | 28 | 28 | 500 | AC motor | 50 | S | no | no | D | D | Aluminum | 2025-01-02 | 6 | 3 | yes | piece | 1
GCVC PD 050.2/22-36 | GCVC PD | 050.2/22-36 | 4245093 | finoox | GCVC 050.2C/2x2-2388-I-D/4/64/2.10/1800/AXS/1/015023 | 6791 | 2 | 2 | 2388 | Axial | 69893 | 70068 | 240.88 | 15778 | 710 | VT01437 | 0.641 | 0.34 | C | 36.08 | 67.71 | 2025-07-21 | VerticalCompact-BCD_2x2 | 1884 | 800 | 1761 |  |  | 235 | 35 | 35 | 500 | AC motor | 60 | I | no | no | C | D | Aluminum | 2025-01-02 | 8 | 4 | yes | piece | 1
GCVC PD 050.2/13-48 | GCVC PD | 050.2/13-48 | 4250725 | finoox | GCVC 050.2D/1x3-2411-1-D/6/40/2.10/3600/EXS/1/015023 | 10713 | 3 | 1 | 2411 | Axial | 107122 | 107346 | 451.65 | 21296 | 1260 | VT03011U.1 | 1344 | 2025-02-02 | C | 47.86 | 79.54 | 37.7 | VerticalCompact-BCD_1x3 | 3684 | 586 | 1153 |  |  | 289.5 | 42 | 42 | 500 | EC motor | 5060 | 1 | no | no | D | D | Epoxy coated aluminum | 2025-01-02 | 6 | 6 | yes | piece | 1
GCVC PD 050.2/22-24 | GCVC PD | 050.2/22-24 | 4245101 | finoox | GCVC 050.2C/2x2-2389-J-D/3/64/2.10/1800/EXS/1/015023 | 6593 | 2 | 2 | 2389 | Axial | 42.27 | 42276 | 180.66 | 10036 | 450 | VT01437 | 0.328 | 0.17 | B | 23.89 | 55.52 | 2025-09-15 | VerticalCompact-BCD_2x2 | 1884 | 800 | 1761 |  |  | 216.6 | 28 | 28 | 500 | AC motor | 60 | J | no | no | C | D | Epoxy coated aluminum | 2025-01-02 | 8 | 3 | yes | piece | 1
GCVC PD 063.2/13-30 | GCVC PD | 063.2/13-30 | 4252212 | finoox | GCVC 063.2D/1x3-2398-I-D/6/40/2.10/3600/AXS/1/015023 | 9972 | 3 | 1 | 2398 | Axial | 75043 | 75462 | 451.65 | 13153 | 460 | VT01442 | 0.415 | 0.32 | B | 30.13 | 61.81 | 36.9 | VerticalCompact-BCD_1x3 | 3684 | 598 | 1153 |  |  | 300.9 | 35 | 35 | 630 | AC motor | 60 | I | no | no | D | D | Aluminum | 2025-01-02 | 6 | 6 | yes | piece | 1
GCVC PD 063.2/21-28 | GCVC PD | 063.2/21-28 | 4247315 | finoox | GCVC 063.2D/2x1-2398-I-D/6/80/2.10/1200/EXS/1/015023 | 8729 | 1 | 2 | 2398 | Axial | 49389 | 49768 | 301.1 | 8769 | 460 | VT01442 | 0.277 | 0.32 | B | 2025-04-28 | 60.05 | 2025-01-26 | VerticalCompact-BCD_2x1 | 1284 | 800 | 2161 |  |  | 216.8 | 28 | 28 | 630 | AC motor | 60 | I | no | no | D | D | Epoxy coated aluminum | 2025-01-02 | 10 | 6 | yes | piece | 1
GCVC PD 045.2/13-49 | GCVC PD | 045.2/13-49 | 4249018 | finoox | GCVC 045.2C/1x3-2419-1-D/4/32/2.10/2700/EXS/1/015023 | 6757 | 3 | 1 | 2419 | Axial | 62754 | 62717 | 180.66 | 16678 | 1350 | VT03007U.1 | 1119 | 1965-01-01 | D | 49.33 | 80.84 | 15 | VerticalCompact-BCD_1x3 | 2784 | 535 | 953 |  |  | 165.8 | 28 | 28 | 450 | EC motor | 5060 | 1 | no | no | C | D | Epoxy coated aluminum | 2025-01-02 | 6 | 4 | yes | piece | 1
GCVC PD 050.2/11-40 | GCVC PD | 050.2/11-40 | 4249307 | finoox | GCVC 050.2C/1x1-2421-1-D/4/32/2.10/900/AXS/1/015023 | 2717 | 1 | 1 | 2421 | Axial | 23977 | 24148 | 60.22 | 6254 | 1150 | VT03011U.1 | 0.359 | 1975-01-01 | D | 40.24 | 71.51 | 2025-02-05 | VerticalCompact-BCD_1x1 | 984 | 586 | 953 |  |  | 63.7 | 18 | 18 | 500 | EC motor | 5060 | 1 | no | no | C | D | Aluminum | 2025-01-02 | 8 | 4 | yes | piece | 1
GCVC PD 050.2/11-54 | GCVC PD | 050.2/11-54 | 4250234 | finoox | GCVC 050.2D/1x1-2410-2-D/3/40/2.10/1200/AXS/1/015023 | 3472 | 1 | 1 | 2410 | Axial | 33109 | 33123 | 75.27 | 10450 | 1770 | VT03013U.1 | 1145 | 2025-01-02 | E | 54.3 | 85.67 | 2025-06-06 | VerticalCompact-BCD_1x1 | 1284 | 607 | 1153 |  |  | 86.9 | 22 | 22 | 500 | EC motor | 5060 | 2 | no | no | D | D | Aluminum | 2025-01-02 | 10 | 3 | yes | piece | 1
GCVC PD 045.2/11-39 | GCVC PD | 045.2/11-39 | 4248864 | finoox | GCVC 045.2C/1x1-2527-1-D/3/32/2.10/900/AXS/1/015023 | 2656 | 1 | 1 | 2527 | Axial | 14668 | 14747 | 45.16 | 3953 | 975 | VT03007U.1 | 0.151 | 0.68 | C | 38.6 | 69.86 | 2025-09-03 | VerticalCompact-BCD_1x1 | 984 | 535 | 953 |  |  | 57.5 | 16 | 16 | 450 | EC motor | 5060 | 1 | no | no | C | D | Aluminum | 2025-01-02 | 8 | 3 | yes | piece | 1
GCVC PD 045.2/12-43 | GCVC PD | 045.2/12-43 | 4243915 | finoox | GCVC 045.2B/1x2-2527-1-D/4/24/2.10/1440/EXS/1/015023 | 4145 | 2 | 1 | 2527 | Axial | 25353 | 25462 | 72.26 | 6371 | 975 | VT03007U.1 | 0.31 | 0.68 | C | 42.78 | 74.06 | 6 | VerticalCompact-BCD_1x2 | 1524 | 535 | 753 |  |  | 81.2 | 18 | 18 | 450 | EC motor | 5060 | 1 | no | no | B | D | Epoxy coated aluminum | 2025-01-02 | 8 | 4 | yes | piece | 1
GCVC PD 063.2/23-48 | GCVC PD | 063.2/23-48 | 4247042 | finoox | GCVC 063.2C/2x3-2558-2-D/6/64/2.10/2700/AXS/1/015023 | 20964 | 3 | 2 | 2558 | Axial | 199448 | 199873 | 541.97 | 44832 | 950 | VT03144U.1 | 3745 | 1 | D | 48.09 | 79.84 | 48.8 | VerticalCompact-BCD_2x3 | 2784 | 800 | 1761 |  |  | 416.2 | 54 | 54 | 630 | EC motor | 5060 | 2 | no | no | C | D | Aluminum | 2025-01-02 | 6 | 6 | yes | piece | 1
GCVC PD 080.2/11-17 | GCVC PD | 080.2/11-17 | 4252505 | finoox | GCVC 080.2D/1x1-2491-1-D/4/40/2.10/1200/AXS/1/015023 | 4404 | 1 | 1 | 2491 | Axial | 20091 | 20178 | 100.37 | 4066 | 270 | VT03062U.1 | 0.047 | 0.25 | A+ | 17.15 | 48.52 | 2025-04-08 | VerticalCompact-BCD_1x1 | 1284 | 608 | 1153 |  |  | 95.4 | 18 | 18 | 800 | EC motor | 5060 | 1 | no | no | D | D | Aluminum | 2025-01-02 | 10 | 4 | yes | piece | 1
GCVC PD 045.2/13-40 | GCVC PD | 045.2/13-40 | 4243964 | finoox | GCVC 045.2B/1x3-2525-1-D/3/24/2.10/2160/AXS/1/015023 | 5232 | 3 | 1 | 2525 | Axial | 30051 | 30105 | 81.3 | 8516 | 825 | VT03007U.1 | 0.295 | 0.47 | C | 40.33 | 71.7 | 2025-08-06 | VerticalCompact-BCD_1x3a | 2244 | 535 | 753 |  |  | 108.7 | 22 | 22 | 450 | EC motor | 5060 | 1 | no | no | B | D | Aluminum | 2025-01-02 | 6 | 3 | yes | piece | 1
GCVC PD 045.2/12-38 | GCVC PD | 045.2/12-38 | 4248943 | finoox | GCVC 045.2C/1x2-2525-1-D/4/32/2.10/1800/AXS/1/015023 | 4609 | 2 | 1 | 2525 | Axial | 30198 | 30299 | 120.44 | 6469 | 825 | VT03007U.1 | 0.194 | 0.47 | B | 37.82 | 69.2 | 10 | VerticalCompact-BCD_1x2 | 1884 | 535 | 953 |  |  | 113.1 | 22 | 22 | 450 | EC motor | 5060 | 1 | no | no | C | D | Aluminum | 2025-01-02 | 8 | 4 | yes | piece | 1
GCVC PD 050.2/12-51 | GCVC PD | 050.2/12-51 | 4249620 | finoox | GCVC 050.2C/1x2-2560-2-D/3/32/2.10/1800/AXS/1/015023 | 5332 | 2 | 1 | 2560 | Axial | 45.49 | 45567 | 90.33 | 15488 | 1415 | VT03013U.1 | 1259 | 2021-01-01 | E | 51.39 | 82.78 | 8 | VerticalCompact-BCD_1x2 | 1884 | 607 | 953 |  |  | 117.7 | 28 | 28 | 500 | EC motor | 5060 | 2 | no | no | C | D | Aluminum | 2025-01-02 | 6 | 3 | yes | piece | 1
GCVC PD 080.2/13-31 | GCVC PD | 080.2/13-31 | 4253079 | finoox | GCVC 080.2D/1x3-2497-1-D/4/40/2.10/3600/EXS/1/015023 | 11163 | 3 | 1 | 2497 | Axial | 85406 | 85514 | 301.1 | 19557 | 415 | VT03062U.1 | 0.429 | 0.7 | A | 2025-06-30 | 62.28 | 2025-02-25 | VerticalCompact-BCD_1x3 | 3684 | 608 | 1153 |  |  | 264.2 | 35 | 35 | 800 | EC motor | 5060 | 1 | no | no | D | D | Epoxy coated aluminum | 2025-01-02 | 4 | 4 | yes | piece | 1
GCVC PD 063.2/24-37 | GCVC PD | 063.2/24-37 | 4247166 | finoox | GCVC 063.2C/2x4-2507-1-D/4/64/2.10/3600/EXS/1/015023 | 22724 | 4 | 2 | 2507 | Axial | 144893 | 144957 | 481.75 | 34047 | 580 | VT03145U.1 | 0.855 | 0.55 | B | 36.77 | 68.64 | 41.4 | VerticalCompact-BCD_2x4 | 3684 | 800 | 1761 |  |  | 431.2 | 42 | 42 | 630 | EC motor | 5060 | 1 | no | no | C | D | Epoxy coated aluminum | 2025-01-02 | 4 | 4 | yes | piece | 1
GCVC PD 063.2/23-29 | GCVC PD | 063.2/23-29 | 4246936 | finoox | GCVC 063.2C/2x3-2503-1-D/4/64/2.10/2700/EXS/1/015023 | 17461 | 3 | 2 | 2503 | Axial | 84672 | 84.81 | 361.32 | 18238 | 425 | VT03145U.1 | 0.293 | 0.25 | A+ | 29.35 | 61.1 | 2025-09-30 | VerticalCompact-BCD_2x3 | 2784 | 800 | 1761 |  |  | 330.6 | 35 | 35 | 630 | EC motor | 5060 | 1 | no | no | C | D | Epoxy coated aluminum | 2025-01-02 | 6 | 4 | yes | piece | 1
GCVC PD 063.2/21-22 | GCVC PD | 063.2/21-22 | 4247374 | finoox | GCVC 063.2D/2x1-2503-1-D/4/80/2.10/1200/EXS/1/015023 | 8384 | 1 | 2 | 2503 | Axial | 37675 | 37827 | 200.73 | 7624 | 425 | VT03145U.1 | 0.088 | 0.25 | A+ | 2025-03-22 | 53.69 | 2025-02-17 | VerticalCompact-BCD_2x1 | 1284 | 800 | 2161 |  |  | 177.5 | 22 | 22 | 630 | EC motor | 5060 | 1 | no | no | D | D | Epoxy coated aluminum | 2025-01-02 | 10 | 4 | yes | piece | 1
GCVC PD 080.2/11-27 | GCVC PD | 080.2/11-27 | 4252533 | finoox | GCVC 080.2D/1x1-2498-1-D/4/40/2.10/1200/AXS/1/015023 | 4427 | 1 | 1 | 2498 | Axial | 30309 | 30401 | 100.37 | 6934 | 440 | VT03062U.1 | 0.167 | 0.85 | A | 27.33 | 58.7 | 2025-06-08 | VerticalCompact-BCD_1x1 | 1284 | 608 | 1153 |  |  | 96.1 | 22 | 22 | 800 | EC motor | 5060 | 1 | no | no | D | D | Aluminum | 2025-01-02 | 10 | 4 | yes | piece | 1
GCVC PD 050.2/12-33 | GCVC PD | 050.2/12-33 | 4249562 | finoox | GCVC 050.2C/1x2-2514-1-D/6/32/2.10/1800/AXS/1/015023 | 5199 | 2 | 1 | 2514 | Axial | 36.34 | 36666 | 180.66 | 6585 | 695 | VT03011U.1 | 0.181 | 0.47 | A | 32.78 | 64.17 | 2025-08-14 | VerticalCompact-BCD_1x2 | 1884 | 586 | 953 |  |  | 133.9 | 22 | 22 | 500 | EC motor | 5060 | 1 | no | no | C | D | Aluminum | 2025-01-02 | 8 | 6 | yes | piece | 1
GCVC PD 050.2/13-34 | GCVC PD | 050.2/13-34 | 4249798 | finoox | GCVC 050.2C/1x3-2514-1-D/6/32/2.10/2700/AXS/1/015023 | 7853 | 3 | 1 | 2514 | Axial | 53883 | 54101 | 270.99 | 9877 | 695 | VT03011U.1 | 0.272 | 0.47 | A | 34.42 | 65.93 | 22 | VerticalCompact-BCD_1x3 | 2784 | 586 | 953 |  |  | 196.9 | 28 | 28 | 500 | EC motor | 5060 | 1 | no | no | C | D | Aluminum | 2025-01-02 | 8 | 6 | yes | piece | 1
GCVC PD 050.2/12-44 | GCVC PD | 050.2/12-44 | 4250553 | finoox | GCVC 050.2D/1x2-2521-1-D/4/40/2.10/2400/AXS/1/015023 | 5506 | 2 | 1 | 2521 | Axial | 56458 | 56426 | 200.73 | 13191 | 1135 | VT03011U.1 | 0.641 | 1965-01-01 | C | 44.28 | 75.8 | 2025-08-16 | VerticalCompact-BCD_1x2 | 2484 | 586 | 1153 |  |  | 166.4 | 28 | 28 | 500 | EC motor | 5060 | 1 | no | no | D | D | Aluminum | 2025-01-02 | 8 | 4 | yes | piece | 1
GCVC PD 063.2/14-42 | GCVC PD | 063.2/14-42 | 4251635 | finoox | GCVC 063.2C/1x4-2554-2-D/6/32/2.10/3600/EXS/1/015023 | 14134 | 4 | 1 | 2554 | Axial | 111155 | 111582 | 361.32 | 23101 | 750 | VT03144U.1 | 1262 | 0.6 | C | 41.78 | 73.41 | 31.4 | VerticalCompact-BCD_1x4 | 3684 | 623 | 953 |  |  | 282.2 | 42 | 42 | 630 | EC motor | 5060 | 2 | no | no | C | D | Epoxy coated aluminum | 2025-01-02 | 4 | 6 | yes | piece | 1
GCVC PD 080.2/12-58 | GCVC PD | 080.2/12-58 | 4252921 | finoox | GCVC 080.2D/1x2-2658-J-D/4/40/2.10/2400/AXS/1/015023 | 7097 | 2 | 1 | 2658 | Axial | 103559 | 104031 | 200.73 | 30704 | 1030 | VT01384U | 3305 | 2025-03-03 | E | 58.12 | 89.65 | 2025-03-18 | VerticalCompact-BCD_1x2 | 2484 | 641 | 1153 |  |  | 210.9 | 42 | 42 | 800 | AC motor | 60 | J | no | no | D | D | Aluminum | 2025-01-02 | 4 | 4 | yes | piece | 1
GCVC PD 080.3/22-55 | GCVC PD | 080.3/22-55 | 6083900 | finoox | GCVC 080.3D/2x2-3483-K-D/3/80/2.10/2400/AXS/1/015023 | 14677 | 2 | 2 | 3483 | Axial | 184616 | 185097 | 301.1 | 73352 | 960 | VT01526 | 10488 | 4 | E | 55.13 | 86.94 | 31.6 | VerticalCompact-BCD_2x2 | 2484 | 800 | 2161 |  |  | 407.5 | 54 | 54 | 800 | AC motor | 60 | K | no | no | D | D | Aluminum | 2025-01-02 | 4 | 3 | yes | piece | 1
GCVC PD 045.2/24-57 | GCVC PD | 045.2/24-57 | 4244679 | finoox | GCVC 045.2C/2x4-0423-X-D/4/64/2.10/3600/AXS/1/015023 | 10495 | 4 | 2 | 423 | Axial | 186806 | 187068 | 481.75 | 49075 | 1460 | VT0326U | 4826 | 3 | D | 56.8 | 88.66 | 44 | VerticalCompact-BCD_2x4 | 3684 | 800 | 1761 |  |  | 444.9 | 54 | 54 | 450 | AC motor | 60 | X | no | no | C | D | Aluminum | 2025-01-02 | 4 | 4 | yes | piece | 1
GCVC PD 050.2/13-35 | GCVC PD | 050.2/13-35 | 4249670 | finoox | GCVC 050.2C/1x3-2336-D-D/4/32/2.10/2700/EXS/1/015023 | 5537 | 3 | 1 | 2336 | Axial | 47391 | 47433 | 180.66 | 10681 | 660 | VT01437 | 0.379 | 0.33 | B | 34.94 | 66.45 | 15 | VerticalCompact-BCD_1x3 | 2784 | 596 | 953 |  |  | 178.2 | 28 | 28 | 500 | AC motor | 50 | D | no | no | C | D | Epoxy coated aluminum | 2025-01-02 | 6 | 4 | yes | piece | 1
GCVC PD 050.2/11-22 | GCVC PD | 050.2/11-22 | 4250230 | finoox | GCVC 050.2D/1x1-2391-L-D/6/40/2.10/1200/AXS/1/015023 | 3143 | 1 | 1 | 2391 | Axial | 18482 | 18639 | 150.55 | 3111 | 520 | VT01437 | 0.102 | 0.18 | B | 2025-09-22 | 53.45 | 2025-04-12 | VerticalCompact-BCD_1x1 | 1284 | 596 | 1153 |  |  | 105.7 | 16 | 16 | 500 | AC motor | 60 | L | no | no | D | D | Aluminum | 2025-01-02 | 12 | 6 | yes | piece | 1
GCVC PD 050.2/13-27 | GCVC PD | 050.2/13-27 | 4250713 | finoox | GCVC 050.2D/1x3-2391-L-D/6/40/2.10/3600/EXS/1/015023 | 8899 | 3 | 1 | 2391 | Axial | 55421 | 55872 | 451.65 | 9333 | 520 | VT01437 | 0.305 | 0.18 | B | 26.55 | 58.22 | 36.2 | VerticalCompact-BCD_1x3 | 3684 | 596 | 1153 |  |  | 294.6 | 28 | 28 | 500 | AC motor | 60 | L | no | no | D | D | Epoxy coated aluminum | 2025-01-02 | 6 | 6 | yes | piece | 1
GCVC PD 050.2/21-35 | GCVC PD | 050.2/21-35 | 4245815 | finoox | GCVC 050.2D/2x1-2390-K-D/4/80/2.10/1200/AXS/1/015023 | 5144 | 1 | 2 | 2390 | Axial | 45183 | 45394 | 200.73 | 9411 | 760 | VT01437 | 0.334 | 0.35 | B | 35.49 | 67.14 | 2025-01-18 | VerticalCompact-BCD_2x1 | 1284 | 800 | 2161 |  |  | 181.8 | 28 | 28 | 500 | AC motor | 60 | K | no | no | D | D | Aluminum | 2025-01-02 | 10 | 4 | yes | piece | 1
GCVC PD 050.2/14-37 | GCVC PD | 050.2/14-37 | 4249985 | finoox | GCVC 050.2C/1x4-2390-K-D/4/32/2.10/3600/AXS/1/015023 | 6553 | 4 | 1 | 2390 | Axial | 73001 | 73086 | 240.88 | 16713 | 760 | VT01437 | 0.706 | 0.35 | C | 37.1 | 68.73 | 2025-02-20 | VerticalCompact-BCD_1x4 | 3684 | 596 | 953 |  |  | 232.3 | 35 | 35 | 500 | AC motor | 60 | K | no | no | C | D | Aluminum | 2025-01-02 | 4 | 4 | yes | piece | 1
GCVC PD 050.2/24-40 | GCVC PD | 050.2/24-40 | 4245580 | finoox | GCVC 050.2C/2x4-2390-K-D/4/64/2.10/3600/EXS/1/015023 | 13593 | 4 | 2 | 2390 | Axial | 143.22 | 143181 | 481.75 | 33426 | 760 | VT01437 | 1413 | 0.35 | C | 39.88 | 71.74 | 41.4 | VerticalCompact-BCD_2x4 | 3684 | 800 | 1761 |  |  | 443.3 | 42 | 42 | 500 | AC motor | 60 | K | no | no | C | D | Epoxy coated aluminum | 2025-01-02 | 4 | 4 | yes | piece | 1
GCVC PD 063.2/13-31 | GCVC PD | 063.2/13-31 | 4252214 | finoox | GCVC 063.2D/1x3-2398-I-D/4/40/2.10/3600/EXS/1/015023 | 8889 | 3 | 1 | 2398 | Axial | 68167 | 68367 | 301.1 | 14368 | 460 | VT01442 | 0.404 | 0.32 | B | 31.17 | 62.85 | 2025-02-25 | VerticalCompact-BCD_1x3 | 3684 | 598 | 1153 |  |  | 257.5 | 35 | 35 | 630 | AC motor | 60 | I | no | no | D | D | Epoxy coated aluminum | 2025-01-02 | 4 | 4 | yes | piece | 1
GCVC PD 050.2/11-40 | GCVC PD | 050.2/11-40 | 4244107 | finoox | GCVC 050.2B/1x1-2520-1-D/4/24/2.10/720/EXS/1/015023 | 2447 | 1 | 1 | 2520 | Axial | 15593 | 15.73 | 36.13 | 4569 | 1070 | VT03011U.1 | 0.317 | 2025-04-01 | D | 40.19 | 71.38 | 2025-02-03 | VerticalCompact-BCD_1x1 | 804 | 586 | 753 |  |  | 47.3 | 16 | 16 | 500 | EC motor | 5060 | 1 | no | no | B | D | Epoxy coated aluminum | 2025-01-02 | 8 | 4 | yes | piece | 1
GCVC PD 063.2/23-35 | GCVC PD | 063.2/23-35 | 4247897 | finoox | GCVC 063.2D/2x3-2508-1-D/6/80/2.10/3600/EXS/1/015023 | 25665 | 3 | 2 | 2508 | Axial | 170948 | 171632 | 903.29 | 31331 | 615 | VT03145U.1 | 0.714 | 0.65 | A | 34.97 | 66.94 | 78.2 | VerticalCompact-BCD_2x3 | 3684 | 800 | 2161 |  |  | 569.1 | 54 | 54 | 630 | EC motor | 5060 | 1 | no | no | D | D | Epoxy coated aluminum | 2025-01-02 | 6 | 6 | yes | piece | 1
GCVC PD 050.2/23-45 | GCVC PD | 050.2/23-45 | 4245419 | finoox | GCVC 050.2C/2x3-2519-1-D/4/64/2.10/2700/AXS/1/015023 | 13554 | 3 | 2 | 2519 | Axial | 124697 | 124706 | 361.32 | 31699 | 1010 | VT03011U.1 | 1478 | 2015-01-01 | C | 45.44 | 77.19 | 32.1 | VerticalCompact-BCD_2x3 | 2784 | 800 | 1761 |  |  | 327.4 | 42 | 42 | 500 | EC motor | 5060 | 1 | no | no | C | D | Aluminum | 2025-01-02 | 6 | 4 | yes | piece | 1
GCVC PD 050.2/12-31 | GCVC PD | 050.2/12-31 | 4250508 | finoox | GCVC 050.2D/1x2-2513-1-D/4/40/2.10/2400/EXS/1/015023 | 5803 | 2 | 1 | 2513 | Axial | 36236 | 36.28 | 200.73 | 7240 | 630 | VT03011U.1 | 0.128 | 0.37 | A+ | 31.39 | 62.91 | 2025-03-16 | VerticalCompact-BCD_1x2 | 2484 | 586 | 1153 |  |  | 165.6 | 22 | 22 | 500 | EC motor | 5060 | 1 | no | no | D | D | Epoxy coated aluminum | 2025-01-02 | 8 | 4 | yes | piece | 1
GCVC PD 080.2/22-39 | GCVC PD | 080.2/22-39 | 4248333 | finoox | GCVC 080.2D/2x2-2483-1-D/6/80/2.10/2400/EXS/1/015023 | 21710 | 2 | 2 | 2483 | Axial | 136.47 | 137163 | 602.19 | 26191 | 470 | VT03061U.1 | 0.867 | 0.9 | B | 38.59 | 70.4 | 52 | VerticalCompact-BCD_2x2 | 2484 | 800 | 2161 |  |  | 411.3 | 42 | 42 | 800 | EC motor | 5060 | 1 | no | no | D | D | Epoxy coated aluminum | 2025-01-02 | 8 | 6 | yes | piece | 1
GCVC PD 080.3/23-55 | GCVC PD | 080.3/23-55 | 6108960 | finoox | GCVC 080.3D/2x3-3485-I-D/4/80/2.10/3600/AXS/1/015023 | 22880 | 3 | 2 | 3485 | Axial | 295533 | 294297 | 602.19 | 93955 | 900 | VT01526 | 13758 | 2025-09-03 | E | 55.3 | 87.26 | 58.2 | VerticalCompact-BCD_2x3 | 3684 | 800 | 2161 |  |  | 641.7 | 64 | 64 | 800 | AC motor | 60 | I | no | no | D | D | Aluminum | 2025-01-02 | 4 | 4 | yes | piece | 1
GCVC PD 080.2/11-54 | GCVC PD | 080.2/11-54 | 4252404 | finoox | GCVC 080.2D/1x1-1656-2-D/6/40/2.10/1200/AXS/1/015023 | 6220 | 1 | 1 | 1656 | Axial | 66464 | 66819 | 150.55 | 15834 | 1000 | VT03059U.2 | 2274 | 2025-02-03 | E | 53.6 | 84.97 | 2025-08-13 | VerticalCompact-BCD_1x1 | 1284 | 650 | 1153 |  |  | 123.7 | 35 | 35 | 800 | EC motor | 5060 | 2 | no | no | D | D | Aluminum | 2025-01-02 | 10 | 6 | yes | piece | 1
GCVC PD 050.2/13-40 | GCVC PD | 050.2/13-40 | 4249658 | finoox | GCVC 050.2C/1x3-2332-D-D/4/32/2.10/2700/EXS/1/015023 | 5567 | 3 | 1 | 2332 | Axial | 58315 | 58301 | 180.66 | 14702 | 850 | VT01435 | 0.793 | 0.74 | C | 39.51 | 71.02 | 15 | VerticalCompact-BCD_1x3 | 2784 | 596 | 953 |  |  | 185.9 | 28 | 28 | 500 | AC motor | 50 | D | no | no | C | D | Epoxy coated aluminum | 2025-01-02 | 6 | 4 | yes | piece | 1
GCVC PD 050.2/12-27 | GCVC PD | 050.2/12-27 | 4244152 | finoox | GCVC 050.2B/1x2-2337-S-D/3/24/2.10/1440/EXS/1/015023 | 2871 | 2 | 1 | 2337 | Axial | 17261 | 17269 | 54.2 | 4659 | 510 | VT01437 | 0.164 | 0.16 | C | 26.58 | 57.87 | 2025-05-04 | VerticalCompact-BCD_1x2 | 1524 | 596 | 753 |  |  | 83.5 | 16 | 16 | 500 | AC motor | 50 | S | no | no | B | D | Epoxy coated aluminum | 2025-01-02 | 8 | 3 | yes | piece | 1
GCVC PD 050.2/13-50 | GCVC PD | 050.2/13-50 | 4250647 | finoox | GCVC 050.2D/1x3-2349-I-D/6/40/2.10/3600/EXS/1/015023 | 9239 | 3 | 1 | 2349 | Axial | 132.8 | 133373 | 451.65 | 27111 | 1590 | VT03150U | 2541 | 2025-07-01 | D | 50.47 | 82.15 | 39.2 | VerticalCompact-BCD_1x3 | 3684 | 569 | 1153 |  |  | 306.2 | 42 | 42 | 500 | AC motor | 60 | I | no | no | D | D | Epoxy coated aluminum | 2025-01-02 | 4 | 6 | yes | piece | 1
GCVC PD 050.2/21-43 | GCVC PD | 050.2/21-43 | 4245790 | finoox | GCVC 050.2D/2x1-2386-K-D/3/80/2.10/1200/AXS/1/015023 | 4772 | 1 | 2 | 2386 | Axial | 48328 | 48377 | 150.55 | 12752 | 910 | VT01435 | 0.776 | 0.92 | D | 43.32 | 74.97 | 14 | VerticalCompact-BCD_2x1 | 1284 | 800 | 2161 |  |  | 172.3 | 28 | 28 | 500 | AC motor | 60 | K | no | no | D | D | Aluminum | 2025-01-02 | 10 | 3 | yes | piece | 1
GCVC PD 063.2/13-41 | GCVC PD | 063.2/13-41 | 4251318 | finoox | GCVC 063.2C/1x3-2414-1-D/6/32/2.10/2700/AXS/1/015023 | 9500 | 3 | 1 | 2414 | Axial | 76787 | 77171 | 270.99 | 15255 | 770 | VT03145U.1 | 0.744 | 2015-01-01 | C | 41.07 | 72.59 | 2025-06-22 | VerticalCompact-BCD_1x3 | 2784 | 615 | 953 |  |  | 200.2 | 35 | 35 | 630 | EC motor | 5060 | 1 | no | no | C | D | Aluminum | 2025-01-02 | 6 | 6 | yes | piece | 1
GCVC PD 050.2/23-38 | GCVC PD | 050.2/23-38 | 4245345 | finoox | GCVC 050.2C/2x3-2390-K-D/6/64/2.10/2700/EXS/1/015023 | 12851 | 3 | 2 | 2390 | Axial | 121687 | 122202 | 541.97 | 22926 | 760 | VT01437 | 1091 | 0.35 | C | 37.95 | 69.7 | 46.3 | VerticalCompact-BCD_2x3 | 2784 | 800 | 1761 |  |  | 395 | 42 | 42 | 500 | AC motor | 60 | K | no | no | C | D | Epoxy coated aluminum | 2025-01-02 | 6 | 6 | yes | piece | 1
GCVC PD 063.2/14-33 | GCVC PD | 063.2/14-33 | 4251506 | finoox | GCVC 063.2C/1x4-2400-K-D/3/32/2.10/3600/EXS/1/015023 | 8189 | 4 | 1 | 2400 | Axial | 61155 | 61094 | 180.66 | 17346 | 490 | VT01442 | 0.646 | 0.34 | C | 33.08 | 64.7 | 2025-09-14 | VerticalCompact-BCD_1x4 | 3684 | 598 | 953 |  |  | 223 | 28 | 28 | 630 | AC motor | 60 | K | no | no | C | D | Epoxy coated aluminum | 2025-01-02 | 4 | 3 | yes | piece | 1
GCVC PD 063.2/11-30 | GCVC PD | 063.2/11-30 | 4251824 | finoox | GCVC 063.2D/1x1-2510-1-D/4/40/2.10/1200/EXS/1/015023 | 4497 | 1 | 1 | 2510 | Axial | 27946 | 28027 | 100.37 | 6377 | 695 | VT03145U.1 | 0.155 | 0.9 | A | 29.98 | 61.34 | 2025-06-08 | VerticalCompact-BCD_1x1 | 1284 | 615 | 1153 |  |  | 90.5 | 22 | 22 | 630 | EC motor | 5060 | 1 | no | no | D | D | Epoxy coated aluminum | 2025-01-02 | 10 | 4 | yes | piece | 1
GCVC PD 080.2/11-37 | GCVC PD | 080.2/11-37 | 4252482 | finoox | GCVC 080.2D/1x1-2486-1-D/6/40/2.10/1200/AXS/1/015023 | 5333 | 1 | 1 | 2486 | Axial | 40981 | 41268 | 150.55 | 8006 | 565 | VT03061U.1 | 0.366 | 1955-01-01 | C | 36.59 | 67.96 | 2025-07-12 | VerticalCompact-BCD_1x1 | 1284 | 608 | 1153 |  |  | 111.2 | 22 | 22 | 800 | EC motor | 5060 | 1 | no | no | D | D | Aluminum | 2025-01-02 | 10 | 6 | yes | piece | 1
GCVC PD 080.2/12-39 | GCVC PD | 080.2/12-39 | 4252756 | finoox | GCVC 080.2D/1x2-2486-1-D/6/40/2.10/2400/AXS/1/015023 | 9130 | 2 | 1 | 2486 | Axial | 80322 | 80552 | 301.1 | 16012 | 565 | VT03061U.1 | 0.731 | 1955-01-01 | C | 39.44 | 70.97 | 2025-03-25 | VerticalCompact-BCD_1x2 | 2484 | 608 | 1153 |  |  | 210.2 | 35 | 35 | 800 | EC motor | 5060 | 1 | no | no | D | D | Aluminum | 2025-01-02 | 8 | 6 | yes | piece | 1
GCVC PD 063.2/13-31 | GCVC PD | 063.2/13-31 | 4251351 | finoox | GCVC 063.2C/1x3-2504-1-D/6/32/2.10/2700/EXS/1/015023 | 9996 | 3 | 1 | 2504 | Axial | 48217 | 48435 | 270.99 | 8701 | 460 | VT03145U.1 | 0.187 | 0.3 | A+ | 30.93 | 62.45 | 22 | VerticalCompact-BCD_1x3 | 2784 | 615 | 953 |  |  | 199.6 | 28 | 28 | 630 | EC motor | 5060 | 1 | no | no | C | D | Epoxy coated aluminum | 2025-01-02 | 8 | 6 | yes | piece | 1
GCVC PD 080.2/13-53 | GCVC PD | 080.2/13-53 | 4253130 | finoox | GCVC 080.2D/1x3-2541-2-D/3/40/2.10/3600/AXS/1/015023 | 12909 | 3 | 1 | 2541 | Axial | 122089 | 121132 | 225.82 | 51233 | 950 | VT03059U.2 | 4915 | 1982-02-01 | E | 53.48 | 85.16 | 2025-01-20 | VerticalCompact-BCD_1x3 | 3684 | 650 | 1153 |  |  | 279 | 42 | 42 | 800 | EC motor | 5060 | 2 | no | no | D | D | Aluminum | 2025-01-02 | 4 | 3 | yes | piece | 1
GCVC PD 050.2/24-59 | GCVC PD | 050.2/24-59 | 4245698 | finoox | GCVC 050.2C/2x4-2562-2-D/6/64/2.10/3600/AXS/1/015023 | 24783 | 4 | 2 | 2562 | Axial | 281105 | 281345 | 722.63 | 63232 | 1595 | VT03013U.1 | 7492 | 1965-01-01 | E | 59.22 | 91.08 | 65.4 | VerticalCompact-BCD_2x4 | 3684 | 800 | 1761 |  |  | 541.3 | 64 | 64 | 500 | EC motor | 5060 | 2 | no | no | C | D | Aluminum | 2025-01-02 | 4 | 6 | yes | piece | 1
GCVC PD 063.2/11-32 | GCVC PD | 063.2/11-32 | 4250963 | finoox | GCVC 063.2C/1x1-2508-1-D/6/32/2.10/900/EXS/1/015023 | 4394 | 1 | 1 | 2508 | Axial | 20623 | 20.82 | 90.33 | 3980 | 615 | VT03145U.1 | 0.133 | 0.65 | B | 32.11 | 63.38 | 2025-06-07 | VerticalCompact-BCD_1x1 | 984 | 615 | 953 |  |  | 73.2 | 16 | 16 | 630 | EC motor | 5060 | 1 | no | no | C | D | Epoxy coated aluminum | 2025-01-02 | 12 | 6 | yes | piece | 1
GCVC PD 050.2/22-47 | GCVC PD | 050.2/22-47 | 4246146 | finoox | GCVC 050.2D/2x2-2521-1-D/6/80/2.10/2400/AXS/1/015023 | 13006 | 2 | 2 | 2521 | Axial | 135667 | 136.31 | 602.19 | 25483 | 1135 | VT03011U.1 | 1932-01-01 | 1965-01-01 | C | 46.67 | 78.48 | 52 | VerticalCompact-BCD_2x2 | 2484 | 800 | 2161 |  |  | 382.6 | 42 | 42 | 500 | EC motor | 5060 | 1 | no | no | D | D | Aluminum | 2025-01-02 | 8 | 6 | yes | piece | 1
GCVC PD 080.3/11-57 | GCVC PD | 080.3/11-57 | 6109539 | finoox | GCVC 080.3D/1x1-3557-2-D/6/40/2.10/1200/EXS/1/015023 | 6834 | 1 | 1 | 3557 | Axial | 67737 | 68258 | 150.55 | 17180 | 1100 | VT01445U.3 | 1985-02-01 | 2025-02-04 | E | 56.87 | 88.24 | 2025-08-13 | VerticalCompact-BCD_1x1 | 1284 | 620 | 1153 |  |  | 133.1 | 35 | 35 | 800 | EC motor | 5060 | 2 | no | no | D | D | Epoxy coated aluminum | 2025-01-02 | 10 | 6 | yes | piece | 1
GCVC PD 080.3/22-41 | GCVC PD | 080.3/22-41 | 6201379 | finoox | GCVC 080.3D/2x2-1334-S-D/3/80/2.10/2400/AXS/1/015023 | 14372 | 2 | 2 | 1334 | Axial | 122854 | 122753 | 301.1 | 38333 | 510 | VT01371 | 2117 | 1 | D | 41.16 | 72.97 | 2025-04-28 | VerticalCompact-BCD_2x2 | 2484 | 800 | 2161 |  |  | 406.5 | 42 | 42 | 800 | AC motor | 50 | S | no | no | D | D | Aluminum | 2025-01-02 | 6 | 3 | yes | piece | 1
GCVC PD 050.2/12-33 | GCVC PD | 050.2/12-33 | 4244148 | finoox | GCVC 050.2B/1x2-2336-D-D/3/24/2.10/1440/EXS/1/015023 | 2871 | 2 | 1 | 2336 | Axial | 20394 | 20401 | 54.2 | 6025 | 660 | VT01437 | 0.261 | 0.33 | C | 33.36 | 64.65 | 2025-06-04 | VerticalCompact-BCD_1x2 | 1524 | 596 | 753 |  |  | 83.6 | 18 | 18 | 500 | AC motor | 50 | D | no | no | B | D | Epoxy coated aluminum | 2025-01-02 | 8 | 3 | yes | piece | 1
GCVC PD 050.2/13-40 | GCVC PD | 050.2/13-40 | 4249654 | finoox | GCVC 050.2C/1x3-2332-D-D/3/32/2.10/2700/AXS/1/015023 | 4838 | 3 | 1 | 2332 | Axial | 50347 | 50252 | 135.49 | 15272 | 850 | VT01435 | 0.779 | 0.74 | D | 39.68 | 71.2 | 2025-05-11 | VerticalCompact-BCD_1x3 | 2784 | 596 | 953 |  |  | 172.9 | 28 | 28 | 500 | AC motor | 50 | D | no | no | C | D | Aluminum | 2025-01-02 | 6 | 3 | yes | piece | 1
GCVC PD 080.2/21-44 | GCVC PD | 080.2/21-44 | 4248045 | finoox | GCVC 080.2D/2x1-2449-2-D/3/80/2.10/1200/EXS/1/015023 | 8789 | 1 | 2 | 2449 | Axial | 75944 | 76121 | 150.55 | 27433 | 770 | VT03060U.1 | 1682 | 2025-05-01 | D | 44.24 | 75.89 | 2025-04-15 | VerticalCompact-BCD_2x1 | 1284 | 800 | 2161 |  |  | 183.7 | 35 | 35 | 800 | EC motor | 5060 | 2 | no | no | D | D | Epoxy coated aluminum | 2025-01-02 | 8 | 3 | yes | piece | 1
GCVC PD 080.2/22-48 | GCVC PD | 080.2/22-48 | 4248320 | finoox | GCVC 080.2D/2x2-2449-2-D/4/80/2.10/2400/EXS/1/015023 | 20426 | 2 | 2 | 2449 | Axial | 171977 | 171887 | 401.46 | 51654 | 770 | VT03060U.1 | 3478 | 2025-05-01 | D | 47.72 | 79.53 | 39.4 | VerticalCompact-BCD_2x2 | 2484 | 800 | 2161 |  |  | 368.6 | 54 | 54 | 800 | EC motor | 5060 | 2 | no | no | D | D | Epoxy coated aluminum | 2025-01-02 | 6 | 4 | yes | piece | 1
GCVC PD 050.2/23-46 | GCVC PD | 050.2/23-46 | 4246261 | finoox | GCVC 050.2D/2x3-2384-I-D/3/80/2.10/3600/EXS/1/015023 | 12346 | 3 | 2 | 2384 | Axial | 133338 | 132927 | 451.65 | 34813 | 790 | VT01435 | 2109 | 0.88 | D | 46.22 | 78.18 | 40 | VerticalCompact-BCD_2x3 | 3684 | 800 | 2161 |  |  | 453.9 | 42 | 42 | 500 | AC motor | 60 | I | no | no | D | D | Epoxy coated aluminum | 2025-01-02 | 4 | 3 | yes | piece | 1
GCVC PD 063.2/12-43 | GCVC PD | 063.2/12-43 | 4251104 | finoox | GCVC 063.2C/1x2-2413-2-D/3/32/2.10/1800/AXS/1/015023 | 6360 | 2 | 1 | 2413 | Axial | 50326 | 50361 | 90.33 | 18734 | 1000 | VT03144U.1 | 1316 | 2025-01-01 | D | 43.44 | 74.84 | 8 | VerticalCompact-BCD_1x2 | 1884 | 623 | 953 |  |  | 118.7 | 28 | 28 | 630 | EC motor | 5060 | 2 | no | no | C | D | Aluminum | 2025-01-02 | 6 | 3 | yes | piece | 1
GCVC PD 050.2/23-45 | GCVC PD | 050.2/23-45 | 4246255 | finoox | GCVC 050.2D/2x3-2355-X-D/3/80/2.10/3600/EXS/1/015023 | 12227 | 3 | 2 | 2355 | Axial | 131.6 | 131496 | 451.65 | 34235 | 810 | VT03093U | 1691 | 2025-03-01 | C | 45.46 | 77.42 | 40 | VerticalCompact-BCD_2x3 | 3684 | 800 | 2161 |  |  | 442.6 | 42 | 42 | 500 | AC motor | 60 | X | no | no | D | D | Epoxy coated aluminum | 2025-01-02 | 4 | 3 | yes | piece | 1
GCVC PD 050.2/22-51 | GCVC PD | 050.2/22-51 | 4245036 | finoox | GCVC 050.2C/2x2-2347-D-D/6/64/2.10/1800/AXS/1/015023 | 8264 | 2 | 2 | 2347 | Axial | 128368 | 128889 | 361.32 | 27719 | 1390 | VT03150U | 1986-02-01 | 1941-01-01 | D | 50.91 | 82.54 | 32.4 | VerticalCompact-BCD_2x2 | 1884 | 800 | 1761 |  |  | 281.4 | 42 | 42 | 500 | AC motor | 50 | D | no | no | C | D | Aluminum | 2025-01-02 | 8 | 6 | yes | piece | 1
GCVC PD 045.2/12-48 | GCVC PD | 045.2/12-48 | 4248924 | finoox | GCVC 045.2C/1x2-2419-1-D/3/32/2.10/1800/AXS/1/015023 | 4392 | 2 | 1 | 2419 | Axial | 36666 | 36616 | 90.33 | 11407 | 1350 | VT03007U.1 | 0.739 | 1965-01-01 | D | 47.77 | 79.15 | 2025-06-07 | VerticalCompact-BCD_1x2 | 1884 | 535 | 953 |  |  | 104.4 | 22 | 22 | 450 | EC motor | 5060 | 1 | no | no | C | D | Aluminum | 2025-01-02 | 8 | 3 | yes | piece | 1
GCVC PD 063.2/13-64 | GCVC PD | 063.2/13-64 | 4252353 | finoox | GCVC 063.2D/1x3-2551-2-D/6/40/2.10/3600/EXS/1/015023 | 16059 | 3 | 1 | 2551 | Axial | 179247 | 179785 | 451.65 | 42860 | 1360 | VT03143U.1 | 7283 | 4 | E | 64.24 | 95.92 | 39.4 | VerticalCompact-BCD_1x3 | 3684 | 611 | 1153 |  |  | 362 | 54 | 54 | 630 | EC motor | 5060 | 2 | no | no | D | D | Epoxy coated aluminum | 2025-01-02 | 4 | 6 | yes | piece | 1
GCVC PD 050.2/21-50 | GCVC PD | 050.2/21-50 | 4244971 | finoox | GCVC 050.2C/2x1-2559-2-D/4/64/2.10/900/AXS/1/015023 | 6404 | 1 | 2 | 2559 | Axial | 51.81 | 52191 | 120.44 | 14032 | 1330 | VT03013U.1 | 1062 | 2025-08-01 | D | 49.66 | 81.17 | 2025-04-11 | VerticalCompact-BCD_2x1 | 984 | 800 | 1761 |  |  | 136.8 | 28 | 28 | 500 | EC motor | 5060 | 2 | no | no | C | D | Aluminum | 2025-01-02 | 8 | 4 | yes | piece | 1
GCVC PD 063.2/23-32 | GCVC PD | 063.2/23-32 | 4247881 | finoox | GCVC 063.2D/2x3-2506-1-D/4/80/2.10/3600/AXS/1/015023 | 20098 | 3 | 2 | 2506 | Axial | 136134 | 136125 | 602.19 | 29434 | 540 | VT03145U.1 | 0.475 | 0.45 | A+ | 31.71 | 63.67 | 51.6 | VerticalCompact-BCD_2x3 | 3684 | 800 | 2161 |  |  | 473.1 | 42 | 42 | 630 | EC motor | 5060 | 1 | no | no | D | D | Aluminum | 2025-01-02 | 6 | 4 | yes | piece | 1
GCVC PD 063.2/21-42 | GCVC PD | 063.2/21-42 | 4247488 | finoox | GCVC 063.2D/2x1-2557-2-D/4/80/2.10/1200/EXS/1/015023 | 9155 | 1 | 2 | 2557 | Axial | 72808 | 73071 | 200.73 | 18781 | 900 | VT03144U.1 | 0.882 | 0.85 | C | 42.35 | 74 | 2025-04-19 | VerticalCompact-BCD_2x1 | 1284 | 800 | 2161 |  |  | 188.5 | 35 | 35 | 630 | EC motor | 5060 | 2 | no | no | D | D | Epoxy coated aluminum | 2025-01-02 | 10 | 4 | yes | piece | 1
GCVC PD 063.2/21-44 | GCVC PD | 063.2/21-44 | 4247491 | finoox | GCVC 063.2D/2x1-2558-2-D/4/80/2.10/1200/AXS/1/015023 | 8715 | 1 | 2 | 2558 | Axial | 77485 | 77853 | 200.73 | 19861 | 950 | VT03144U.1 | 1032 | 1 | C | 43.56 | 75.21 | 2025-04-19 | VerticalCompact-BCD_2x1 | 1284 | 800 | 2161 |  |  | 188.5 | 35 | 35 | 630 | EC motor | 5060 | 2 | no | no | D | D | Aluminum | 2025-01-02 | 10 | 4 | yes | piece | 1
GCVC PD 045.2/11-43 | GCVC PD | 045.2/11-43 | 4248883 | finoox | GCVC 045.2C/1x1-2530-1-D/4/32/2.10/900/AXS/1/015023 | 2722 | 1 | 1 | 2530 | Axial | 19807 | 19925 | 60.22 | 4767 | 1200 | VT03007U.1 | 0.275 | 2025-01-01 | D | 43.07 | 74.33 | 2025-01-05 | VerticalCompact-BCD_1x1 | 984 | 535 | 953 |  |  | 61.9 | 16 | 16 | 450 | EC motor | 5060 | 1 | no | no | C | D | Aluminum | 2025-01-02 | 8 | 4 | yes | piece | 1
GCVC PD 045.2/24-52 | GCVC PD | 045.2/24-52 | 4244749 | finoox | GCVC 045.2C/2x4-2530-1-D/6/64/2.10/3600/EXS/1/015023 | 18820 | 4 | 2 | 2530 | Axial | 177452 | 177734 | 722.63 | 35857 | 1200 | VT03007U.1 | 2237 | 2025-01-01 | C | 51.64 | 83.51 | 62.7 | VerticalCompact-BCD_2x4 | 3684 | 800 | 1761 |  |  | 486.1 | 54 | 54 | 450 | EC motor | 5060 | 1 | no | no | C | D | Epoxy coated aluminum | 2025-01-02 | 6 | 6 | yes | piece | 1
GCVC PD 080.2/11-26 | GCVC PD | 080.2/11-26 | 4252530 | finoox | GCVC 080.2D/1x1-2497-1-D/3/40/2.10/1200/EXS/1/015023 | 4394 | 1 | 1 | 2497 | Axial | 25027 | 2025-06-25 | 75.27 | 6960 | 415 | VT03062U.1 | 0.138 | 0.7 | A | 25.57 | 56.94 | 2025-04-06 | VerticalCompact-BCD_1x1 | 1284 | 608 | 1153 |  |  | 88.2 | 18 | 18 | 800 | EC motor | 5060 | 1 | no | no | D | D | Epoxy coated aluminum | 2025-01-02 | 10 | 3 | yes | piece | 1
GCVC PD 050.2/11-36 | GCVC PD | 050.2/11-36 | 4244093 | finoox | GCVC 050.2B/1x1-2517-1-D/4/24/2.10/720/AXS/1/015023 | 2360 | 1 | 1 | 2517 | Axial | 13983 | 14109 | 36.13 | 3701 | 880 | VT03011U.1 | 0.182 | 0.84 | C | 36.18 | 67.37 | 2025-02-03 | VerticalCompact-BCD_1x1 | 804 | 586 | 753 |  |  | 47.3 | 16 | 16 | 500 | EC motor | 5060 | 1 | no | no | B | D | Aluminum | 2025-01-02 | 8 | 4 | yes | piece | 1
GCVC PD 063.2/22-63 | GCVC PD | 063.2/22-63 | 4247689 | finoox | GCVC 063.2D/2x2-2550-2-D/4/80/2.10/2400/AXS/1/015023 | 19035 | 2 | 2 | 2550 | Axial | 188564 | 188367 | 401.46 | 57926 | 1285 | VT03143U.1 | 7921 | 2026-03-01 | E | 63.46 | 95.27 | 39.4 | VerticalCompact-BCD_2x2 | 2484 | 800 | 2161 |  |  | 420.9 | 54 | 54 | 630 | EC motor | 5060 | 2 | no | no | D | D | Aluminum | 2025-01-02 | 6 | 4 | yes | piece | 1
GCVC PD 063.2/12-41 | GCVC PD | 063.2/12-41 | 4252133 | finoox | GCVC 063.2D/1x2-2556-2-D/4/40/2.10/2400/AXS/1/015023 | 7755 | 2 | 1 | 2556 | Axial | 70665 | 70744 | 200.73 | 17703 | 850 | VT03144U.1 | 0.748 | 0.77 | C | 41.19 | 72.71 | 2025-05-17 | VerticalCompact-BCD_1x2 | 2484 | 623 | 1153 |  |  | 177.2 | 35 | 35 | 630 | EC motor | 5060 | 2 | no | no | D | D | Aluminum | 2025-01-02 | 6 | 4 | yes | piece | 1
GCVC PD 063.2/21-22 | GCVC PD | 063.2/21-22 | 4247370 | finoox | GCVC 063.2D/2x1-2503-1-D/3/80/2.10/1200/AXS/1/015023 | 7565 | 1 | 2 | 2503 | Axial | 34264 | 34301 | 150.55 | 7918 | 425 | VT03145U.1 | 0.086 | 0.25 | A+ | 2025-03-22 | 53.68 | 2025-02-13 | VerticalCompact-BCD_2x1 | 1284 | 800 | 2161 |  |  | 162.9 | 22 | 22 | 630 | EC motor | 5060 | 1 | no | no | D | D | Aluminum | 2025-01-02 | 10 | 3 | yes | piece | 1
GCVC PD 045.2/22-50 | GCVC PD | 045.2/22-50 | 4244509 | finoox | GCVC 045.2C/2x2-0426-W-D/6/64/2.10/1800/EXS/1/015023 | 7686 | 2 | 2 | 426 | Axial | 101298 | 101773 | 361.32 | 20402 | 1360 | VT0326U | 1733 | 2025-02-02 | D | 50.02 | 81.65 | 31.2 | VerticalCompact-BCD_2x2 | 1884 | 800 | 1761 |  |  | 268.6 | 35 | 35 | 450 | AC motor | 50 | W | no | no | C | D | Epoxy coated aluminum | 2025-01-02 | 8 | 6 | yes | piece | 1
GCVC PD 050.2/21-49 | GCVC PD | 050.2/21-49 | 4245759 | finoox | GCVC 050.2D/2x1-2349-I-D/6/80/2.10/1200/EXS/1/015023 | 6844 | 1 | 2 | 2349 | Axial | 88268 | 88837 | 301.1 | 18074 | 1590 | VT03150U | 1694 | 2025-07-01 | D | 48.74 | 80.39 | 2025-04-27 | VerticalCompact-BCD_2x1 | 1284 | 800 | 2161 |  |  | 218.6 | 35 | 35 | 500 | AC motor | 60 | I | no | no | D | D | Epoxy coated aluminum | 2025-01-02 | 10 | 6 | yes | piece | 1
GCVC PD 050.2/23-50 | GCVC PD | 050.2/23-50 | 4245359 | finoox | GCVC 050.2C/2x3-2411-1-D/4/64/2.10/2700/AXS/1/015023 | 13769 | 3 | 2 | 2411 | Axial | 152185 | 152717 | 361.32 | 39993 | 1260 | VT03011U.1 | 2812 | 2025-02-02 | D | 50.34 | 82.09 | 34.7 | VerticalCompact-BCD_2x3 | 2784 | 800 | 1761 |  |  | 332.6 | 54 | 54 | 500 | EC motor | 5060 | 1 | no | no | C | D | Aluminum | 2025-01-02 | 4 | 4 | yes | piece | 1
GCVC PD 063.2/21-23 | GCVC PD | 063.2/21-23 | 4246485 | finoox | GCVC 063.2C/2x1-2401-L-D/4/64/2.10/900/EXS/1/015023 | 5878 | 1 | 2 | 2401 | Axial | 26037 | 26187 | 120.44 | 5550 | 340 | VT01442 | 0.179 | 0.16 | B | 23.39 | 54.9 | 2025-04-10 | VerticalCompact-BCD_2x1 | 984 | 800 | 1761 |  |  | 134 | 18 | 18 | 630 | AC motor | 60 | L | no | no | C | D | Epoxy coated aluminum | 2025-01-02 | 12 | 4 | yes | piece | 1
GCVC PD 050.2/12-54 | GCVC PD | 050.2/12-54 | 4249538 | finoox | GCVC 050.2C/1x2-2420-2-D/6/32/2.10/1800/AXS/1/015023 | 6217 | 2 | 1 | 2420 | Axial | 72166 | 72.15 | 180.66 | 16536 | 1600 | VT03013U.1 | 1946 | 1965-01-01 | E | 53.52 | 84.91 | 2025-07-15 | VerticalCompact-BCD_1x2 | 1884 | 607 | 953 |  |  | 144.2 | 35 | 35 | 500 | EC motor | 5060 | 2 | no | no | C | D | Aluminum | 2025-01-02 | 8 | 6 | yes | piece | 1
GCVC PD 063.2/23-33 | GCVC PD | 063.2/23-33 | 4246883 | finoox | GCVC 063.2C/2x3-2398-I-D/3/64/2.10/2700/EXS/1/015023 | 12613 | 3 | 2 | 2398 | Axial | 86607 | 86749 | 270.99 | 24386 | 460 | VT01442 | 0.847 | 0.32 | C | 32.56 | 64.3 | 2025-09-23 | VerticalCompact-BCD_2x3 | 2784 | 800 | 1761 |  |  | 324.9 | 35 | 35 | 630 | AC motor | 60 | I | no | no | C | D | Epoxy coated aluminum | 2025-01-02 | 6 | 3 | yes | piece | 1
GCVC PD 045.2/11-39 | GCVC PD | 045.2/11-39 | 4248865 | finoox | GCVC 045.2C/1x1-2527-1-D/4/32/2.10/900/AXS/1/015023 | 2722 | 1 | 1 | 2527 | Axial | 16883 | 17 | 60.22 | 3846 | 975 | VT03007U.1 | 0.153 | 0.68 | C | 38.56 | 69.82 | 2025-01-05 | VerticalCompact-BCD_1x1 | 984 | 535 | 953 |  |  | 61.9 | 16 | 16 | 450 | EC motor | 5060 | 1 | no | no | C | D | Aluminum | 2025-01-02 | 8 | 4 | yes | piece | 1
GCVC PD 050.2/23-54 | GCVC PD | 050.2/23-54 | 4245443 | finoox | GCVC 050.2C/2x3-2559-2-D/4/64/2.10/2700/AXS/1/015023 | 17093 | 3 | 2 | 2559 | Axial | 157232 | 157777 | 361.32 | 42095 | 1330 | VT03013U.1 | 3187 | 2025-08-01 | D | 54.19 | 85.94 | 34.7 | VerticalCompact-BCD_2x3 | 2784 | 800 | 1761 |  |  | 360.2 | 54 | 54 | 500 | EC motor | 5060 | 2 | no | no | C | D | Aluminum | 2025-01-02 | 4 | 4 | yes | piece | 1
GCVC PD 080.2/13-34 | GCVC PD | 080.2/13-34 | 4253008 | finoox | GCVC 080.2D/1x3-2482-1-D/4/40/2.10/3600/EXS/1/015023 | 11873 | 3 | 1 | 2482 | Axial | 89724 | 89718 | 301.1 | 20972 | 440 | VT03061U.1 | 0.516 | 0.75 | B | 33.5 | 65.18 | 2025-02-25 | VerticalCompact-BCD_1x3 | 3684 | 608 | 1153 |  |  | 266 | 35 | 35 | 800 | EC motor | 5060 | 1 | no | no | D | D | Epoxy coated aluminum | 2025-01-02 | 4 | 4 | yes | piece | 1
GCVC PD 080.2/21-19 | GCVC PD | 080.2/21-19 | 4248098 | finoox | GCVC 080.2D/2x1-2491-1-D/3/80/2.10/1200/EXS/1/015023 | 7642 | 1 | 2 | 2491 | Axial | 36258 | 36284 | 150.55 | 8733 | 270 | VT03062U.1 | 0.091 | 0.25 | A+ | 2025-07-19 | 50.72 | 2025-02-13 | VerticalCompact-BCD_2x1 | 1284 | 800 | 2161 |  |  | 174.1 | 22 | 22 | 800 | EC motor | 5060 | 1 | no | no | D | D | Epoxy coated aluminum | 2025-01-02 | 10 | 3 | yes | piece | 1
GCVC PD 045.2/21-50 | GCVC PD | 045.2/21-50 | 4244494 | finoox | GCVC 045.2C/2x1-2533-1-D/6/64/2.10/900/AXS/1/015023 | 5553 | 1 | 2 | 2533 | Axial | 53062 | 53549 | 180.66 | 10734 | 1425 | VT03007U.1 | 0.921 | 2025-09-01 | D | 49.67 | 81.18 | 2025-03-16 | VerticalCompact-BCD_2x1 | 984 | 800 | 1761 |  |  | 141.9 | 28 | 28 | 450 | EC motor | 5060 | 1 | no | no | C | D | Aluminum | 2025-01-02 | 12 | 6 | yes | piece | 1
GCVC PD 063.2/22-36 | GCVC PD | 063.2/22-36 | 4246755 | finoox | GCVC 063.2C/2x2-2507-1-D/6/64/2.10/1800/EXS/1/015023 | 14069 | 2 | 2 | 2507 | Axial | 79.13 | 79634 | 361.32 | 14831 | 580 | VT03145U.1 | 0.445 | 0.55 | B | 36.49 | 68.12 | 31.2 | VerticalCompact-BCD_2x2 | 1884 | 800 | 1761 |  |  | 264.1 | 35 | 35 | 630 | EC motor | 5060 | 1 | no | no | C | D | Epoxy coated aluminum | 2025-01-02 | 8 | 6 | yes | piece | 1
GCVC PD 063.2/24-41 | GCVC PD | 063.2/24-41 | 4247173 | finoox | GCVC 063.2C/2x4-2508-1-D/6/64/2.10/3600/EXS/1/015023 | 26118 | 4 | 2 | 2508 | Axial | 163251 | 163.86 | 722.63 | 31842 | 615 | VT03145U.1 | 1062 | 0.65 | B | 40.55 | 72.41 | 62.7 | VerticalCompact-BCD_2x4 | 3684 | 800 | 1761 |  |  | 507 | 54 | 54 | 630 | EC motor | 5060 | 1 | no | no | C | D | Epoxy coated aluminum | 2025-01-02 | 6 | 6 | yes | piece | 1
GCVC PD 050.2/24-39 | GCVC PD | 050.2/24-39 | 4245627 | finoox | GCVC 050.2C/2x4-2514-1-D/3/64/2.10/3600/EXS/1/015023 | 16979 | 4 | 2 | 2514 | Axial | 110874 | 110884 | 361.32 | 29653 | 695 | VT03011U.1 | 0.687 | 0.47 | B | 38.56 | 70.42 | 32 | VerticalCompact-BCD_2x4 | 3684 | 800 | 1761 |  |  | 389.3 | 42 | 42 | 500 | EC motor | 5060 | 1 | no | no | C | D | Epoxy coated aluminum | 2025-01-02 | 4 | 3 | yes | piece | 1
GCVC PD 080.2/11-47 | GCVC PD | 080.2/11-47 | 4252563 | finoox | GCVC 080.2D/1x1-2537-2-D/6/40/2.10/1200/EXS/1/015023 | 6503 | 1 | 1 | 2537 | Axial | 50043 | 50281 | 150.55 | 10744 | 750 | VT03059U.2 | 0.847 | 2025-05-01 | D | 46.73 | 78.1 | 2025-01-13 | VerticalCompact-BCD_1x1 | 1284 | 650 | 1153 |  |  | 123 | 28 | 28 | 800 | EC motor | 5060 | 2 | no | no | D | D | Epoxy coated aluminum | 2025-01-02 | 10 | 6 | yes | piece | 1
GCVC PD 063.2/21-39 | GCVC PD | 063.2/21-39 | 4246606 | finoox | GCVC 063.2C/2x1-2554-2-D/6/64/2.10/900/AXS/1/015023 | 8416 | 1 | 2 | 2554 | Axial | 56.14 | 56575 | 180.66 | 11551 | 750 | VT03144U.1 | 0.631 | 0.6 | C | 38.89 | 70.4 | 2025-03-16 | VerticalCompact-BCD_2x1 | 984 | 800 | 1761 |  |  | 155.5 | 28 | 28 | 630 | EC motor | 5060 | 2 | no | no | C | D | Aluminum | 2025-01-02 | 12 | 6 | yes | piece | 1
GCVC PD 035.2/11-38 | GCVC PD | 035.2/11-38 | 4243654 | finoox | GCVC 035.2A/1x1-2723-W-D/2/20/2.10/600/EXS/2/015023 | 963 | 1 | 1 | 2723 | Axial | 5788 | 5823 | 1955-12-01 | 2561 | 1390 | VT03167U | 0.158 | 0.62 | E | 37.65 | 68.72 | 2025-02-01 | VerticalCompact-A_1x1 | 660 | 330 | 507 |  |  | 2025-05-14 | 16 | 16 | 350 | AC motor | 50 | W | no | no | A | D | Epoxy coated aluminum | 2025-01-02 | 10 | 2 | yes | piece | 1
GCVC PD 035.2/11-38 | GCVC PD | 035.2/11-38 | 4243727 | finoox | GCVC 035.2B/1x1-2723-W-D/4/24/2.10/720/EXS/1/015023 | 1729 | 1 | 1 | 2723 | Axial | 10781 | 10831 | 36.13 | 2591 | 1390 | VT03167U | 0.157 | 0.62 | D | 37.63 | 68.81 | 2025-02-03 | VerticalCompact-BCD_1x1 | 804 | 518 | 753 |  |  | 43.3 | 16 | 16 | 350 | AC motor | 50 | W | no | no | B | D | Epoxy coated aluminum | 2025-01-02 | 12 | 4 | yes | piece | 1
GCVC PD 040.2/13-46 | GCVC PD | 040.2/13-46 | 4243810 | finoox | GCVC 040.2B/1x3-1735-X-D/3/24/2.10/2160/EXS/1/015023 | 3303 | 3 | 1 | 1735 | Axial | 34532 | 34609 | 81.3 | 11339 | 1450 | VT0605 | 0.791 | 2025-01-01 | D | 46.44 | 77.81 | 2025-08-06 | VerticalCompact-BCD_1x3a | 2244 | 476 | 753 |  |  | 106.7 | 22 | 22 | 400 | AC motor | 60 | X | no | no | B | D | Epoxy coated aluminum | 2025-01-02 | 6 | 3 | yes | piece | 1
GCVC PD 050.2/11-28 | GCVC PD | 050.2/11-28 | 4250137 | finoox | GCVC 050.2D/1x1-2333-S-D/6/40/2.10/1200/EXS/1/015023 | 3408 | 1 | 1 | 2333 | Axial | 20807 | 20977 | 150.55 | 3590 | 530 | VT01435 | 0.148 | 0.35 | B | 27.81 | 59.17 | 2025-05-12 | VerticalCompact-BCD_1x1 | 1284 | 596 | 1153 |  |  | 108.4 | 18 | 18 | 500 | AC motor | 50 | S | no | no | D | D | Epoxy coated aluminum | 2025-01-02 | 12 | 6 | yes | piece | 1
GCVC PD 050.2/12-38 | GCVC PD | 050.2/12-38 | 4249467 | finoox | GCVC 050.2C/1x2-2354-W-D/3/32/2.10/1800/EXS/1/015023 | 3465 | 2 | 1 | 2354 | Axial | 32407 | 32361 | 90.33 | 9606 | 865 | VT03093U | 0.416 | 0.97 | C | 37.55 | 68.94 | 2025-06-07 | VerticalCompact-BCD_1x2 | 1884 | 569 | 953 |  |  | 114.1 | 22 | 22 | 500 | AC motor | 50 | W | no | no | C | D | Epoxy coated aluminum | 2025-01-02 | 8 | 3 | yes | piece | 1
GCVC PD 050.2/21-41 | GCVC PD | 050.2/21-41 | 4245775 | finoox | GCVC 050.2D/2x1-2355-X-D/3/80/2.10/1200/EXS/1/015023 | 5011 | 1 | 2 | 2355 | Axial | 43832 | 43887 | 150.55 | 11412 | 810 | VT03093U | 0.564 | 2025-03-01 | C | 41 | 72.65 | 14 | VerticalCompact-BCD_2x1 | 1284 | 800 | 2161 |  |  | 168.6 | 28 | 28 | 500 | AC motor | 60 | X | no | no | D | D | Epoxy coated aluminum | 2025-01-02 | 10 | 3 | yes | piece | 1
GCVC PD 063.2/22-23 | GCVC PD | 063.2/22-23 | 4247562 | finoox | GCVC 063.2D/2x2-2399-J-D/3/80/2.10/2400/AXS/1/015023 | 10494 | 2 | 2 | 2399 | Axial | 61111 | 61063 | 301.1 | 13766 | 290 | VT01442 | 0.28 | 0.14 | A | 22.86 | 54.67 | 2025-06-25 | VerticalCompact-BCD_2x2 | 2484 | 800 | 2161 |  |  | 306.5 | 28 | 28 | 630 | AC motor | 60 | J | no | no | D | D | Aluminum | 2025-01-02 | 8 | 3 | yes | piece | 1
GCVC PD 063.2/13-21 | GCVC PD | 063.2/13-21 | 4252217 | finoox | GCVC 063.2D/1x3-2399-J-D/4/40/2.10/3600/AXS/1/015023 | 8231 | 3 | 1 | 2399 | Axial | 50262 | 50368 | 301.1 | 9816 | 290 | VT01442 | 0.211 | 0.14 | A | 20.95 | 52.63 | 2025-05-24 | VerticalCompact-BCD_1x3 | 3684 | 598 | 1153 |  |  | 256.8 | 28 | 28 | 630 | AC motor | 60 | J | no | no | D | D | Aluminum | 2025-01-02 | 6 | 4 | yes | piece | 1
GCVC PD 063.2/21-61 | GCVC PD | 063.2/21-61 | 4246584 | finoox | GCVC 063.2C/2x1-2549-2-D/3/64/2.10/900/EXS/1/015023 | 9265 | 1 | 2 | 2549 | Axial | 55045 | 55401 | 90.33 | 23652 | 1210 | VT03143U.1 | 3493 | 1986-02-01 | E | 60.83 | 92.33 | 9 | VerticalCompact-BCD_2x1 | 984 | 800 | 1761 |  |  | 165 | 28 | 28 | 630 | EC motor | 5060 | 2 | no | no | C | D | Epoxy coated aluminum | 2025-01-02 | 8 | 3 | yes | piece | 1
GCVC PD 063.2/24-48 | GCVC PD | 063.2/24-48 | 4247245 | finoox | GCVC 063.2C/2x4-2557-2-D/6/64/2.10/3600/EXS/1/015023 | 28679 | 4 | 2 | 2557 | Axial | 253819 | 254.76 | 722.63 | 56361 | 900 | VT03144U.1 | 4268 | 0.85 | D | 48.15 | 80.01 | 62.7 | VerticalCompact-BCD_2x4 | 3684 | 800 | 1761 |  |  | 540.6 | 54 | 54 | 630 | EC motor | 5060 | 2 | no | no | C | D | Epoxy coated aluminum | 2025-01-02 | 4 | 6 | yes | piece | 1
GCVC PD 063.2/14-39 | GCVC PD | 063.2/14-39 | 4251584 | finoox | GCVC 063.2C/1x4-2509-1-D/6/32/2.10/3600/AXS/1/015023 | 12084 | 4 | 1 | 2509 | Axial | 86937 | 87161 | 361.32 | 17018 | 655 | VT03145U.1 | 0.628 | 0.75 | B | 38.97 | 70.6 | 2025-05-29 | VerticalCompact-BCD_1x4 | 3684 | 615 | 953 |  |  | 261.9 | 35 | 35 | 630 | EC motor | 5060 | 1 | no | no | C | D | Aluminum | 2025-01-02 | 6 | 6 | yes | piece | 1
GCVC PD 050.2/14-57 | GCVC PD | 050.2/14-57 | 4250107 | finoox | GCVC 050.2C/1x4-2562-2-D/3/32/2.10/3600/EXS/1/015023 | 10734 | 4 | 1 | 2562 | Axial | 88147 | 88006 | 180.66 | 34978 | 1595 | VT03013U.1 | 1956-03-01 | 1965-01-01 | E | 56.76 | 88.38 | 2025-05-15 | VerticalCompact-BCD_1x4 | 3684 | 607 | 953 |  |  | 223.8 | 35 | 35 | 500 | EC motor | 5060 | 2 | no | no | C | D | Epoxy coated aluminum | 2025-01-02 | 4 | 3 | yes | piece | 1
GCVC PD 063.2/12-30 | GCVC PD | 063.2/12-30 | 4252055 | finoox | GCVC 063.2D/1x2-2508-1-D/4/40/2.10/2400/AXS/1/015023 | 7147 | 2 | 1 | 2508 | Axial | 50.87 | 50896 | 200.73 | 11279 | 615 | VT03145U.1 | 0.225 | 0.65 | A | 30.27 | 61.8 | 2025-08-16 | VerticalCompact-BCD_1x2 | 2484 | 615 | 1153 |  |  | 168.1 | 28 | 28 | 630 | EC motor | 5060 | 1 | no | no | D | D | Aluminum | 2025-01-02 | 8 | 4 | yes | piece | 1
GCVC PD 050.2/24-36 | GCVC PD | 050.2/24-36 | 4245620 | finoox | GCVC 050.2C/2x4-2513-1-D/6/64/2.10/3600/AXS/1/015023 | 19899 | 4 | 2 | 2513 | Axial | 132.77 | 133391 | 722.63 | 23804 | 630 | VT03011U.1 | 0.567 | 0.37 | A | 36.27 | 68.13 | 60.1 | VerticalCompact-BCD_2x4 | 3684 | 800 | 1761 |  |  | 494.8 | 42 | 42 | 500 | EC motor | 5060 | 1 | no | no | C | D | Aluminum | 2025-01-02 | 6 | 6 | yes | piece | 1
GCVC PD 050.2/13-32 | GCVC PD | 050.2/13-32 | 4249795 | finoox | GCVC 050.2C/1x3-2513-1-D/6/32/2.10/2700/EXS/1/015023 | 8334 | 3 | 1 | 2513 | Axial | 49209 | 49423 | 270.99 | 8927 | 630 | VT03011U.1 | 0.213 | 0.37 | A | 32.37 | 63.87 | 22 | VerticalCompact-BCD_1x3 | 2784 | 586 | 953 |  |  | 196.9 | 28 | 28 | 500 | EC motor | 5060 | 1 | no | no | C | D | Epoxy coated aluminum | 2025-01-02 | 8 | 6 | yes | piece | 1
GCVC PD 045.2/11-41 | GCVC PD | 045.2/11-41 | 4243857 | finoox | GCVC 045.2B/1x1-2528-1-D/4/24/2.10/720/AXS/1/015023 | 2378 | 1 | 1 | 2528 | Axial | 13255 | 13315 | 36.13 | 3450 | 1050 | VT03007U.1 | 0.191 | 0.84 | D | 41.42 | 72.6 | 2025-02-03 | VerticalCompact-BCD_1x1 | 804 | 535 | 753 |  |  | 45.6 | 16 | 16 | 450 | EC motor | 5060 | 1 | no | no | B | D | Aluminum | 2025-01-02 | 8 | 4 | yes | piece | 1
GCVC PD 080.3/21-46 | GCVC PD | 080.3/21-46 | 6111983 | finoox | GCVC 080.3D/2x1-3488-I-D/3/80/2.10/1200/AXS/1/015023 | 6991 | 1 | 2 | 3488 | Axial | 78679 | 78915 | 150.55 | 27326 | 720 | VT01371 | 2358 | 1935-02-01 | E | 45.6 | 77.25 | 2025-04-15 | VerticalCompact-BCD_2x1 | 1284 | 800 | 2161 |  |  | 220.3 | 35 | 35 | 800 | AC motor | 60 | I | no | no | D | D | Aluminum | 2025-01-02 | 8 | 3 | yes | piece | 1
GCVC PD 080.3/22-37 | GCVC PD | 080.3/22-37 | 6054641 | finoox | GCVC 080.3D/2x2-3564-2-D/6/80/2.10/2400/EXS/1/015023 | 27074 | 2 | 2 | 3564 | Axial | 132229 | 132717 | 602.19 | 25082 | 440 | VT01445U.3 | 0.883 | 0.6 | B | 37.35 | 69.16 | 52 | VerticalCompact-BCD_2x2 | 2484 | 800 | 2161 |  |  | 493.3 | 42 | 42 | 800 | EC motor | 5060 | 2 | no | no | D | D | Epoxy coated aluminum | 2025-01-02 | 8 | 6 | yes | piece | 1
GCVC PD 050.3/24-53 | GCVC PD | 050.3/24-53 | 6208482 | finoox | GCVC 050.3C/2x4-3617-X-D/6/64/2.10/3600/EXS/1/015023 | 16680 | 4 | 2 | 3617 | Axial | 245266 | 246184 | 722.63 | 53467 | 1260 | VT01524 | 7762 | 2025-04-04 | E | 52.59 | 84.46 | 62.7 | VerticalCompact-BCD_2x4 | 3684 | 800 | 1761 |  |  | 547.1 | 54 | 54 | 500 | AC motor | 60 | X | no | no | C | D | Epoxy coated aluminum | 2025-01-02 | 4 | 6 | yes | piece | 1
GCVC PD 045.2/24-53 | GCVC PD | 045.2/24-53 | 4244684 | finoox | GCVC 045.2C/2x4-0426-W-D/3/64/2.10/3600/AXS/1/015023 | 9304 | 4 | 2 | 426 | Axial | 144.14 | 144084 | 361.32 | 44095 | 1360 | VT0326U | 2027-03-01 | 2025-02-02 | D | 53.24 | 85.11 | 32 | VerticalCompact-BCD_2x4 | 3684 | 800 | 1761 |  |  | 405.1 | 42 | 42 | 450 | AC motor | 50 | W | no | no | C | D | Aluminum | 2025-01-02 | 4 | 3 | yes | piece | 1
GCVC PD 050.2/12-28 | GCVC PD | 050.2/12-28 | 4249483 | finoox | GCVC 050.2C/1x2-2385-J-D/4/32/2.10/1800/AXS/1/015023 | 3537 | 2 | 1 | 2385 | Axial | 25644 | 25749 | 120.44 | 5239 | 430 | VT01435 | 0.266 | 0.32 | C | 28.27 | 59.66 | 2025-08-09 | VerticalCompact-BCD_1x2 | 1884 | 596 | 953 |  |  | 125.9 | 18 | 18 | 500 | AC motor | 60 | J | no | no | C | D | Aluminum | 2025-01-02 | 8 | 4 | yes | piece | 1
GCVC PD 050.2/11-26 | GCVC PD | 050.2/11-26 | 4250194 | finoox | GCVC 050.2D/1x1-2385-J-D/6/40/2.10/1200/AXS/1/015023 | 3150 | 1 | 1 | 2385 | Axial | 17418 | 17578 | 150.55 | 2911 | 430 | VT01435 | 0.133 | 0.32 | B | 26.14 | 57.5 | 2025-04-12 | VerticalCompact-BCD_1x1 | 1284 | 596 | 1153 |  |  | 108.3 | 16 | 16 | 500 | AC motor | 60 | J | no | no | D | D | Aluminum | 2025-01-02 | 12 | 6 | yes | piece | 1
GCVC PD 050.2/21-46 | GCVC PD | 050.2/21-46 | 4244887 | finoox | GCVC 050.2C/2x1-2411-1-D/4/64/2.10/900/AXS/1/015023 | 5357 | 1 | 2 | 2411 | Axial | 50069 | 50431 | 120.44 | 13331 | 1260 | VT03011U.1 | 0.937 | 2025-02-02 | D | 45.8 | 77.31 | 2025-04-11 | VerticalCompact-BCD_2x1 | 984 | 800 | 1761 |  |  | 127.6 | 28 | 28 | 500 | EC motor | 5060 | 1 | no | no | C | D | Aluminum | 2025-01-02 | 8 | 4 | yes | piece | 1
GCVC PD 045.2/22-54 | GCVC PD | 045.2/22-54 | 4244514 | finoox | GCVC 045.2C/2x2-2409-1-D/4/64/2.10/1800/EXS/1/015023 | 8857 | 2 | 2 | 2409 | Axial | 89469 | 89505 | 240.88 | 23908 | 1500 | VT03007U.1 | 2089 | 2025-02-02 | D | 53.77 | 85.4 | 2025-07-21 | VerticalCompact-BCD_2x2 | 1884 | 800 | 1761 |  |  | 218.4 | 35 | 35 | 450 | EC motor | 5060 | 1 | no | no | C | D | Epoxy coated aluminum | 2025-01-02 | 8 | 4 | yes | piece | 1
GCVC PD 063.2/21-45 | GCVC PD | 063.2/21-45 | 4247340 | finoox | GCVC 063.2D/2x1-2413-2-D/3/80/2.10/1200/AXS/1/015023 | 8181 | 1 | 2 | 2413 | Axial | 67318 | 67345 | 150.55 | 21504 | 1000 | VT03144U.1 | 1165 | 2025-01-01 | D | 45.32 | 76.97 | 2025-03-15 | VerticalCompact-BCD_2x1 | 1284 | 800 | 2161 |  |  | 173.9 | 35 | 35 | 630 | EC motor | 5060 | 2 | no | no | D | D | Aluminum | 2025-01-02 | 10 | 3 | yes | piece | 1
GCVC PD 050.2/23-40 | GCVC PD | 050.2/23-40 | 4246294 | finoox | GCVC 050.2D/2x3-2390-K-D/3/80/2.10/3600/AXS/1/015023 | 11449 | 3 | 2 | 2390 | Axial | 118875 | 118833 | 451.65 | 28745 | 760 | VT01437 | 0.993 | 0.35 | B | 40.14 | 72.1 | 40 | VerticalCompact-BCD_2x3 | 3684 | 800 | 2161 |  |  | 438.4 | 42 | 42 | 500 | AC motor | 60 | K | no | no | D | D | Aluminum | 2025-01-02 | 4 | 3 | yes | piece | 1
GCVC PD 080.2/22-28 | GCVC PD | 080.2/22-28 | 4248388 | finoox | GCVC 080.2D/2x2-2495-1-D/3/80/2.10/2400/EXS/1/015023 | 15962 | 2 | 2 | 2495 | Axial | 91.45 | 91317 | 301.1 | 24355 | 365 | VT03062U.1 | 0.395 | 0.5 | A | 28.49 | 60.3 | 2025-09-26 | VerticalCompact-BCD_2x2 | 2484 | 800 | 2161 |  |  | 316.7 | 35 | 35 | 800 | EC motor | 5060 | 1 | no | no | D | D | Epoxy coated aluminum | 2025-01-02 | 6 | 3 | yes | piece | 1
GCVC PD 063.2/11-40 | GCVC PD | 063.2/11-40 | 4251900 | finoox | GCVC 063.2D/1x1-2558-2-D/6/40/2.10/1200/AXS/1/015023 | 5296 | 1 | 1 | 2558 | Axial | 46223 | 46505 | 150.55 | 9354 | 950 | VT03144U.1 | 0.545 | 1 | C | 39.81 | 71.17 | 2025-01-13 | VerticalCompact-BCD_1x1 | 1284 | 623 | 1153 |  |  | 109.9 | 28 | 28 | 630 | EC motor | 5060 | 2 | no | no | D | D | Aluminum | 2025-01-02 | 10 | 6 | yes | piece | 1
GCVC PD 063.2/24-42 | GCVC PD | 063.2/24-42 | 4247179 | finoox | GCVC 063.2C/2x4-2509-1-D/6/64/2.10/3600/EXS/1/015023 | 26118 | 4 | 2 | 2509 | Axial | 171258 | 171625 | 722.63 | 34035 | 655 | VT03145U.1 | 1255 | 0.75 | B | 41.75 | 73.61 | 62.7 | VerticalCompact-BCD_2x4 | 3684 | 800 | 1761 |  |  | 507 | 54 | 54 | 630 | EC motor | 5060 | 1 | no | no | C | D | Epoxy coated aluminum | 2025-01-02 | 6 | 6 | yes | piece | 1
GCVC PD 063.2/22-37 | GCVC PD | 063.2/22-37 | 4247666 | finoox | GCVC 063.2D/2x2-2511-1-D/6/80/2.10/2400/AXS/1/015023 | 16570 | 2 | 2 | 2511 | Axial | 133912 | 134508 | 602.19 | 25054 | 730 | VT03145U.1 | 0.764 | 1 | B | 37.02 | 68.82 | 52 | VerticalCompact-BCD_2x2 | 2484 | 800 | 2161 |  |  | 386.4 | 42 | 42 | 630 | EC motor | 5060 | 1 | no | no | D | D | Aluminum | 2025-01-02 | 8 | 6 | yes | piece | 1
GCVC PD 050.2/21-37 | GCVC PD | 050.2/21-37 | 4244931 | finoox | GCVC 050.2C/2x1-2516-1-D/3/64/2.10/900/EXS/1/015023 | 5304 | 1 | 2 | 2516 | Axial | 30873 | 30997 | 90.33 | 8816 | 820 | VT03011U.1 | 0.269 | 0.68 | C | 36.55 | 68.06 | 2025-03-08 | VerticalCompact-BCD_2x1 | 984 | 800 | 1761 |  |  | 117.7 | 22 | 22 | 500 | EC motor | 5060 | 1 | no | no | C | D | Epoxy coated aluminum | 2025-01-02 | 8 | 3 | yes | piece | 1
GCVC PD 050.2/23-49 | GCVC PD | 050.2/23-49 | 4245436 | finoox | GCVC 050.2C/2x3-2522-1-D/3/64/2.10/2700/AXS/1/015023 | 12662 | 3 | 2 | 2522 | Axial | 124052 | 124237 | 270.99 | 39175 | 1200 | VT03011U.1 | 2368 | 2025-09-01 | D | 49.42 | 81.17 | 2025-01-25 | VerticalCompact-BCD_2x3 | 2784 | 800 | 1761 |  |  | 301.4 | 42 | 42 | 500 | EC motor | 5060 | 1 | no | no | C | D | Aluminum | 2025-01-02 | 4 | 3 | yes | piece | 1
GCVC PD 050.2/22-48 | GCVC PD | 050.2/22-48 | 4246154 | finoox | GCVC 050.2D/2x2-2522-1-D/4/80/2.10/2400/EXS/1/015023 | 11762 | 2 | 2 | 2522 | Axial | 119137 | 119073 | 401.46 | 27875 | 1200 | VT03011U.1 | 1498 | 2025-09-01 | C | 48.19 | 80 | 36.3 | VerticalCompact-BCD_2x2 | 2484 | 800 | 2161 |  |  | 322.2 | 42 | 42 | 500 | EC motor | 5060 | 1 | no | no | D | D | Epoxy coated aluminum | 2025-01-02 | 6 | 4 | yes | piece | 1
GCVC PD 063.2/23-28 | GCVC PD | 063.2/23-28 | 4246932 | finoox | GCVC 063.2C/2x3-2503-1-D/3/64/2.10/2700/AXS/1/015023 | 15689 | 3 | 2 | 2503 | Axial | 77105 | 77237 | 270.99 | 19597 | 425 | VT03145U.1 | 0.286 | 0.25 | A+ | 28.19 | 59.94 | 2025-09-23 | VerticalCompact-BCD_2x3 | 2784 | 800 | 1761 |  |  | 304.5 | 35 | 35 | 630 | EC motor | 5060 | 1 | no | no | C | D | Aluminum | 2025-01-02 | 6 | 3 | yes | piece | 1
GCVC PD 080.2/11-43 | GCVC PD | 080.2/11-43 | 4252556 | finoox | GCVC 080.2D/1x1-2536-2-D/4/40/2.10/1200/EXS/1/015023 | 5745 | 1 | 1 | 2536 | Axial | 41315 | 41381 | 100.37 | 11474 | 700 | VT03059U.2 | 0.676 | 2025-04-01 | D | 43.3 | 74.67 | 2025-01-09 | VerticalCompact-BCD_1x1 | 1284 | 650 | 1153 |  |  | 108.5 | 28 | 28 | 800 | EC motor | 5060 | 2 | no | no | D | D | Epoxy coated aluminum | 2025-01-02 | 10 | 4 | yes | piece | 1
GCVC PD 063.2/21-39 | GCVC PD | 063.2/21-39 | 4246609 | finoox | GCVC 063.2C/2x1-2554-2-D/6/64/2.10/900/EXS/1/015023 | 8810 | 1 | 2 | 2554 | Axial | 55005 | 55378 | 180.66 | 11551 | 750 | VT03144U.1 | 0.631 | 0.6 | C | 38.89 | 70.4 | 2025-03-16 | VerticalCompact-BCD_2x1 | 984 | 800 | 1761 |  |  | 155.5 | 28 | 28 | 630 | EC motor | 5060 | 2 | no | no | C | D | Epoxy coated aluminum | 2025-01-02 | 12 | 6 | yes | piece | 1
GCVC PD 080.3/12-53 | GCVC PD | 080.3/12-53 | 6175173 | finoox | GCVC 080.3D/1x2-3483-K-D/4/40/2.10/2400/AXS/1/015023 | 7247 | 2 | 1 | 3483 | Axial | 110159 | 110676 | 200.73 | 34213 | 960 | VT01526 | 5261 | 4 | E | 52.91 | 84.44 | 2025-03-18 | VerticalCompact-BCD_1x2 | 2484 | 611 | 1153 |  |  | 222.5 | 42 | 42 | 800 | AC motor | 60 | K | no | no | D | D | Aluminum | 2025-01-02 | 4 | 4 | yes | piece | 1
GCVC PD 080.3/13-36 | GCVC PD | 080.3/13-36 | 6196361 | finoox | GCVC 080.3D/1x3-3564-2-D/6/40/2.10/3600/EXS/1/015023 | 17149 | 3 | 1 | 3564 | Axial | 98114 | 98342 | 451.65 | 18812 | 440 | VT01445U.3 | 0.662 | 0.6 | B | 36.23 | 67.91 | 36.9 | VerticalCompact-BCD_1x3 | 3684 | 620 | 1153 |  |  | 370.9 | 35 | 35 | 800 | EC motor | 5060 | 2 | no | no | D | D | Epoxy coated aluminum | 2025-01-02 | 6 | 6 | yes | piece | 1
GCVC PD 050.3/13-47 | GCVC PD | 050.3/13-47 | 6174291 | finoox | GCVC 050.3B/1x3-3616-W-D/3/24/2.10/2160/AXS/1/015023 | 3971 | 3 | 1 | 3616 | Axial | 44727 | 44442 | 81.3 | 17788 | 1240 | VT01524 | 2093 | 2025-02-03 | E | 47.42 | 78.8 | 2025-01-07 | VerticalCompact-BCD_1x3a | 2244 | 596 | 753 |  |  | 132 | 28 | 28 | 500 | AC motor | 50 | W | no | no | B | D | Aluminum | 2025-01-02 | 6 | 3 | yes | piece | 1
GCVC PD 050.2/14-30 | GCVC PD | 050.2/14-30 | 4249912 | finoox | GCVC 050.2C/1x4-2337-S-D/4/32/2.10/3600/EXS/1/015023 | 6961 | 4 | 1 | 2337 | Axial | 53486 | 53605 | 240.88 | 11209 | 510 | VT01437 | 0.32 | 0.16 | B | 29.68 | 61.3 | 2025-06-19 | VerticalCompact-BCD_1x4 | 3684 | 596 | 953 |  |  | 231.8 | 28 | 28 | 500 | AC motor | 50 | S | no | no | C | D | Epoxy coated aluminum | 2025-01-02 | 4 | 4 | yes | piece | 1
GCVC PD 050.2/13-35 | GCVC PD | 050.2/13-35 | 4244325 | finoox | GCVC 050.2B/1x3-2390-K-D/4/24/2.10/2160/EXS/1/015023 | 4390 | 3 | 1 | 2390 | Axial | 38491 | 38552 | 108.39 | 9787 | 760 | VT01437 | 0.564 | 0.35 | D | 35.33 | 66.71 | 2025-09-08 | VerticalCompact-BCD_1x3a | 2244 | 596 | 753 |  |  | 130 | 22 | 22 | 500 | AC motor | 60 | K | no | no | B | D | Epoxy coated aluminum | 2025-01-02 | 6 | 4 | yes | piece | 1
GCVC PD 063.2/12-28 | GCVC PD | 063.2/12-28 | 4251085 | finoox | GCVC 063.2C/1x2-2398-I-D/3/32/2.10/1800/EXS/1/015023 | 4825 | 2 | 1 | 2398 | Axial | 29313 | 29272 | 90.33 | 8129 | 460 | VT01442 | 0.282 | 0.32 | C | 28.14 | 59.53 | 2025-06-07 | VerticalCompact-BCD_1x2 | 1884 | 598 | 953 |  |  | 116.4 | 22 | 22 | 630 | AC motor | 60 | I | no | no | C | D | Epoxy coated aluminum | 2025-01-02 | 8 | 3 | yes | piece | 1
GCVC PD 050.2/13-45 | GCVC PD | 050.2/13-45 | 4249779 | finoox | GCVC 050.2C/1x3-2421-1-D/4/32/2.10/2700/AXS/1/015023 | 6961 | 3 | 1 | 2421 | Axial | 73005 | 73264 | 180.66 | 18762 | 1150 | VT03011U.1 | 1077 | 1975-01-01 | D | 44.77 | 76.28 | 2025-06-15 | VerticalCompact-BCD_1x3 | 2784 | 586 | 953 |  |  | 171.5 | 35 | 35 | 500 | EC motor | 5060 | 1 | no | no | C | D | Aluminum | 2025-01-02 | 4 | 4 | yes | piece | 1
GCVC PD 050.2/13-58 | GCVC PD | 050.2/13-58 | 4244328 | finoox | GCVC 050.2B/1x3-2410-2-D/3/24/2.10/2160/AXS/1/015023 | 7252 | 3 | 1 | 2410 | Axial | 56392 | 56438 | 81.3 | 24901 | 1770 | VT03013U.1 | 1991-03-01 | 2025-01-02 | E | 57.95 | 89.34 | 2025-01-07 | VerticalCompact-BCD_1x3a | 2244 | 607 | 753 |  |  | 128.1 | 28 | 28 | 500 | EC motor | 5060 | 2 | no | no | B | D | Aluminum | 2025-01-02 | 4 | 3 | yes | piece | 1
GCVC PD 063.2/21-43 | GCVC PD | 063.2/21-43 | 4247484 | finoox | GCVC 063.2D/2x1-2557-2-D/3/80/2.10/1200/AXS/1/015023 | 8181 | 1 | 2 | 2557 | Axial | 63161 | 63201 | 150.55 | 19297 | 900 | VT03144U.1 | 0.858 | 0.85 | C | 42.96 | 74.61 | 2025-03-15 | VerticalCompact-BCD_2x1 | 1284 | 800 | 2161 |  |  | 173.9 | 35 | 35 | 630 | EC motor | 5060 | 2 | no | no | D | D | Aluminum | 2025-01-02 | 10 | 3 | yes | piece | 1
GCVC PD 063.2/23-47 | GCVC PD | 063.2/23-47 | 4247039 | finoox | GCVC 063.2C/2x3-2557-2-D/6/64/2.10/2700/EXS/1/015023 | 22108 | 3 | 2 | 2557 | Axial | 187016 | 187458 | 541.97 | 42270 | 900 | VT03144U.1 | 3201 | 0.85 | D | 47.01 | 78.76 | 48.8 | VerticalCompact-BCD_2x3 | 2784 | 800 | 1761 |  |  | 416.2 | 54 | 54 | 630 | EC motor | 5060 | 2 | no | no | C | D | Epoxy coated aluminum | 2025-01-02 | 6 | 6 | yes | piece | 1
GCVC PD 050.2/21-52 | GCVC PD | 050.2/21-52 | 4245922 | finoox | GCVC 050.2D/2x1-2560-2-D/3/80/2.10/1200/AXS/1/015023 | 6936 | 1 | 2 | 2560 | Axial | 57704 | 57766 | 150.55 | 16670 | 1415 | VT03013U.1 | 1186 | 2021-01-01 | D | 52.13 | 83.78 | 14 | VerticalCompact-BCD_2x1 | 1284 | 800 | 2161 |  |  | 171.6 | 28 | 28 | 500 | EC motor | 5060 | 2 | no | no | D | D | Aluminum | 2025-01-02 | 10 | 3 | yes | piece | 1
GCVC PD 063.2/24-41 | GCVC PD | 063.2/24-41 | 4247170 | finoox | GCVC 063.2C/2x4-2508-1-D/6/64/2.10/3600/AXS/1/015023 | 24623 | 4 | 2 | 2508 | Axial | 165668 | 166354 | 722.63 | 31842 | 615 | VT03145U.1 | 1062 | 0.65 | B | 40.55 | 72.41 | 62.7 | VerticalCompact-BCD_2x4 | 3684 | 800 | 1761 |  |  | 507 | 54 | 54 | 630 | EC motor | 5060 | 1 | no | no | C | D | Aluminum | 2025-01-02 | 6 | 6 | yes | piece | 1
GCVC PD 050.2/13-40 | GCVC PD | 050.2/13-40 | 4249817 | finoox | GCVC 050.2C/1x3-2517-1-D/3/32/2.10/2700/EXS/1/015023 | 6781 | 3 | 1 | 2517 | Axial | 47412 | 47304 | 135.49 | 14281 | 880 | VT03011U.1 | 0.496 | 0.84 | C | 39.94 | 71.45 | 2025-05-11 | VerticalCompact-BCD_1x3 | 2784 | 586 | 953 |  |  | 158 | 28 | 28 | 500 | EC motor | 5060 | 1 | no | no | C | D | Epoxy coated aluminum | 2025-01-02 | 6 | 3 | yes | piece | 1
GCVC PD 050.2/13-43 | GCVC PD | 050.2/13-43 | 4249827 | finoox | GCVC 050.2C/1x3-2519-1-D/4/32/2.10/2700/AXS/1/015023 | 6932 | 3 | 1 | 2519 | Axial | 62348 | 62354 | 180.66 | 15850 | 1010 | VT03011U.1 | 0.739 | 2015-01-01 | C | 42.67 | 74.18 | 2025-06-15 | VerticalCompact-BCD_1x3 | 2784 | 586 | 953 |  |  | 171.5 | 35 | 35 | 500 | EC motor | 5060 | 1 | no | no | C | D | Aluminum | 2025-01-02 | 6 | 4 | yes | piece | 1
GCVC PD 050.2/23-49 | GCVC PD | 050.2/23-49 | 4245438 | finoox | GCVC 050.2C/2x3-2522-1-D/6/64/2.10/2700/AXS/1/015023 | 15624 | 3 | 2 | 2522 | Axial | 170048 | 170623 | 541.97 | 35249 | 1200 | VT03011U.1 | 2517 | 2025-09-01 | D | 49.01 | 80.76 | 48.8 | VerticalCompact-BCD_2x3 | 2784 | 800 | 1761 |  |  | 385.7 | 54 | 54 | 500 | EC motor | 5060 | 1 | no | no | C | D | Aluminum | 2025-01-02 | 6 | 6 | yes | piece | 1
GCVC PD 063.2/11-58 | GCVC PD | 063.2/11-58 | 4251853 | finoox | GCVC 063.2D/1x1-2550-2-D/3/40/2.10/1200/EXS/1/015023 | 5350 | 1 | 1 | 2550 | Axial | 39.78 | 39877 | 75.27 | 14983 | 1285 | VT03143U.1 | 1942 | 2026-03-01 | E | 57.62 | 88.99 | 2025-06-06 | VerticalCompact-BCD_1x1 | 1284 | 611 | 1153 |  |  | 105.4 | 22 | 22 | 630 | EC motor | 5060 | 2 | no | no | D | D | Epoxy coated aluminum | 2025-01-02 | 8 | 3 | yes | piece | 1
GCVC PD 063.2/13-20 | GCVC PD | 063.2/13-20 | 4252263 | finoox | GCVC 063.2D/1x3-2501-1-D/6/40/2.10/3600/EXS/1/015023 | 12487 | 3 | 1 | 2501 | Axial | 50739 | 51033 | 451.65 | 8499 | 345 | VT03145U.1 | 0.091 | 0.15 | A+ | 2025-11-20 | 51.8 | 36.2 | VerticalCompact-BCD_1x3 | 3684 | 615 | 1153 |  |  | 290.1 | 28 | 28 | 630 | EC motor | 5060 | 1 | no | no | D | D | Epoxy coated aluminum | 2025-01-02 | 8 | 6 | yes | piece | 1
GCVC PD 063.2/24-27 | GCVC PD | 063.2/24-27 | 4247135 | finoox | GCVC 063.2C/2x4-2502-1-D/3/64/2.10/3600/EXS/1/015023 | 21080 | 4 | 2 | 2502 | Axial | 95058 | 94978 | 361.32 | 23581 | 385 | VT03145U.1 | 0.308 | 0.2 | A+ | 27.36 | 59.22 | 2025-08-30 | VerticalCompact-BCD_2x4 | 3684 | 800 | 1761 |  |  | 394.2 | 35 | 35 | 630 | EC motor | 5060 | 1 | no | no | C | D | Epoxy coated aluminum | 2025-01-02 | 4 | 3 | yes | piece | 1
GCVC PD 063.2/22-27 | GCVC PD | 063.2/22-27 | 4246726 | finoox | GCVC 063.2C/2x2-2503-1-D/3/64/2.10/1800/AXS/1/015023 | 11136 | 2 | 2 | 2503 | Axial | 51893 | 51914 | 180.66 | 13065 | 425 | VT03145U.1 | 0.191 | 0.25 | A+ | 26.54 | 58.17 | 2025-09-15 | VerticalCompact-BCD_2x2 | 1884 | 800 | 1761 |  |  | 210.3 | 28 | 28 | 630 | EC motor | 5060 | 1 | no | no | C | D | Aluminum | 2025-01-02 | 8 | 3 | yes | piece | 1
GCVC PD 080.3/23-51 | GCVC PD | 080.3/23-51 | 6093457 | finoox | GCVC 080.3D/2x3-3488-I-D/4/80/2.10/3600/AXS/1/015023 | 22880 | 3 | 2 | 3488 | Axial | 265516 | 264602 | 602.19 | 76394 | 720 | VT01371 | 7099 | 1935-02-01 | E | 50.78 | 82.75 | 58.2 | VerticalCompact-BCD_2x3 | 3684 | 800 | 2161 |  |  | 649.5 | 64 | 64 | 800 | AC motor | 60 | I | no | no | D | D | Aluminum | 2025-01-02 | 4 | 4 | yes | piece | 1
GCVC PD 080.3/23-55 | GCVC PD | 080.3/23-55 | 6054978 | finoox | GCVC 080.3D/2x3-3560-2-D/4/80/2.10/3600/AXS/1/015023 | 33770 | 3 | 2 | 3560 | Axial | 321.29 | 318.96 | 602.19 | 113056 | 990 | VT01445U.3 | 12101 | 2025-01-03 | E | 54.58 | 86.54 | 58.2 | VerticalCompact-BCD_2x3 | 3684 | 800 | 2161 |  |  | 645.3 | 64 | 64 | 800 | EC motor | 5060 | 2 | no | no | D | D | Aluminum | 2025-01-02 | 4 | 4 | yes | piece | 1
GCVC PD 050.3/21-48 | GCVC PD | 050.3/21-48 | 6074053 | finoox | GCVC 050.3C/2x1-3617-X-D/3/64/2.10/900/EXS/1/015023 | 4162 | 1 | 2 | 3617 | Axial | 43504 | 43727 | 90.33 | 15235 | 1260 | VT01524 | 1882 | 2025-04-04 | E | 48.39 | 79.9 | 9 | VerticalCompact-BCD_2x1 | 984 | 800 | 1761 |  |  | 130.6 | 28 | 28 | 500 | AC motor | 60 | X | no | no | C | D | Epoxy coated aluminum | 2025-01-02 | 8 | 3 | yes | piece | 1
GCVC PD 045.2/13-49 | GCVC PD | 045.2/13-49 | 4249003 | finoox | GCVC 045.2C/1x3-0426-W-D/4/32/2.10/2700/AXS/1/015023 | 4553 | 3 | 1 | 426 | Axial | 63039 | 63041 | 180.66 | 16150 | 1360 | VT0326U | 1249 | 2025-02-02 | D | 49.23 | 80.73 | 2025-06-15 | VerticalCompact-BCD_1x3 | 2784 | 521 | 953 |  |  | 177.5 | 35 | 35 | 450 | AC motor | 50 | W | no | no | C | D | Aluminum | 2025-01-02 | 6 | 4 | yes | piece | 1
GCVC PD 035.2/12-28 | GCVC PD | 035.2/12-28 | 4243735 | finoox | GCVC 035.2B/1x2-2344-W-D/4/24/2.10/1440/EXS/1/015023 | 2630 | 2 | 1 | 2344 | Axial | 16478 | 16535 | 72.26 | 3497 | 910 | VT03149U | 0.143 | 0.35 | C | 28.22 | 59.5 | 2025-09-05 | VerticalCompact-BCD_1x2 | 1524 | 514 | 753 |  |  | 76 | 16 | 16 | 350 | AC motor | 50 | W | no | no | B | D | Epoxy coated aluminum | 2025-01-02 | 8 | 4 | yes | piece | 1
GCVC PD 050.2/12-46 | GCVC PD | 050.2/12-46 | 4250482 | finoox | GCVC 050.2D/1x2-2411-1-D/6/40/2.10/2400/AXS/1/015023 | 6493 | 2 | 1 | 2411 | Axial | 73662 | 73949 | 301.1 | 14198 | 1260 | VT03011U.1 | 0.896 | 2025-02-02 | C | 46.26 | 77.78 | 2025-03-25 | VerticalCompact-BCD_1x2 | 2484 | 586 | 1153 |  |  | 196 | 35 | 35 | 500 | EC motor | 5060 | 1 | no | no | D | D | Aluminum | 2025-01-02 | 8 | 6 | yes | piece | 1
GCVC PD 050.2/12-43 | GCVC PD | 050.2/12-43 | 4249542 | finoox | GCVC 050.2C/1x2-2421-1-D/3/32/2.10/1800/AXS/1/015023 | 4376 | 2 | 1 | 2421 | Axial | 41107 | 41.17 | 90.33 | 12964 | 1150 | VT03011U.1 | 0.706 | 1975-01-01 | D | 43.26 | 74.65 | 8 | VerticalCompact-BCD_1x2 | 1884 | 586 | 953 |  |  | 108.5 | 28 | 28 | 500 | EC motor | 5060 | 1 | no | no | C | D | Aluminum | 2025-01-02 | 6 | 3 | yes | piece | 1
GCVC PD 080.2/11-29 | GCVC PD | 080.2/11-29 | 4252460 | finoox | GCVC 080.2D/1x1-2482-1-D/4/40/2.10/1200/EXS/1/015023 | 4877 | 1 | 1 | 2482 | Axial | 29879 | 29939 | 100.37 | 6991 | 440 | VT03061U.1 | 0.172 | 0.75 | B | 2025-05-29 | 60.41 | 2025-06-08 | VerticalCompact-BCD_1x1 | 1284 | 608 | 1153 |  |  | 96.7 | 22 | 22 | 800 | EC motor | 5060 | 1 | no | no | D | D | Epoxy coated aluminum | 2025-01-02 | 10 | 4 | yes | piece | 1
GCVC PD 063.2/13-44 | GCVC PD | 063.2/13-44 | 4251448 | finoox | GCVC 063.2C/1x3-2558-2-D/3/32/2.10/2700/AXS/1/015023 | 8810 | 3 | 1 | 2558 | Axial | 73496 | 73608 | 135.49 | 26618 | 950 | VT03144U.1 | 2025-07-01 | 1 | D | 43.96 | 75.47 | 12 | VerticalCompact-BCD_1x3 | 2784 | 623 | 953 |  |  | 173.8 | 35 | 35 | 630 | EC motor | 5060 | 2 | no | no | C | D | Aluminum | 2025-01-02 | 4 | 3 | yes | piece | 1
GCVC PD 080.2/21-36 | GCVC PD | 080.2/21-36 | 4248072 | finoox | GCVC 080.2D/2x1-2486-1-D/3/80/2.10/1200/AXS/1/015023 | 7794 | 1 | 2 | 2486 | Axial | 63683 | 63718 | 150.55 | 19563 | 565 | VT03061U.1 | 0.681 | 1955-01-01 | C | 36.14 | 67.79 | 2025-03-15 | VerticalCompact-BCD_2x1 | 1284 | 800 | 2161 |  |  | 177.9 | 35 | 35 | 800 | EC motor | 5060 | 1 | no | no | D | D | Aluminum | 2025-01-02 | 10 | 3 | yes | piece | 1
GCVC PD 063.2/22-41 | GCVC PD | 063.2/22-41 | 4246776 | finoox | GCVC 063.2C/2x2-2511-1-D/6/64/2.10/1800/AXS/1/015023 | 13309 | 2 | 2 | 2511 | Axial | 98602 | 99177 | 361.32 | 19228 | 730 | VT03145U.1 | 0.858 | 1 | C | 41.18 | 72.81 | 31.2 | VerticalCompact-BCD_2x2 | 1884 | 800 | 1761 |  |  | 264.1 | 35 | 35 | 630 | EC motor | 5060 | 1 | no | no | C | D | Aluminum | 2025-01-02 | 8 | 6 | yes | piece | 1
GCVC PD 050.2/13-32 | GCVC PD | 050.2/13-32 | 4244347 | finoox | GCVC 050.2B/1x3-2512-1-D/4/24/2.10/2160/EXS/1/015023 | 6099 | 3 | 1 | 2512 | Axial | 29646 | 29647 | 108.39 | 6852 | 565 | VT03011U.1 | 0.168 | 0.28 | B | 31.77 | 63.15 | 2025-09-08 | VerticalCompact-BCD_1x3a | 2244 | 586 | 753 |  |  | 122.8 | 22 | 22 | 500 | EC motor | 5060 | 1 | no | no | B | D | Epoxy coated aluminum | 2025-01-02 | 8 | 4 | yes | piece | 1
GCVC PD 080.3/12-35 | GCVC PD | 080.3/12-35 | 6162487 | finoox | GCVC 080.3D/1x2-3564-2-D/6/40/2.10/2400/AXS/1/015023 | 11344 | 2 | 1 | 3564 | Axial | 67012 | 67312 | 301.1 | 12541 | 440 | VT01445U.3 | 0.442 | 0.6 | B | 34.62 | 66.15 | 2025-03-25 | VerticalCompact-BCD_1x2 | 2484 | 620 | 1153 |  |  | 251.2 | 35 | 35 | 800 | EC motor | 5060 | 2 | no | no | D | D | Aluminum | 2025-01-02 | 8 | 6 | yes | piece | 1
GCVC PD 045.2/13-52 | GCVC PD | 045.2/13-52 | 4249001 | finoox | GCVC 045.2C/1x3-0423-X-D/6/32/2.10/2700/EXS/1/015023 | 5911 | 3 | 1 | 423 | Axial | 82289 | 82492 | 270.99 | 17280 | 1460 | VT0326U | 1877 | 3 | D | 52.3 | 83.8 | 2025-06-22 | VerticalCompact-BCD_1x3 | 2784 | 521 | 953 |  |  | 203.5 | 35 | 35 | 450 | AC motor | 60 | X | no | no | C | D | Epoxy coated aluminum | 2025-01-02 | 6 | 6 | yes | piece | 1
GCVC PD 050.2/24-36 | GCVC PD | 050.2/24-36 | 4245488 | finoox | GCVC 050.2C/2x4-2333-S-D/3/64/2.10/3600/AXS/1/015023 | 11562 | 4 | 2 | 2333 | Axial | 107478 | 107307 | 361.32 | 27362 | 530 | VT01435 | 1191 | 0.35 | C | 35.74 | 67.6 | 32 | VerticalCompact-BCD_2x4 | 3684 | 800 | 1761 |  |  | 429.1 | 42 | 42 | 500 | AC motor | 50 | S | no | no | C | D | Aluminum | 2025-01-02 | 4 | 3 | yes | piece | 1
GCVC PD 063.2/13-20 | GCVC PD | 063.2/13-20 | 4251262 | finoox | GCVC 063.2C/1x3-2359-S-D/3/32/2.10/2700/EXS/1/015023 | 6506 | 3 | 1 | 2359 | Axial | 34482 | 34433 | 135.49 | 8524 | 320 | VT01442 | 0.195 | 0.14 | A | 20.47 | 51.98 | 2025-01-11 | VerticalCompact-BCD_1x3 | 2784 | 598 | 953 |  |  | 170.3 | 22 | 22 | 630 | AC motor | 50 | S | no | no | C | D | Epoxy coated aluminum | 2025-01-02 | 6 | 3 | yes | piece | 1
GCVC PD 050.2/12-43 | GCVC PD | 050.2/12-43 | 4250439 | finoox | GCVC 050.2D/1x2-2386-K-D/4/40/2.10/2400/AXS/1/015023 | 4482 | 2 | 1 | 2386 | Axial | 54615 | 54542 | 200.73 | 12526 | 910 | VT01435 | 0.785 | 0.92 | D | 43.31 | 74.84 | 2025-08-16 | VerticalCompact-BCD_1x2 | 2484 | 596 | 1153 |  |  | 176.3 | 28 | 28 | 500 | AC motor | 60 | K | no | no | D | D | Aluminum | 2025-01-02 | 8 | 4 | yes | piece | 1
GCVC PD 050.2/12-41 | GCVC PD | 050.2/12-41 | 4249478 | finoox | GCVC 050.2C/1x2-2384-I-D/6/32/2.10/1800/AXS/1/015023 | 4215 | 2 | 1 | 2384 | Axial | 47027 | 47316 | 180.66 | 9030 | 790 | VT01435 | 0.753 | 0.88 | D | 41.05 | 72.44 | 2025-01-15 | VerticalCompact-BCD_1x2 | 1884 | 596 | 953 |  |  | 144.4 | 28 | 28 | 500 | AC motor | 60 | I | no | no | C | D | Aluminum | 2025-01-02 | 8 | 6 | yes | piece | 1
GCVC PD 050.2/23-37 | GCVC PD | 050.2/23-37 | 4246281 | finoox | GCVC 050.2D/2x3-2387-L-D/6/80/2.10/3600/EXS/1/015023 | 17602 | 3 | 2 | 2387 | Axial | 119216 | 120082 | 903.29 | 20271 | 500 | VT01435 | 1057 | 0.37 | C | 36.86 | 68.82 | 75.1 | VerticalCompact-BCD_2x3 | 3684 | 800 | 2161 |  |  | 587.4 | 42 | 42 | 500 | AC motor | 60 | L | no | no | D | D | Epoxy coated aluminum | 2025-01-02 | 6 | 6 | yes | piece | 1
GCVC PD 050.2/21-20 | GCVC PD | 050.2/21-20 | 4244863 | finoox | GCVC 050.2C/2x1-2389-J-D/4/64/2.10/900/AXS/1/015023 | 4097 | 1 | 2 | 2389 | Axial | 23308 | 23436 | 120.44 | 4743 | 450 | VT01437 | 0.164 | 0.17 | B | 20.48 | 51.99 | 2025-04-10 | VerticalCompact-BCD_2x1 | 984 | 800 | 1761 |  |  | 130.2 | 18 | 18 | 500 | AC motor | 60 | J | no | no | C | D | Aluminum | 2025-01-02 | 12 | 4 | yes | piece | 1
GCVC PD 050.2/12-22 | GCVC PD | 050.2/12-22 | 4250457 | finoox | GCVC 050.2D/1x2-2389-J-D/4/40/2.10/2400/AXS/1/015023 | 4424 | 2 | 1 | 2389 | Axial | 29.92 | 30007 | 200.73 | 5627 | 450 | VT01437 | 0.163 | 0.17 | A | 22.29 | 53.81 | 2025-03-16 | VerticalCompact-BCD_1x2 | 2484 | 596 | 1153 |  |  | 170.4 | 22 | 22 | 500 | AC motor | 60 | J | no | no | D | D | Aluminum | 2025-01-02 | 8 | 4 | yes | piece | 1
GCVC PD 050.2/22-23 | GCVC PD | 050.2/22-23 | 4245103 | finoox | GCVC 050.2C/2x2-2389-J-D/6/64/2.10/1800/EXS/1/015023 | 8582 | 2 | 2 | 2389 | Axial | 49178 | 49437 | 361.32 | 8421 | 450 | VT01437 | 0.33 | 0.17 | B | 22.67 | 54.3 | 2025-01-30 | VerticalCompact-BCD_2x2 | 1884 | 800 | 1761 |  |  | 269.4 | 28 | 28 | 500 | AC motor | 60 | J | no | no | C | D | Epoxy coated aluminum | 2025-01-02 | 12 | 6 | yes | piece | 1
GCVC PD 063.2/22-46 | GCVC PD | 063.2/22-46 | 4246700 | finoox | GCVC 063.2C/2x2-2413-2-D/4/64/2.10/1800/EXS/1/015023 | 13659 | 2 | 2 | 2413 | Axial | 111019 | 110429 | 240.88 | 35488 | 1000 | VT03144U.1 | 2727 | 2025-01-01 | D | 46.15 | 77.78 | 2025-09-22 | VerticalCompact-BCD_2x2 | 1884 | 800 | 1761 |  |  | 247.6 | 42 | 42 | 630 | EC motor | 5060 | 2 | no | no | C | D | Epoxy coated aluminum | 2025-01-02 | 8 | 4 | yes | piece | 1
GCVC PD 050.2/11-21 | GCVC PD | 050.2/11-21 | 4244055 | finoox | GCVC 050.2B/1x1-2391-L-D/3/24/2.10/720/EXS/1/015023 | 1882 | 1 | 1 | 2391 | Axial | 8359 | 8394 | 2025-01-27 | 2296 | 520 | VT01437 | 0.105 | 0.18 | C | 20.82 | 52.01 | 2025-04-02 | VerticalCompact-BCD_1x1 | 804 | 596 | 753 |  |  | 46.5 | 16 | 16 | 500 | AC motor | 60 | L | no | no | B | D | Epoxy coated aluminum | 2025-01-02 | 12 | 3 | yes | piece | 1
GCVC PD 063.2/21-19 | GCVC PD | 063.2/21-19 | 4247320 | finoox | GCVC 063.2D/2x1-2399-J-D/4/80/2.10/1200/EXS/1/015023 | 7136 | 1 | 2 | 2399 | Axial | 33311 | 33454 | 200.73 | 6544 | 290 | VT01442 | 0.141 | 0.14 | A | 19.22 | 50.87 | 2025-02-17 | VerticalCompact-BCD_2x1 | 1284 | 800 | 2161 |  |  | 184.3 | 22 | 22 | 630 | AC motor | 60 | J | no | no | D | D | Epoxy coated aluminum | 2025-01-02 | 10 | 4 | yes | piece | 1
GCVC PD 040.2/13-51 | GCVC PD | 040.2/13-51 | 4243819 | finoox | GCVC 040.2B/1x3-2408-1-D/4/24/2.10/2160/EXS/1/015023 | 5064 | 3 | 1 | 2408 | Axial | 45865 | 45936 | 108.39 | 13122 | 1630 | VT03142U.1 | 1276 | 2025-06-02 | E | 51.03 | 82.41 | 2025-02-09 | VerticalCompact-BCD_1x3a | 2244 | 543 | 753 |  |  | 115.6 | 28 | 28 | 400 | EC motor | 5060 | 1 | no | no | B | D | Epoxy coated aluminum | 2025-01-02 | 6 | 4 | yes | piece | 1
GCVC PD 050.2/13-45 | GCVC PD | 050.2/13-45 | 4249783 | finoox | GCVC 050.2C/1x3-2421-1-D/6/32/2.10/2700/EXS/1/015023 | 8375 | 3 | 1 | 2421 | Axial | 82392 | 82596 | 270.99 | 17313 | 1150 | VT03011U.1 | 2025-11-01 | 1975-01-01 | C | 44.82 | 76.33 | 2025-06-22 | VerticalCompact-BCD_1x3 | 2784 | 586 | 953 |  |  | 197.5 | 35 | 35 | 500 | EC motor | 5060 | 1 | no | no | C | D | Epoxy coated aluminum | 2025-01-02 | 6 | 6 | yes | piece | 1
GCVC PD 045.2/13-50 | GCVC PD | 045.2/13-50 | 4243989 | finoox | GCVC 045.2B/1x3-2531-1-D/4/24/2.10/2160/AXS/1/015023 | 5465 | 3 | 1 | 2531 | Axial | 46462 | 46559 | 108.39 | 12752 | 1275 | VT03007U.1 | 1002 | 2025-04-01 | D | 50.07 | 81.45 | 2025-02-09 | VerticalCompact-BCD_1x3a | 2244 | 535 | 753 |  |  | 118.2 | 28 | 28 | 450 | EC motor | 5060 | 1 | no | no | B | D | Aluminum | 2025-01-02 | 6 | 4 | yes | piece | 1
GCVC PD 080.2/23-55 | GCVC PD | 080.2/23-55 | 4248709 | finoox | GCVC 080.2D/2x3-2538-2-D/6/80/2.10/3600/EXS/1/015023 | 37756 | 3 | 2 | 2538 | Axial | 313654 | 314823 | 903.29 | 69211 | 800 | VT03059U.2 | 6147 | 1989-01-01 | D | 55.22 | 87.18 | 81.5 | VerticalCompact-BCD_2x3 | 3684 | 800 | 2161 |  |  | 678.6 | 64 | 64 | 800 | EC motor | 5060 | 2 | no | no | D | D | Epoxy coated aluminum | 2025-01-02 | 4 | 6 | yes | piece | 1
GCVC PD 063.2/13-40 | GCVC PD | 063.2/13-40 | 4251390 | finoox | GCVC 063.2C/1x3-2511-1-D/6/32/2.10/2700/AXS/1/015023 | 9500 | 3 | 1 | 2511 | Axial | 73.32 | 73984 | 270.99 | 14421 | 730 | VT03145U.1 | 0.643 | 1 | C | 40.05 | 71.56 | 2025-06-22 | VerticalCompact-BCD_1x3 | 2784 | 615 | 953 |  |  | 200.2 | 35 | 35 | 630 | EC motor | 5060 | 1 | no | no | C | D | Aluminum | 2025-01-02 | 6 | 6 | yes | piece | 1
GCVC PD 050.2/12-37 | GCVC PD | 050.2/12-37 | 4250522 | finoox | GCVC 050.2D/1x2-2516-1-D/3/40/2.10/2400/AXS/1/015023 | 5119 | 2 | 1 | 2516 | Axial | 39709 | 39695 | 150.55 | 9623 | 820 | VT03011U.1 | 0.252 | 0.68 | B | 37.32 | 68.84 | 2025-04-12 | VerticalCompact-BCD_1x2 | 2484 | 586 | 1153 |  |  | 151.2 | 22 | 22 | 500 | EC motor | 5060 | 1 | no | no | D | D | Aluminum | 2025-01-02 | 6 | 3 | yes | piece | 1
GCVC PD 080.2/11-38 | GCVC PD | 080.2/11-38 | 4252589 | finoox | GCVC 080.2D/1x1-2542-2-D/4/40/2.10/1200/AXS/1/015023 | 4982 | 1 | 1 | 2542 | Axial | 39305 | 39495 | 100.37 | 10155 | 615 | VT03060U.1 | 0.454 | 0.92 | C | 37.53 | 68.9 | 2025-06-08 | VerticalCompact-BCD_1x1 | 1284 | 613 | 1153 |  |  | 99.6 | 22 | 22 | 800 | EC motor | 5060 | 2 | no | no | D | D | Aluminum | 2025-01-02 | 10 | 4 | yes | piece | 1
GCVC PD 050.2/11-51 | GCVC PD | 050.2/11-51 | 4244125 | finoox | GCVC 050.2B/1x1-2561-2-D/4/24/2.10/720/AXS/1/015023 | 2818 | 1 | 1 | 2561 | Axial | 20085 | 20313 | 36.13 | 6518 | 1505 | VT03013U.1 | 0.817 | 1938-01-01 | E | 50.52 | 81.71 | 2025-02-03 | VerticalCompact-BCD_1x1 | 804 | 607 | 753 |  |  | 51.9 | 16 | 16 | 500 | EC motor | 5060 | 2 | no | no | B | D | Aluminum | 2025-01-02 | 8 | 4 | yes | piece | 1
GCVC PD 063.2/22-19 | GCVC PD | 063.2/22-19 | 4247603 | finoox | GCVC 063.2D/2x2-2500-1-D/6/80/2.10/2400/EXS/1/015023 | 17559 | 2 | 2 | 2500 | Axial | 60834 | 61267 | 602.19 | 9994 | 310 | VT03145U.1 | 0.097 | 0.13 | A+ | 18.77 | 50.58 | 49.1 | VerticalCompact-BCD_2x2 | 2484 | 800 | 2161 |  |  | 382.5 | 28 | 28 | 630 | EC motor | 5060 | 1 | no | no | D | D | Epoxy coated aluminum | 2025-01-02 | 10 | 6 | yes | piece | 1
GCVC PD 063.2/13-24 | GCVC PD | 063.2/13-24 | 4252273 | finoox | GCVC 063.2D/1x3-2503-1-D/3/40/2.10/3600/EXS/1/015023 | 9683 | 3 | 1 | 2503 | Axial | 49159 | 48999 | 225.82 | 11876 | 425 | VT03145U.1 | 0.129 | 0.25 | A+ | 23.76 | 55.44 | 2025-06-18 | VerticalCompact-BCD_1x3 | 3684 | 615 | 1153 |  |  | 224.9 | 28 | 28 | 630 | EC motor | 5060 | 1 | no | no | D | D | Epoxy coated aluminum | 2025-01-02 | 6 | 3 | yes | piece | 1
GCVC PD 050.2/22-46 | GCVC PD | 050.2/22-46 | 4245199 | finoox | GCVC 050.2C/2x2-2521-1-D/6/64/2.10/1800/EXS/1/015023 | 11038 | 2 | 2 | 2521 | Axial | 107833 | 108209 | 361.32 | 22199 | 1135 | VT03011U.1 | 1436 | 1965-01-01 | C | 46.2 | 77.83 | 32.4 | VerticalCompact-BCD_2x2 | 1884 | 800 | 1761 |  |  | 263 | 42 | 42 | 500 | EC motor | 5060 | 1 | no | no | C | D | Epoxy coated aluminum | 2025-01-02 | 8 | 6 | yes | piece | 1
GCVC PD 080.2/11-55 | GCVC PD | 080.2/11-55 | 4252648 | finoox | GCVC 080.2D/1x1-2658-J-D/3/40/2.10/1200/EXS/1/015023 | 4145 | 1 | 1 | 2658 | Axial | 41842 | 41943 | 75.27 | 16555 | 1030 | VT01384U | 1665 | 2025-03-03 | E | 55.27 | 86.64 | 2025-01-07 | VerticalCompact-BCD_1x1 | 1284 | 641 | 1153 |  |  | 104.3 | 28 | 28 | 800 | AC motor | 60 | J | no | no | D | D | Epoxy coated aluminum | 2025-01-02 | 8 | 3 | yes | piece | 1
GCVC PD 035.2/12-42 | GCVC PD | 035.2/12-42 | 4243679 | finoox | GCVC 035.2A/1x2-2724-X-D/3/20/2.10/1200/EXS/2/015023 | 1688 | 2 | 1 | 2724 | Axial | 16037 | 16033 | 37.64 | 5219 | 1550 | VT03167U | 0.461 | 0.95 | E | 42.27 | 73.43 | 2025-02-03 | VerticalCompact-A_1x2 | 1260 | 330 | 507 |  |  | 2025-09-30 | 16 | 16 | 350 | AC motor | 60 | X | no | no | A | D | Epoxy coated aluminum | 2025-01-02 | 10 | 3 | yes | piece | 1
GCVC PD 045.2/14-53 | GCVC PD | 045.2/14-53 | 4249091 | finoox | GCVC 045.2C/1x4-0423-X-D/6/32/2.10/3600/EXS/1/015023 | 7576 | 4 | 1 | 423 | Axial | 110947 | 111369 | 361.32 | 23039 | 1460 | VT0326U | 2502 | 3 | D | 53.43 | 85.05 | 31.4 | VerticalCompact-BCD_1x4 | 3684 | 521 | 953 |  |  | 269.9 | 42 | 42 | 450 | AC motor | 60 | X | no | no | C | D | Epoxy coated aluminum | 2025-01-02 | 4 | 6 | yes | piece | 1
GCVC PD 040.2/12-45 | GCVC PD | 040.2/12-45 | 4243700 | finoox | GCVC 040.2A/1x2-1735-X-D/2/20/2.10/1200/AXS/2/015023 | 1412 | 2 | 1 | 1735 | Axial | 14684 | 14704 | 2025-09-25 | 7171 | 1450 | VT0605 | 0.541 | 2025-01-01 | E | 44.9 | 76.05 | 2025-01-02 | VerticalCompact-A_1x2 | 1260 | 288 | 507 |  |  | 2025-07-29 | 16 | 16 | 400 | AC motor | 60 | X | no | no | A | D | Aluminum | 2025-01-02 | 8 | 2 | yes | piece | 1
GCVC PD 050.2/11-36 | GCVC PD | 050.2/11-36 | 4250178 | finoox | GCVC 050.2D/1x1-2354-W-D/4/40/2.10/1200/EXS/1/015023 | 2816 | 1 | 1 | 2354 | Axial | 24.21 | 24279 | 100.37 | 5247 | 865 | VT03093U | 0.2 | 0.97 | B | 36.1 | 67.46 | 2025-04-08 | VerticalCompact-BCD_1x1 | 1284 | 569 | 1153 |  |  | 92 | 18 | 18 | 500 | AC motor | 50 | W | no | no | D | D | Epoxy coated aluminum | 2025-01-02 | 10 | 4 | yes | piece | 1
GCVC PD 050.2/12-35 | GCVC PD | 050.2/12-35 | 4250453 | finoox | GCVC 050.2D/1x2-2388-I-D/3/40/2.10/2400/EXS/1/015023 | 4320 | 2 | 1 | 2388 | Axial | 36574 | 36504 | 150.55 | 9108 | 710 | VT01437 | 0.303 | 0.34 | B | 34.87 | 66.39 | 2025-04-12 | VerticalCompact-BCD_1x2 | 2484 | 596 | 1153 |  |  | 155.9 | 22 | 22 | 500 | AC motor | 60 | I | no | no | D | D | Epoxy coated aluminum | 2025-01-02 | 8 | 3 | yes | piece | 1
GCVC PD 063.2/23-29 | GCVC PD | 063.2/23-29 | 4247820 | finoox | GCVC 063.2D/2x3-2401-L-D/3/80/2.10/3600/AXS/1/015023 | 14697 | 3 | 2 | 2401 | Axial | 96752 | 98276 | 451.65 | 23294 | 340 | VT01442 | 0.512 | 0.16 | A | 2025-06-28 | 60.56 | 38.5 | VerticalCompact-BCD_2x3 | 3684 | 800 | 2161 |  |  | 447.1 | 35 | 35 | 630 | AC motor | 60 | L | no | no | D | D | Aluminum | 2025-01-02 | 6 | 3 | yes | piece | 1
GCVC PD 050.2/13-33 | GCVC PD | 050.2/13-33 | 4244316 | finoox | GCVC 050.2B/1x3-2387-L-D/3/24/2.10/2160/AXS/1/015023 | 3990 | 3 | 1 | 2387 | Axial | 27872 | 27875 | 81.3 | 7567 | 500 | VT01435 | 0.535 | 0.37 | D | 33.22 | 64.61 | 2025-08-06 | VerticalCompact-BCD_1x3a | 2244 | 596 | 753 |  |  | 128.7 | 22 | 22 | 500 | AC motor | 60 | L | no | no | B | D | Aluminum | 2025-01-02 | 6 | 3 | yes | piece | 1
GCVC PD 063.2/23-48 | GCVC PD | 063.2/23-48 | 4247834 | finoox | GCVC 063.2D/2x3-2413-2-D/6/80/2.10/3600/AXS/1/015023 | 26093 | 3 | 2 | 2413 | Axial | 288684 | 289985 | 903.29 | 59216 | 1000 | VT03144U.1 | 3794 | 2025-01-01 | C | 48.14 | 80.1 | 81.5 | VerticalCompact-BCD_2x3 | 3684 | 800 | 2161 |  |  | 599.9 | 64 | 64 | 630 | EC motor | 5060 | 2 | no | no | D | D | Aluminum | 2025-01-02 | 4 | 6 | yes | piece | 1
GCVC PD 050.2/21-39 | GCVC PD | 050.2/21-39 | 4245774 | finoox | GCVC 050.2D/2x1-2355-X-D/6/80/2.10/1200/AXS/1/015023 | 6189 | 1 | 2 | 2355 | Axial | 57945 | 58349 | 301.1 | 10480 | 810 | VT03093U | 0.574 | 2025-03-01 | C | 39.27 | 70.92 | 2025-01-26 | VerticalCompact-BCD_2x1 | 1284 | 800 | 2161 |  |  | 214.3 | 28 | 28 | 500 | AC motor | 60 | X | no | no | D | D | Aluminum | 2025-01-02 | 12 | 6 | yes | piece | 1
GCVC PD 050.2/11-33 | GCVC PD | 050.2/11-33 | 4249239 | finoox | GCVC 050.2C/1x1-2355-X-D/6/32/2.10/900/EXS/1/015023 | 2703 | 1 | 1 | 2355 | Axial | 21462 | 21.66 | 90.33 | 4181 | 810 | VT03093U | 0.295 | 2025-03-01 | D | 33.28 | 64.55 | 2025-07-07 | VerticalCompact-BCD_1x1 | 984 | 569 | 953 |  |  | 75.5 | 18 | 18 | 500 | AC motor | 60 | X | no | no | C | D | Epoxy coated aluminum | 2025-01-02 | 12 | 6 | yes | piece | 1
GCVC PD 050.2/22-56 | GCVC PD | 050.2/22-56 | 4245130 | finoox | GCVC 050.2C/2x2-2420-2-D/6/64/2.10/1800/AXS/1/015023 | 12492 | 2 | 2 | 2420 | Axial | 144332 | 144301 | 361.32 | 33072 | 1600 | VT03013U.1 | 3892 | 1965-01-01 | E | 56.29 | 87.92 | 32.4 | VerticalCompact-BCD_2x2 | 1884 | 800 | 1761 |  |  | 281.4 | 42 | 42 | 500 | EC motor | 5060 | 2 | no | no | C | D | Aluminum | 2025-01-02 | 8 | 6 | yes | piece | 1
GCVC PD 050.2/13-58 | GCVC PD | 050.2/13-58 | 4249760 | finoox | GCVC 050.2C/1x3-2410-2-D/3/32/2.10/2700/AXS/1/015023 | 8105 | 3 | 1 | 2410 | Axial | 76887 | 77177 | 135.49 | 29243 | 1770 | VT03013U.1 | 3643 | 2025-01-02 | E | 57.94 | 89.45 | 12 | VerticalCompact-BCD_1x3 | 2784 | 607 | 953 |  |  | 172.4 | 35 | 35 | 500 | EC motor | 5060 | 2 | no | no | C | D | Aluminum | 2025-01-02 | 4 | 3 | yes | piece | 1
GCVC PD 080.2/23-42 | GCVC PD | 080.2/23-42 | 4248626 | finoox | GCVC 080.2D/2x3-2487-1-D/3/80/2.10/3600/AXS/1/015023 | 23542 | 3 | 2 | 2487 | Axial | 192495 | 192119 | 451.65 | 62173 | 600 | VT03061U.1 | 2388 | 1985-01-01 | C | 41.74 | 73.7 | 43.1 | VerticalCompact-BCD_2x3 | 3684 | 800 | 2161 |  |  | 472.8 | 54 | 54 | 800 | EC motor | 5060 | 1 | no | no | D | D | Aluminum | 2025-01-02 | 4 | 3 | yes | piece | 1
GCVC PD 050.2/11-48 | GCVC PD | 050.2/11-48 | 4249388 | finoox | GCVC 050.2C/1x1-2560-2-D/4/32/2.10/900/EXS/1/015023 | 3300 | 1 | 1 | 2560 | Axial | 26198 | 26371 | 60.22 | 7503 | 1415 | VT03013U.1 | 0.642 | 2021-01-01 | D | 48.3 | 79.57 | 2025-02-05 | VerticalCompact-BCD_1x1 | 984 | 607 | 953 |  |  | 68.3 | 18 | 18 | 500 | EC motor | 5060 | 2 | no | no | C | D | Epoxy coated aluminum | 2025-01-02 | 8 | 4 | yes | piece | 1
GCVC PD 050.2/11-39 | GCVC PD | 050.2/11-39 | 4244101 | finoox | GCVC 050.2B/1x1-2519-1-D/4/24/2.10/720/AXS/1/015023 | 2360 | 1 | 1 | 2519 | Axial | 15438 | 15593 | 36.13 | 4279 | 1010 | VT03011U.1 | 0.266 | 2015-01-01 | D | 38.93 | 70.12 | 2025-02-03 | VerticalCompact-BCD_1x1 | 804 | 586 | 753 |  |  | 47.3 | 16 | 16 | 500 | EC motor | 5060 | 1 | no | no | B | D | Aluminum | 2025-01-02 | 8 | 4 | yes | piece | 1
GCVC PD 050.2/23-46 | GCVC PD | 050.2/23-46 | 4246375 | finoox | GCVC 050.2D/2x3-2519-1-D/3/80/2.10/3600/EXS/1/015023 | 15896 | 3 | 2 | 2519 | Axial | 135216 | 135001 | 451.65 | 35653 | 1010 | VT03011U.1 | 1352 | 2015-01-01 | C | 46.19 | 78.16 | 40 | VerticalCompact-BCD_2x3 | 3684 | 800 | 2161 |  |  | 424 | 42 | 42 | 500 | EC motor | 5060 | 1 | no | no | D | D | Epoxy coated aluminum | 2025-01-02 | 4 | 3 | yes | piece | 1
GCVC PD 063.2/12-40 | GCVC PD | 063.2/12-40 | 4251230 | finoox | GCVC 063.2C/1x2-2556-2-D/3/32/2.10/1800/AXS/1/015023 | 6360 | 2 | 1 | 2556 | Axial | 45948 | 46027 | 90.33 | 15776 | 850 | VT03144U.1 | 0.821 | 0.77 | D | 39.87 | 71.27 | 8 | VerticalCompact-BCD_1x2 | 1884 | 623 | 953 |  |  | 118.7 | 28 | 28 | 630 | EC motor | 5060 | 2 | no | no | C | D | Aluminum | 2025-01-02 | 6 | 3 | yes | piece | 1
GCVC PD 050.2/22-55 | GCVC PD | 050.2/22-55 | 4245219 | finoox | GCVC 050.2C/2x2-2561-2-D/4/64/2.10/1800/AXS/1/015023 | 11235 | 2 | 2 | 2561 | Axial | 108702 | 108169 | 240.88 | 31965 | 1505 | VT03013U.1 | 3066 | 1938-01-01 | E | 55.29 | 86.92 | 2025-09-22 | VerticalCompact-BCD_2x2 | 1884 | 800 | 1761 |  |  | 245.9 | 42 | 42 | 500 | EC motor | 5060 | 2 | no | no | C | D | Aluminum | 2025-01-02 | 8 | 4 | yes | piece | 1
GCVC PD 050.2/21-53 | GCVC PD | 050.2/21-53 | 4244985 | finoox | GCVC 050.2C/2x1-2561-2-D/3/64/2.10/900/EXS/1/015023 | 6365 | 1 | 2 | 2561 | Axial | 45507 | 45754 | 90.33 | 16488 | 1505 | VT03013U.1 | 1505 | 1938-01-01 | E | 52.61 | 84.12 | 9 | VerticalCompact-BCD_2x1 | 984 | 800 | 1761 |  |  | 128 | 28 | 28 | 500 | EC motor | 5060 | 2 | no | no | C | D | Epoxy coated aluminum | 2025-01-02 | 8 | 3 | yes | piece | 1
GCVC PD 063.2/23-22 | GCVC PD | 063.2/23-22 | 4247850 | finoox | GCVC 063.2D/2x3-2501-1-D/3/80/2.10/3600/AXS/1/015023 | 18372 | 3 | 2 | 2501 | Axial | 86318 | 86193 | 451.65 | 19281 | 345 | VT03145U.1 | 0.17 | 0.15 | A+ | 2025-12-22 | 54.08 | 38.5 | VerticalCompact-BCD_2x3 | 3684 | 800 | 2161 |  |  | 426.7 | 35 | 35 | 630 | EC motor | 5060 | 1 | no | no | D | D | Aluminum | 2025-01-02 | 6 | 3 | yes | piece | 1
GCVC PD 063.2/22-40 | GCVC PD | 063.2/22-40 | 4247717 | finoox | GCVC 063.2D/2x2-2554-2-D/6/80/2.10/2400/EXS/1/015023 | 19008 | 2 | 2 | 2554 | Axial | 148015 | 148475 | 602.19 | 29208 | 750 | VT03144U.1 | 1103 | 0.6 | B | 40.12 | 71.93 | 52 | VerticalCompact-BCD_2x2 | 2484 | 800 | 2161 |  |  | 403.2 | 42 | 42 | 630 | EC motor | 5060 | 2 | no | no | D | D | Epoxy coated aluminum | 2025-01-02 | 8 | 6 | yes | piece | 1
GCVC PD 050.3/21-48 | GCVC PD | 050.3/21-48 | 6104149 | finoox | GCVC 050.3C/2x1-3617-X-D/3/64/2.10/900/AXS/1/015023 | 3984 | 1 | 2 | 3617 | Axial | 45146 | 45422 | 90.33 | 15235 | 1260 | VT01524 | 1882 | 2025-04-04 | E | 48.39 | 79.9 | 9 | VerticalCompact-BCD_2x1 | 984 | 800 | 1761 |  |  | 130.6 | 28 | 28 | 500 | AC motor | 60 | X | no | no | C | D | Aluminum | 2025-01-02 | 8 | 3 | yes | piece | 1
GCVC PD 050.2/22-32 | GCVC PD | 050.2/22-32 | 4245021 | finoox | GCVC 050.2C/2x2-2333-S-D/6/64/2.10/1800/EXS/1/015023 | 8661 | 2 | 2 | 2333 | Axial | 64917 | 65291 | 361.32 | 11635 | 530 | VT01435 | 0.599 | 0.35 | C | 32.19 | 63.82 | 2025-01-30 | VerticalCompact-BCD_2x2 | 1884 | 800 | 1761 |  |  | 279.8 | 28 | 28 | 500 | AC motor | 50 | S | no | no | C | D | Epoxy coated aluminum | 2025-01-02 | 8 | 6 | yes | piece | 1
GCVC PD 080.2/13-34 | GCVC PD | 080.2/13-34 | 4252990 | finoox | GCVC 080.2D/1x3-2447-1-D/3/40/2.10/3600/AXS/1/015023 | 9787 | 3 | 1 | 2447 | Axial | 84908 | 84877 | 225.82 | 24835 | 490 | VT03062U.1 | 0.652 | 2025-01-01 | B | 33.5 | 65.18 | 2025-03-19 | VerticalCompact-BCD_1x3 | 3684 | 608 | 1153 |  |  | 242.5 | 35 | 35 | 800 | EC motor | 5060 | 1 | no | no | D | D | Aluminum | 2025-01-02 | 4 | 3 | yes | piece | 1
GCVC PD 050.2/13-43 | GCVC PD | 050.2/13-43 | 4249712 | finoox | GCVC 050.2C/1x3-2384-I-D/3/32/2.10/2700/AXS/1/015023 | 4838 | 3 | 1 | 2384 | Axial | 50.94 | 50841 | 135.49 | 15611 | 790 | VT01435 | 1095 | 0.88 | D | 43.09 | 74.6 | 2025-05-11 | VerticalCompact-BCD_1x3 | 2784 | 596 | 953 |  |  | 172.9 | 28 | 28 | 500 | AC motor | 60 | I | no | no | C | D | Aluminum | 2025-01-02 | 6 | 3 | yes | piece | 1
GCVC PD 063.2/22-38 | GCVC PD | 063.2/22-38 | 4247594 | finoox | GCVC 063.2D/2x2-2414-1-D/6/80/2.10/2400/AXS/1/015023 | 16570 | 2 | 2 | 2414 | Axial | 139557 | 140266 | 602.19 | 26450 | 770 | VT03145U.1 | 0.882 | 2015-01-01 | B | 38.11 | 69.92 | 52 | VerticalCompact-BCD_2x2 | 2484 | 800 | 2161 |  |  | 386.4 | 42 | 42 | 630 | EC motor | 5060 | 1 | no | no | D | D | Aluminum | 2025-01-02 | 8 | 6 | yes | piece | 1
GCVC PD 063.2/12-59 | GCVC PD | 063.2/12-59 | 4251915 | finoox | GCVC 063.2D/1x2-2356-D-D/6/40/2.10/2400/EXS/1/015023 | 8864 | 2 | 1 | 2356 | Axial | 123161 | 122988 | 301.1 | 29934 | 1330 | VT01441 | 5057 | 5 | E | 59.3 | 90.83 | 2025-01-26 | VerticalCompact-BCD_1x2 | 2484 | 606 | 1153 |  |  | 244.4 | 42 | 42 | 630 | AC motor | 50 | D | no | no | D | D | Epoxy coated aluminum | 2025-01-02 | 6 | 6 | yes | piece | 1
GCVC PD 050.2/23-51 | GCVC PD | 050.2/23-51 | 4245358 | finoox | GCVC 050.2C/2x3-2411-1-D/3/64/2.10/2700/AXS/1/015023 | 12662 | 3 | 2 | 2411 | Axial | 127.94 | 128154 | 270.99 | 41312 | 1260 | VT03011U.1 | 2751 | 2025-02-02 | D | 50.55 | 82.3 | 2025-01-25 | VerticalCompact-BCD_2x3 | 2784 | 800 | 1761 |  |  | 301.4 | 42 | 42 | 500 | EC motor | 5060 | 1 | no | no | C | D | Aluminum | 2025-01-02 | 4 | 3 | yes | piece | 1
GCVC PD 050.2/13-48 | GCVC PD | 050.2/13-48 | 4249766 | finoox | GCVC 050.2C/1x3-2411-1-D/3/32/2.10/2700/AXS/1/015023 | 6532 | 3 | 1 | 2411 | Axial | 63.97 | 64077 | 135.49 | 20656 | 1260 | VT03011U.1 | 1375 | 2025-02-02 | D | 47.78 | 79.29 | 12 | VerticalCompact-BCD_1x3 | 2784 | 586 | 953 |  |  | 158.6 | 35 | 35 | 500 | EC motor | 5060 | 1 | no | no | C | D | Aluminum | 2025-01-02 | 4 | 3 | yes | piece | 1
GCVC PD 050.2/23-37 | GCVC PD | 050.2/23-37 | 4245322 | finoox | GCVC 050.2C/2x3-2387-L-D/3/64/2.10/2700/AXS/1/015023 | 9100 | 3 | 2 | 2387 | Axial | 76461 | 76408 | 270.99 | 19335 | 500 | VT01435 | 1059 | 0.37 | C | 36.8 | 68.54 | 2025-09-23 | VerticalCompact-BCD_2x3 | 2784 | 800 | 1761 |  |  | 329.1 | 35 | 35 | 500 | AC motor | 60 | L | no | no | C | D | Aluminum | 2025-01-02 | 6 | 3 | yes | piece | 1
GCVC PD 063.2/21-45 | GCVC PD | 063.2/21-45 | 4246495 | finoox | GCVC 063.2C/2x1-2413-2-D/6/64/2.10/900/EXS/1/015023 | 8903 | 1 | 2 | 2413 | Axial | 68466 | 69.09 | 180.66 | 15801 | 1000 | VT03144U.1 | 1945-01-01 | 2025-01-01 | D | 44.58 | 76.09 | 2025-04-17 | VerticalCompact-BCD_2x1 | 984 | 800 | 1761 |  |  | 156.5 | 35 | 35 | 630 | EC motor | 5060 | 2 | no | no | C | D | Epoxy coated aluminum | 2025-01-02 | 8 | 6 | yes | piece | 1
GCVC PD 050.2/21-44 | GCVC PD | 050.2/21-44 | 4245844 | finoox | GCVC 050.2D/2x1-2421-1-D/3/80/2.10/1200/AXS/1/015023 | 5888 | 1 | 2 | 2421 | Axial | 51597 | 51704 | 150.55 | 14054 | 1150 | VT03011U.1 | 0.664 | 1975-01-01 | C | 43.81 | 75.46 | 14 | VerticalCompact-BCD_2x1 | 1284 | 800 | 2161 |  |  | 162.4 | 28 | 28 | 500 | EC motor | 5060 | 1 | no | no | D | D | Aluminum | 2025-01-02 | 10 | 3 | yes | piece | 1
GCVC PD 045.2/14-36 | GCVC PD | 045.2/14-36 | 4249111 | finoox | GCVC 045.2C/1x4-2523-1-D/4/32/2.10/3600/AXS/1/015023 | 8087 | 4 | 1 | 2523 | Axial | 50111 | 50178 | 240.88 | 10506 | 675 | VT03007U.1 | 0.232 | 0.3 | A | 36.25 | 67.86 | 2025-06-19 | VerticalCompact-BCD_1x4 | 3684 | 535 | 953 |  |  | 216.4 | 28 | 28 | 450 | EC motor | 5060 | 1 | no | no | C | D | Aluminum | 2025-01-02 | 6 | 4 | yes | piece | 1
GCVC PD 063.2/22-67 | GCVC PD | 063.2/22-67 | 4247702 | finoox | GCVC 063.2D/2x2-2552-2-D/6/80/2.10/2400/AXS/1/015023 | 21766 | 2 | 2 | 2552 | Axial | 254914 | 255568 | 602.19 | 60504 | 1435 | VT03143U.1 | 11401 | 2025-03-04 | E | 66.5 | 98.31 | 58.5 | VerticalCompact-BCD_2x2 | 2484 | 800 | 2161 |  |  | 487.1 | 64 | 64 | 630 | EC motor | 5060 | 2 | no | no | D | D | Aluminum | 2025-01-02 | 6 | 6 | yes | piece | 1
GCVC PD 050.2/21-35 | GCVC PD | 050.2/21-35 | 4244923 | finoox | GCVC 050.2C/2x1-2515-1-D/4/64/2.10/900/AXS/1/015023 | 5259 | 1 | 2 | 2515 | Axial | 34338 | 34574 | 120.44 | 7825 | 755 | VT03011U.1 | 0.221 | 0.58 | B | 34.61 | 66.12 | 2025-07-10 | VerticalCompact-BCD_2x1 | 984 | 800 | 1761 |  |  | 126.4 | 22 | 22 | 500 | EC motor | 5060 | 1 | no | no | C | D | Aluminum | 2025-01-02 | 12 | 4 | yes | piece | 1
GCVC PD 050.2/21-37 | GCVC PD | 050.2/21-37 | 4245879 | finoox | GCVC 050.2D/2x1-2516-1-D/6/80/2.10/1200/EXS/1/015023 | 7882 | 1 | 2 | 2516 | Axial | 51048 | 51428 | 301.1 | 9117 | 820 | VT03011U.1 | 0.263 | 0.68 | A | 36.67 | 68.32 | 2025-01-26 | VerticalCompact-BCD_2x1 | 1284 | 800 | 2161 |  |  | 208.1 | 28 | 28 | 500 | EC motor | 5060 | 1 | no | no | D | D | Epoxy coated aluminum | 2025-01-02 | 10 | 6 | yes | piece | 1
GCVC PD 050.2/22-40 | GCVC PD | 050.2/22-40 | 4246119 | finoox | GCVC 050.2D/2x2-2516-1-D/6/80/2.10/2400/EXS/1/015023 | 13916 | 2 | 2 | 2516 | Axial | 102671 | 103235 | 602.19 | 18235 | 820 | VT03011U.1 | 0.526 | 0.68 | A | 39.52 | 71.33 | 50.5 | VerticalCompact-BCD_2x2 | 2484 | 800 | 2161 |  |  | 380 | 35 | 35 | 500 | EC motor | 5060 | 1 | no | no | D | D | Epoxy coated aluminum | 2025-01-02 | 8 | 6 | yes | piece | 1
GCVC PD 063.2/13-31 | GCVC PD | 063.2/13-31 | 4252294 | finoox | GCVC 063.2D/1x3-2507-1-D/3/40/2.10/3600/AXS/1/015023 | 9249 | 3 | 1 | 2507 | Axial | 65186 | 65188 | 225.82 | 16384 | 580 | VT03145U.1 | 0.276 | 0.55 | A+ | 30.54 | 62.22 | 2025-03-19 | VerticalCompact-BCD_1x3 | 3684 | 615 | 1153 |  |  | 225.6 | 35 | 35 | 630 | EC motor | 5060 | 1 | no | no | D | D | Aluminum | 2025-01-02 | 4 | 3 | yes | piece | 1
GCVC PD 063.2/14-34 | GCVC PD | 063.2/14-34 | 4251579 | finoox | GCVC 063.2C/1x4-2508-1-D/3/32/2.10/3600/EXS/1/015023 | 10501 | 4 | 1 | 2508 | Axial | 65597 | 65533 | 180.66 | 19536 | 615 | VT03145U.1 | 0.494 | 0.65 | B | 34.29 | 65.92 | 2025-05-15 | VerticalCompact-BCD_1x4 | 3684 | 615 | 953 |  |  | 210 | 35 | 35 | 630 | EC motor | 5060 | 1 | no | no | C | D | Epoxy coated aluminum | 2025-01-02 | 4 | 3 | yes | piece | 1
GCVC PD 050.2/21-40 | GCVC PD | 050.2/21-40 | 4245888 | finoox | GCVC 050.2D/2x1-2518-1-D/6/80/2.10/1200/AXS/1/015023 | 7362 | 1 | 2 | 2518 | Axial | 58388 | 58.91 | 301.1 | 10564 | 945 | VT03011U.1 | 0.392 | 1 | B | 39.81 | 71.46 | 2025-01-26 | VerticalCompact-BCD_2x1 | 1284 | 800 | 2161 |  |  | 208.1 | 28 | 28 | 500 | EC motor | 5060 | 1 | no | no | D | D | Aluminum | 2025-01-02 | 10 | 6 | yes | piece | 1
GCVC PD 063.2/14-31 | GCVC PD | 063.2/14-31 | 4251559 | finoox | GCVC 063.2C/1x4-2505-1-D/4/32/2.10/3600/AXS/1/015023 | 10721 | 4 | 1 | 2505 | Axial | 66194 | 66326 | 240.88 | 14577 | 500 | VT03145U.1 | 0.294 | 0.39 | A | 31.09 | 62.72 | 2025-02-20 | VerticalCompact-BCD_1x4 | 3684 | 615 | 953 |  |  | 227.3 | 35 | 35 | 630 | EC motor | 5060 | 1 | no | no | C | D | Aluminum | 2025-01-02 | 4 | 4 | yes | piece | 1
GCVC PD 080.2/12-50 | GCVC PD | 080.2/12-50 | 4252834 | finoox | GCVC 080.2D/1x2-2537-2-D/6/40/2.10/2400/AXS/1/015023 | 10768 | 2 | 1 | 2537 | Axial | 102005 | 102451 | 301.1 | 21487 | 750 | VT03059U.2 | 1693 | 2025-05-01 | D | 49.58 | 81.11 | 2025-04-25 | VerticalCompact-BCD_1x2 | 2484 | 650 | 1153 |  |  | 232.4 | 35 | 35 | 800 | EC motor | 5060 | 2 | no | no | D | D | Aluminum | 2025-01-02 | 6 | 6 | yes | piece | 1
GCVC PD 080.3/22-47 | GCVC PD | 080.3/22-47 | 6075250 | finoox | GCVC 080.3D/2x2-3482-S-D/3/80/2.10/2400/EXS/1/015023 | 15124 | 2 | 2 | 3482 | Axial | 134547 | 134239 | 301.1 | 48374 | 650 | VT01526 | 4059 | 2025-07-01 | E | 47.36 | 79.17 | 2025-04-28 | VerticalCompact-BCD_2x2 | 2484 | 800 | 2161 |  |  | 401.3 | 42 | 42 | 800 | AC motor | 50 | S | no | no | D | D | Epoxy coated aluminum | 2025-01-02 | 6 | 3 | yes | piece | 1
GCVC PD 050.3/12-47 | GCVC PD | 050.3/12-47 | 6109286 | finoox | GCVC 050.3D/1x2-3616-W-D/4/40/2.10/2400/AXS/1/015023 | 4508 | 2 | 1 | 3616 | Axial | 64643 | 64721 | 200.73 | 15412 | 1240 | VT01524 | 1294 | 2025-02-03 | D | 47.17 | 78.69 | 2025-05-17 | VerticalCompact-BCD_1x2 | 2484 | 596 | 1153 |  |  | 178.8 | 35 | 35 | 500 | AC motor | 50 | W | no | no | D | D | Aluminum | 2025-01-02 | 6 | 4 | yes | piece | 1
GCVC PD 045.2/24-56 | GCVC PD | 045.2/24-56 | 4244680 | finoox | GCVC 045.2C/2x4-0423-X-D/6/64/2.10/3600/AXS/1/015023 | 12682 | 4 | 2 | 423 | Axial | 226.43 | 227456 | 722.63 | 46079 | 1460 | VT0326U | 5004 | 3 | D | 56.2 | 88.06 | 62.7 | VerticalCompact-BCD_2x4 | 3684 | 800 | 1761 |  |  | 515.7 | 54 | 54 | 450 | AC motor | 60 | X | no | no | C | D | Aluminum | 2025-01-02 | 4 | 6 | yes | piece | 1
GCVC PD 035.2/13-34 | GCVC PD | 035.2/13-34 | 4243758 | finoox | GCVC 035.2B/1x3-2345-X-D/3/24/2.10/2160/EXS/1/015023 | 3195 | 3 | 1 | 2345 | Axial | 23347 | 23287 | 81.3 | 6222 | 1020 | VT03149U | 0.27 | 0.42 | C | 33.77 | 65.14 | 2025-06-06 | VerticalCompact-BCD_1x3a | 2244 | 514 | 753 |  |  | 100.6 | 18 | 18 | 350 | AC motor | 60 | X | no | no | B | D | Epoxy coated aluminum | 2025-01-02 | 8 | 3 | yes | piece | 1
GCVC PD 063.2/23-40 | GCVC PD | 063.2/23-40 | 4247014 | finoox | GCVC 063.2C/2x3-2553-2-D/4/64/2.10/2700/EXS/1/015023 | 19401 | 3 | 2 | 2553 | Axial | 131564 | 131494 | 361.32 | 36351 | 700 | VT03144U.1 | 1465 | 0.52 | C | 40.16 | 71.91 | 32.1 | VerticalCompact-BCD_2x3 | 2784 | 800 | 1761 |  |  | 357.9 | 42 | 42 | 630 | EC motor | 5060 | 2 | no | no | C | D | Epoxy coated aluminum | 2025-01-02 | 6 | 4 | yes | piece | 1
GCVC PD 050.2/13-40 | GCVC PD | 050.2/13-40 | 4249814 | finoox | GCVC 050.2C/1x3-2517-1-D/3/32/2.10/2700/AXS/1/015023 | 6507 | 3 | 1 | 2517 | Axial | 48537 | 48452 | 135.49 | 14281 | 880 | VT03011U.1 | 0.496 | 0.84 | C | 39.94 | 71.45 | 2025-05-11 | VerticalCompact-BCD_1x3 | 2784 | 586 | 953 |  |  | 158 | 28 | 28 | 500 | EC motor | 5060 | 1 | no | no | C | D | Aluminum | 2025-01-02 | 6 | 3 | yes | piece | 1
GCVC PD 063.2/14-66 | GCVC PD | 063.2/14-66 | 4251613 | finoox | GCVC 063.2C/1x4-2550-2-D/4/32/2.10/3600/AXS/1/015023 | 15103 | 4 | 1 | 2550 | Axial | 130959 | 129798 | 240.88 | 47251 | 1285 | VT03143U.1 | 8458 | 2026-03-01 | E | 65.68 | 97.3 | 2025-08-20 | VerticalCompact-BCD_1x4 | 3684 | 611 | 953 |  |  | 317.2 | 42 | 42 | 630 | EC motor | 5060 | 2 | no | no | C | D | Aluminum | 2025-01-02 | 4 | 4 | yes | piece | 1
GCVC PD 050.2/23-35 | GCVC PD | 050.2/23-35 | 4245382 | finoox | GCVC 050.2C/2x3-2513-1-D/3/64/2.10/2700/AXS/1/015023 | 12613 | 3 | 2 | 2513 | Axial | 79.33 | 78517 | 270.99 | 20146 | 630 | VT03011U.1 | 0.403 | 0.37 | A | 35.33 | 67.08 | 2025-09-23 | VerticalCompact-BCD_2x3 | 2784 | 800 | 1761 |  |  | 299.2 | 35 | 35 | 500 | EC motor | 5060 | 1 | no | no | C | D | Aluminum | 2025-01-02 | 6 | 3 | yes | piece | 1
GCVC PD 063.2/13-29 | GCVC PD | 063.2/13-29 | 4251355 | finoox | GCVC 063.2C/1x3-2505-1-D/3/32/2.10/2700/EXS/1/015023 | 8244 | 3 | 1 | 2505 | Axial | 42325 | 42211 | 135.49 | 11726 | 500 | VT03145U.1 | 0.215 | 0.39 | A | 28.86 | 60.37 | 2025-05-11 | VerticalCompact-BCD_1x3 | 2784 | 615 | 953 |  |  | 160.7 | 28 | 28 | 630 | EC motor | 5060 | 1 | no | no | C | D | Epoxy coated aluminum | 2025-01-02 | 6 | 3 | yes | piece | 1
GCVC PD 063.2/12-37 | GCVC PD | 063.2/12-37 | 4252122 | finoox | GCVC 063.2D/1x2-2554-2-D/6/40/2.10/2400/AXS/1/015023 | 8930 | 2 | 1 | 2554 | Axial | 75185 | 75461 | 301.1 | 14604 | 750 | VT03144U.1 | 0.551 | 0.6 | B | 37.39 | 68.92 | 2025-03-25 | VerticalCompact-BCD_1x2 | 2484 | 623 | 1153 |  |  | 206.2 | 35 | 35 | 630 | EC motor | 5060 | 2 | no | no | D | D | Aluminum | 2025-01-02 | 8 | 6 | yes | piece | 1
GCVC PD 080.3/22-53 | GCVC PD | 080.3/22-53 | 6216210 | finoox | GCVC 080.3D/2x2-3481-D-D/4/80/2.10/2400/AXS/1/015023 | 16013 | 2 | 2 | 3481 | Axial | 206654 | 207592 | 401.46 | 61173 | 850 | VT01526 | 6868 | 2025-03-03 | E | 53.06 | 84.87 | 39.5 | VerticalCompact-BCD_2x2 | 2484 | 800 | 2161 |  |  | 436.7 | 54 | 54 | 800 | AC motor | 50 | D | no | no | D | D | Aluminum | 2025-01-02 | 4 | 4 | yes | piece | 1
GCVC PD 080.3/22-37 | GCVC PD | 080.3/22-37 | 6160510 | finoox | GCVC 080.3D/2x2-3564-2-D/6/80/2.10/2400/AXS/1/015023 | 25629 | 2 | 2 | 3564 | Axial | 134023 | 134625 | 602.19 | 25082 | 440 | VT01445U.3 | 0.883 | 0.6 | B | 37.35 | 69.16 | 52 | VerticalCompact-BCD_2x2 | 2484 | 800 | 2161 |  |  | 493.3 | 42 | 42 | 800 | EC motor | 5060 | 2 | no | no | D | D | Aluminum | 2025-01-02 | 8 | 6 | yes | piece | 1
GCVC PD 063.2/12-21 | GCVC PD | 063.2/12-21 | 4251929 | finoox | GCVC 063.2D/1x2-2359-S-D/4/40/2.10/2400/AXS/1/015023 | 5939 | 2 | 1 | 2359 | Axial | 35111 | 35197 | 200.73 | 6859 | 320 | VT01442 | 0.125 | 0.14 | A+ | 21.17 | 52.69 | 2025-03-16 | VerticalCompact-BCD_1x2 | 2484 | 598 | 1153 |  |  | 174.2 | 22 | 22 | 630 | AC motor | 50 | S | no | no | D | D | Aluminum | 2025-01-02 | 8 | 4 | yes | piece | 1
GCVC PD 050.2/21-50 | GCVC PD | 050.2/21-50 | 4245758 | finoox | GCVC 050.2D/2x1-2349-I-D/4/80/2.10/1200/EXS/1/015023 | 5616 | 1 | 2 | 2349 | Axial | 72.87 | 73133 | 200.73 | 18806 | 1590 | VT03150U | 1645 | 2025-07-01 | D | 49.64 | 81.29 | 2025-04-19 | VerticalCompact-BCD_2x1 | 1284 | 800 | 2161 |  |  | 187.4 | 35 | 35 | 500 | AC motor | 60 | I | no | no | D | D | Epoxy coated aluminum | 2025-01-02 | 10 | 4 | yes | piece | 1
GCVC PD 050.2/22-44 | GCVC PD | 050.2/22-44 | 4246019 | finoox | GCVC 050.2D/2x2-2384-I-D/4/80/2.10/2400/AXS/1/015023 | 8689 | 2 | 2 | 2384 | Axial | 102301 | 102342 | 401.46 | 22737 | 790 | VT01435 | 1418 | 0.88 | C | 44.49 | 76.3 | 34.8 | VerticalCompact-BCD_2x2 | 2484 | 800 | 2161 |  |  | 339.5 | 35 | 35 | 500 | AC motor | 60 | I | no | no | D | D | Aluminum | 2025-01-02 | 8 | 4 | yes | piece | 1
GCVC PD 050.2/21-32 | GCVC PD | 050.2/21-32 | 4245798 | finoox | GCVC 050.2D/2x1-2387-L-D/6/80/2.10/1200/AXS/1/015023 | 6141 | 1 | 2 | 2387 | Axial | 39747 | 40103 | 301.1 | 6757 | 500 | VT01435 | 0.352 | 0.37 | C | 32.4 | 64.05 | 2025-03-25 | VerticalCompact-BCD_2x1 | 1284 | 800 | 2161 |  |  | 216.7 | 22 | 22 | 500 | AC motor | 60 | L | no | no | D | D | Aluminum | 2025-01-02 | 12 | 6 | yes | piece | 1
GCVC PD 050.2/22-53 | GCVC PD | 050.2/22-53 | 4245210 | finoox | GCVC 050.2C/2x2-2559-2-D/4/64/2.10/1800/EXS/1/015023 | 11631 | 2 | 2 | 2559 | Axial | 97957 | 97931 | 240.88 | 28063 | 1330 | VT03013U.1 | 2125 | 2025-08-01 | D | 52.55 | 84.18 | 2025-07-21 | VerticalCompact-BCD_2x2 | 1884 | 800 | 1761 |  |  | 243.8 | 35 | 35 | 500 | EC motor | 5060 | 2 | no | no | C | D | Epoxy coated aluminum | 2025-01-02 | 8 | 4 | yes | piece | 1
GCVC PD 045.2/22-36 | GCVC PD | 045.2/22-36 | 4244522 | finoox | GCVC 045.2C/2x2-2523-1-D/3/64/2.10/1800/AXS/1/015023 | 7858 | 2 | 2 | 2523 | Axial | 45421 | 45413 | 180.66 | 10830 | 675 | VT03007U.1 | 0.23 | 0.3 | A | 36.24 | 67.87 | 2025-09-15 | VerticalCompact-BCD_2x2 | 1884 | 800 | 1761 |  |  | 200 | 28 | 28 | 450 | EC motor | 5060 | 1 | no | no | C | D | Aluminum | 2025-01-02 | 8 | 3 | yes | piece | 1
GCVC PD 063.2/21-36 | GCVC PD | 063.2/21-36 | 4246602 | finoox | GCVC 063.2C/2x1-2553-2-D/4/64/2.10/900/EXS/1/015023 | 7887 | 1 | 2 | 2553 | Axial | 45618 | 45903 | 120.44 | 12117 | 700 | VT03144U.1 | 0.488 | 0.52 | C | 35.63 | 67.14 | 2025-04-11 | VerticalCompact-BCD_2x1 | 984 | 800 | 1761 |  |  | 137.8 | 28 | 28 | 630 | EC motor | 5060 | 2 | no | no | C | D | Epoxy coated aluminum | 2025-01-02 | 8 | 4 | yes | piece | 1
GCVC PD 063.2/11-33 | GCVC PD | 063.2/11-33 | 4250969 | finoox | GCVC 063.2C/1x1-2509-1-D/6/32/2.10/900/EXS/1/015023 | 4411 | 1 | 1 | 2509 | Axial | 21773 | 21948 | 90.33 | 4254 | 655 | VT03145U.1 | 0.157 | 0.75 | B | 33.31 | 64.58 | 2025-07-07 | VerticalCompact-BCD_1x1 | 984 | 615 | 953 |  |  | 73.3 | 18 | 18 | 630 | EC motor | 5060 | 1 | no | no | C | D | Epoxy coated aluminum | 2025-01-02 | 12 | 6 | yes | piece | 1
GCVC PD 045.2/14-53 | GCVC PD | 045.2/14-53 | 4249175 | finoox | GCVC 045.2C/1x4-2533-1-D/6/32/2.10/3600/EXS/1/015023 | 10073 | 4 | 1 | 2533 | Axial | 105433 | 105922 | 361.32 | 21468 | 1425 | VT03007U.1 | 1842 | 2025-09-01 | D | 52.57 | 84.19 | 2025-03-31 | VerticalCompact-BCD_1x4 | 3684 | 535 | 953 |  |  | 255 | 35 | 35 | 450 | EC motor | 5060 | 1 | no | no | C | D | Epoxy coated aluminum | 2025-01-02 | 4 | 6 | yes | piece | 1
GCVC PD 045.2/14-50 | GCVC PD | 045.2/14-50 | 4249163 | finoox | GCVC 045.2C/1x4-2531-1-D/6/32/2.10/3600/EXS/1/015023 | 10073 | 4 | 1 | 2531 | Axial | 96739 | 97157 | 361.32 | 19106 | 1275 | VT03007U.1 | 1333 | 2025-04-01 | D | 50.18 | 81.8 | 2025-03-31 | VerticalCompact-BCD_1x4 | 3684 | 535 | 953 |  |  | 255 | 35 | 35 | 450 | EC motor | 5060 | 1 | no | no | C | D | Epoxy coated aluminum | 2025-01-02 | 4 | 6 | yes | piece | 1
GCVC PD 063.2/21-40 | GCVC PD | 063.2/21-40 | 4247475 | finoox | GCVC 063.2D/2x1-2555-2-D/3/80/2.10/1200/EXS/1/015023 | 8523 | 1 | 2 | 2555 | Axial | 57048 | 57.05 | 150.55 | 17096 | 800 | VT03144U.1 | 0.611 | 0.69 | C | 40.32 | 71.98 | 14 | VerticalCompact-BCD_2x1 | 1284 | 800 | 2161 |  |  | 172.7 | 28 | 28 | 630 | EC motor | 5060 | 2 | no | no | D | D | Epoxy coated aluminum | 2025-01-02 | 10 | 3 | yes | piece | 1
GCVC PD 050.2/22-42 | GCVC PD | 050.2/22-42 | 4246123 | finoox | GCVC 050.2D/2x2-2517-1-D/3/80/2.10/2400/EXS/1/015023 | 10614 | 2 | 2 | 2517 | Axial | 82183 | 82111 | 301.1 | 20752 | 880 | VT03011U.1 | 0.619 | 0.84 | B | 41.66 | 73.47 | 2025-09-26 | VerticalCompact-BCD_2x2 | 2484 | 800 | 2161 |  |  | 290.4 | 35 | 35 | 500 | EC motor | 5060 | 1 | no | no | D | D | Epoxy coated aluminum | 2025-01-02 | 6 | 3 | yes | piece | 1
GCVC PD 063.2/23-61 | GCVC PD | 063.2/23-61 | 4247916 | finoox | GCVC 063.2D/2x3-2547-2-D/3/80/2.10/3600/AXS/1/015023 | 25603 | 3 | 2 | 2547 | Axial | 210555 | 209686 | 451.65 | 73517 | 1055 | VT03143U.1 | 6563 | 2025-01-02 | E | 60.64 | 92.6 | 43.1 | VerticalCompact-BCD_2x3 | 3684 | 800 | 2161 |  |  | 568.7 | 54 | 54 | 630 | EC motor | 5060 | 2 | no | no | D | D | Aluminum | 2025-01-02 | 4 | 3 | yes | piece | 1
GCVC PD 080.3/11-42 | GCVC PD | 080.3/11-42 | 6080685 | finoox | GCVC 080.3D/1x1-3563-2-D/4/40/2.10/1200/AXS/1/015023 | 5824 | 1 | 1 | 3563 | Axial | 42193 | 42.3 | 100.37 | 11319 | 670 | VT01445U.3 | 0.653 | 2015-01-01 | D | 41.72 | 73.09 | 2025-01-09 | VerticalCompact-BCD_1x1 | 1284 | 620 | 1153 |  |  | 117.9 | 28 | 28 | 800 | EC motor | 5060 | 2 | no | no | D | D | Aluminum | 2025-01-02 | 10 | 4 | yes | piece | 1
GCVC PD 080.3/22-47 | GCVC PD | 080.3/22-47 | 6109645 | finoox | GCVC 080.3D/2x2-3563-2-D/3/80/2.10/2400/EXS/1/015023 | 22468 | 2 | 2 | 3563 | Axial | 134256 | 133.95 | 301.1 | 48153 | 670 | VT01445U.3 | 2562 | 2015-01-01 | D | 47.38 | 79.18 | 2025-04-28 | VerticalCompact-BCD_2x2 | 2484 | 800 | 2161 |  |  | 403.7 | 42 | 42 | 800 | EC motor | 5060 | 2 | no | no | D | D | Epoxy coated aluminum | 2025-01-02 | 6 | 3 | yes | piece | 1
GCVC PD 050.2/21-28 | GCVC PD | 050.2/21-28 | 4245739 | finoox | GCVC 050.2D/2x1-2337-S-D/3/80/2.10/1200/EXS/1/015023 | 5021 | 1 | 2 | 2337 | Axial | 29425 | 29507 | 150.55 | 6629 | 510 | VT01437 | 0.154 | 0.16 | A | 27.67 | 59.32 | 2025-02-13 | VerticalCompact-BCD_2x1 | 1284 | 800 | 2161 |  |  | 165.8 | 22 | 22 | 500 | AC motor | 50 | S | no | no | D | D | Epoxy coated aluminum | 2025-01-02 | 10 | 3 | yes | piece | 1
GCVC PD 050.2/13-41 | GCVC PD | 050.2/13-41 | 4250657 | finoox | GCVC 050.2D/1x3-2354-W-D/3/40/2.10/3600/EXS/1/015023 | 6388 | 3 | 1 | 2354 | Axial | 63023 | 62969 | 225.82 | 16055 | 865 | VT03093U | 0.594 | 0.97 | C | 40.99 | 72.67 | 2025-06-18 | VerticalCompact-BCD_1x3 | 3684 | 569 | 1153 |  |  | 231.6 | 28 | 28 | 500 | AC motor | 50 | W | no | no | D | D | Epoxy coated aluminum | 2025-01-02 | 4 | 3 | yes | piece | 1
GCVC PD 050.2/11-38 | GCVC PD | 050.2/11-38 | 4244039 | finoox | GCVC 050.2B/1x1-2384-I-D/3/24/2.10/720/EXS/1/015023 | 1891 | 1 | 1 | 2384 | Axial | 12166 | 12225 | 2025-01-27 | 4149 | 790 | VT01435 | 0.381 | 0.88 | E | 38.23 | 69.42 | 2025-04-02 | VerticalCompact-BCD_1x1 | 804 | 596 | 753 |  |  | 49.1 | 16 | 16 | 500 | AC motor | 60 | I | no | no | B | D | Epoxy coated aluminum | 2025-01-02 | 12 | 3 | yes | piece | 1
GCVC PD 063.2/12-39 | GCVC PD | 063.2/12-39 | 4251115 | finoox | GCVC 063.2C/1x2-2414-1-D/6/32/2.10/1800/EXS/1/015023 | 7230 | 2 | 1 | 2414 | Axial | 50535 | 50769 | 180.66 | 10170 | 770 | VT03145U.1 | 0.496 | 2015-01-01 | C | 39.43 | 70.82 | 2025-01-15 | VerticalCompact-BCD_1x2 | 1884 | 615 | 953 |  |  | 136.3 | 28 | 28 | 630 | EC motor | 5060 | 1 | no | no | C | D | Epoxy coated aluminum | 2025-01-02 | 8 | 6 | yes | piece | 1
GCVC PD 050.2/13-47 | GCVC PD | 050.2/13-47 | 4249768 | finoox | GCVC 050.2C/1x3-2411-1-D/6/32/2.10/2700/AXS/1/015023 | 7895 | 3 | 1 | 2411 | Axial | 88153 | 88559 | 270.99 | 18609 | 1260 | VT03011U.1 | 1462 | 2025-02-02 | D | 47.36 | 78.87 | 2025-06-22 | VerticalCompact-BCD_1x3 | 2784 | 586 | 953 |  |  | 197.5 | 35 | 35 | 500 | EC motor | 5060 | 1 | no | no | C | D | Aluminum | 2025-01-02 | 6 | 6 | yes | piece | 1
GCVC PD 050.2/24-51 | GCVC PD | 050.2/24-51 | 4245599 | finoox | GCVC 050.2C/2x4-2411-1-D/6/64/2.10/3600/EXS/1/015023 | 21469 | 4 | 2 | 2411 | Axial | 233355 | 234236 | 722.63 | 49624 | 1260 | VT03011U.1 | 3899 | 2025-02-02 | D | 51.26 | 83.13 | 62.7 | VerticalCompact-BCD_2x4 | 3684 | 800 | 1761 |  |  | 499.9 | 54 | 54 | 500 | EC motor | 5060 | 1 | no | no | C | D | Epoxy coated aluminum | 2025-01-02 | 4 | 6 | yes | piece | 1
GCVC PD 050.2/13-24 | GCVC PD | 050.2/13-24 | 4250699 | finoox | GCVC 050.2D/1x3-2389-J-D/3/40/2.10/3600/EXS/1/015023 | 6385 | 3 | 1 | 2389 | Axial | 39458 | 39407 | 225.82 | 8671 | 450 | VT01437 | 0.243 | 0.17 | B | 24.22 | 55.89 | 2025-02-18 | VerticalCompact-BCD_1x3 | 3684 | 596 | 1153 |  |  | 228.7 | 22 | 22 | 500 | AC motor | 60 | J | no | no | D | D | Epoxy coated aluminum | 2025-01-02 | 6 | 3 | yes | piece | 1
GCVC PD 050.2/21-45 | GCVC PD | 050.2/21-45 | 4245749 | finoox | GCVC 050.2D/2x1-2348-S-D/4/80/2.10/1200/AXS/1/015023 | 5257 | 1 | 2 | 2348 | Axial | 63565 | 63755 | 200.73 | 14828 | 1180 | VT03150U | 1014 | 0.9 | D | 45.15 | 76.8 | 2025-04-19 | VerticalCompact-BCD_2x1 | 1284 | 800 | 2161 |  |  | 187.4 | 35 | 35 | 500 | AC motor | 50 | S | no | no | D | D | Aluminum | 2025-01-02 | 10 | 4 | yes | piece | 1
GCVC PD 050.2/22-53 | GCVC PD | 050.2/22-53 | 4245206 | finoox | GCVC 050.2C/2x2-2559-2-D/3/64/2.10/1800/AXS/1/015023 | 10638 | 2 | 2 | 2559 | Axial | 87671 | 87814 | 180.66 | 28979 | 1330 | VT03013U.1 | 2085 | 2025-08-01 | D | 52.74 | 84.38 | 17 | VerticalCompact-BCD_2x2 | 1884 | 800 | 1761 |  |  | 226.4 | 35 | 35 | 500 | EC motor | 5060 | 2 | no | no | C | D | Aluminum | 2025-01-02 | 6 | 3 | yes | piece | 1
GCVC PD 063.2/21-36 | GCVC PD | 063.2/21-36 | 4246558 | finoox | GCVC 063.2C/2x1-2509-1-D/6/64/2.10/900/AXS/1/015023 | 7810 | 1 | 2 | 2509 | Axial | 44243 | 44644 | 180.66 | 8509 | 655 | VT03145U.1 | 0.314 | 0.75 | B | 36.08 | 67.59 | 2025-03-16 | VerticalCompact-BCD_2x1 | 984 | 800 | 1761 |  |  | 147.1 | 28 | 28 | 630 | EC motor | 5060 | 1 | no | no | C | D | Aluminum | 2025-01-02 | 12 | 6 | yes | piece | 1
GCVC PD 045.2/14-50 | GCVC PD | 045.2/14-50 | 4249159 | finoox | GCVC 045.2C/1x4-2531-1-D/4/32/2.10/3600/AXS/1/015023 | 8131 | 4 | 1 | 2531 | Axial | 83077 | 83208 | 240.88 | 20299 | 1275 | VT03007U.1 | 1312 | 2025-04-01 | D | 50.05 | 81.67 | 2025-02-20 | VerticalCompact-BCD_1x4 | 3684 | 535 | 953 |  |  | 217 | 35 | 35 | 450 | EC motor | 5060 | 1 | no | no | C | D | Aluminum | 2025-01-02 | 4 | 4 | yes | piece | 1
GCVC PD 050.2/12-56 | GCVC PD | 050.2/12-56 | 4250588 | finoox | GCVC 050.2D/1x2-2563-2-D/3/40/2.10/2400/AXS/1/015023 | 6087 | 2 | 1 | 2563 | Axial | 62587 | 62528 | 150.55 | 19841 | 1680 | VT03013U.1 | 1968 | 1975-01-01 | E | 56.03 | 87.55 | 2025-05-13 | VerticalCompact-BCD_1x2 | 2484 | 607 | 1153 |  |  | 161.7 | 35 | 35 | 500 | EC motor | 5060 | 2 | no | no | D | D | Aluminum | 2025-01-02 | 6 | 3 | yes | piece | 1
GCVC PD 050.2/22-41 | GCVC PD | 050.2/22-41 | 4246124 | finoox | GCVC 050.2D/2x2-2517-1-D/4/80/2.10/2400/EXS/1/015023 | 11625 | 2 | 2 | 2517 | Axial | 93499 | 93521 | 401.46 | 20418 | 880 | VT03011U.1 | 0.628 | 0.84 | B | 41.49 | 73.3 | 34.8 | VerticalCompact-BCD_2x2 | 2484 | 800 | 2161 |  |  | 319.5 | 35 | 35 | 500 | EC motor | 5060 | 1 | no | no | D | D | Epoxy coated aluminum | 2025-01-02 | 8 | 4 | yes | piece | 1
GCVC PD 063.2/13-27 | GCVC PD | 063.2/13-27 | 4251344 | finoox | GCVC 063.2C/1x3-2503-1-D/4/32/2.10/2700/EXS/1/015023 | 8775 | 3 | 1 | 2503 | Axial | 42336 | 42405 | 180.66 | 9119 | 425 | VT03145U.1 | 0.147 | 0.25 | A+ | 26.58 | 58.09 | 15 | VerticalCompact-BCD_1x3 | 2784 | 615 | 953 |  |  | 173.6 | 28 | 28 | 630 | EC motor | 5060 | 1 | no | no | C | D | Epoxy coated aluminum | 2025-01-02 | 6 | 4 | yes | piece | 1
GCVC PD 045.2/14-51 | GCVC PD | 045.2/14-51 | 4249167 | finoox | GCVC 045.2C/1x4-2532-1-D/3/32/2.10/3600/EXS/1/015023 | 8031 | 4 | 1 | 2532 | Axial | 70231 | 70165 | 180.66 | 22079 | 1350 | VT03007U.1 | 1953-01-01 | 1965-01-01 | D | 51.36 | 82.98 | 2025-05-15 | VerticalCompact-BCD_1x4 | 3684 | 535 | 953 |  |  | 199.7 | 35 | 35 | 450 | EC motor | 5060 | 1 | no | no | C | D | Epoxy coated aluminum | 2025-01-02 | 4 | 3 | yes | piece | 1
GCVC PD 050.2/13-31 | GCVC PD | 050.2/13-31 | 4250739 | finoox | GCVC 050.2D/1x3-2512-1-D/4/40/2.10/3600/AXS/1/015023 | 8336 | 3 | 1 | 2512 | Axial | 50004 | 50108 | 301.1 | 9751 | 565 | VT03011U.1 | 0.149 | 0.28 | A+ | 30.69 | 62.36 | 2025-05-24 | VerticalCompact-BCD_1x3 | 3684 | 586 | 1153 |  |  | 243.9 | 28 | 28 | 500 | EC motor | 5060 | 1 | no | no | D | D | Aluminum | 2025-01-02 | 6 | 4 | yes | piece | 1
GCVC PD 080.3/11-42 | GCVC PD | 080.3/11-42 | 6142519 | finoox | GCVC 080.3D/1x1-3563-2-D/3/40/2.10/1200/EXS/1/015023 | 5751 | 1 | 1 | 3563 | Axial | 34704 | 34.66 | 75.27 | 12038 | 670 | VT01445U.3 | 0.64 | 2015-01-01 | D | 41.8 | 73.16 | 2025-06-06 | VerticalCompact-BCD_1x1 | 1284 | 620 | 1153 |  |  | 109.9 | 22 | 22 | 800 | EC motor | 5060 | 2 | no | no | D | D | Epoxy coated aluminum | 2025-01-02 | 10 | 3 | yes | piece | 1
GCVC PD 040.2/12-45 | GCVC PD | 040.2/12-45 | 4243703 | finoox | GCVC 040.2A/1x2-1735-X-D/3/20/2.10/1200/EXS/2/015023 | 1770 | 2 | 1 | 1735 | Axial | 18337 | 18319 | 37.64 | 6689 | 1450 | VT0605 | 0.554 | 2025-01-01 | E | 44.9 | 76.05 | 2025-02-03 | VerticalCompact-A_1x2 | 1260 | 288 | 507 |  |  | 33.9 | 16 | 16 | 400 | AC motor | 60 | X | no | no | A | D | Epoxy coated aluminum | 2025-01-02 | 10 | 3 | yes | piece | 1
GCVC PD 050.2/14-51 | GCVC PD | 050.2/14-51 | 4249915 | finoox | GCVC 050.2C/1x4-2347-D-D/4/32/2.10/3600/AXS/1/015023 | 6742 | 4 | 1 | 2347 | Axial | 104984 | 105051 | 240.88 | 30128 | 1390 | VT03150U | 2758 | 1941-01-01 | D | 50.96 | 82.58 | 2025-08-20 | VerticalCompact-BCD_1x4 | 3684 | 569 | 953 |  |  | 242.3 | 42 | 42 | 500 | AC motor | 50 | D | no | no | C | D | Aluminum | 2025-01-02 | 4 | 4 | yes | piece | 1
GCVC PD 063.2/11-15 | GCVC PD | 063.2/11-15 | 4251729 | finoox | GCVC 063.2D/1x1-2399-J-D/6/40/2.10/1200/EXS/1/015023 | 4609 | 1 | 1 | 2399 | Axial | 17443 | 17596 | 150.55 | 2936 | 290 | VT01442 | 0.071 | 0.14 | A | 2025-03-15 | 46.66 | 2025-04-12 | VerticalCompact-BCD_1x1 | 1284 | 598 | 1153 |  |  | 107.6 | 16 | 16 | 630 | AC motor | 60 | J | no | no | D | D | Epoxy coated aluminum | 2025-01-02 | 12 | 6 | yes | piece | 1
GCVC PD 063.2/14-31 | GCVC PD | 063.2/14-31 | 4251494 | finoox | GCVC 063.2C/1x4-2398-I-D/3/32/2.10/3600/AXS/1/015023 | 7809 | 4 | 1 | 2398 | Axial | 60118 | 60086 | 180.66 | 16258 | 460 | VT01442 | 0.565 | 0.32 | C | 30.92 | 62.54 | 2025-09-14 | VerticalCompact-BCD_1x4 | 3684 | 598 | 953 |  |  | 223 | 28 | 28 | 630 | AC motor | 60 | I | no | no | C | D | Aluminum | 2025-01-02 | 4 | 3 | yes | piece | 1
GCVC PD 063.2/21-36 | GCVC PD | 063.2/21-36 | 4247462 | finoox | GCVC 063.2D/2x1-2553-2-D/6/80/2.10/1200/AXS/1/015023 | 10019 | 1 | 2 | 2553 | Axial | 71903 | 72.5 | 301.1 | 13584 | 700 | VT03144U.1 | 0.453 | 0.52 | B | 35.73 | 67.38 | 2025-04-27 | VerticalCompact-BCD_2x1 | 1284 | 800 | 2161 |  |  | 219.7 | 35 | 35 | 630 | EC motor | 5060 | 2 | no | no | D | D | Aluminum | 2025-01-02 | 10 | 6 | yes | piece | 1
GCVC PD 080.2/11-34 | GCVC PD | 080.2/11-34 | 4252481 | finoox | GCVC 080.2D/1x1-2486-1-D/4/40/2.10/1200/AXS/1/015023 | 4661 | 1 | 1 | 2486 | Axial | 36776 | 36942 | 100.37 | 9173 | 565 | VT03061U.1 | 0.351 | 1955-01-01 | C | 34.2 | 65.56 | 2025-06-08 | VerticalCompact-BCD_1x1 | 1284 | 608 | 1153 |  |  | 96.7 | 22 | 22 | 800 | EC motor | 5060 | 1 | no | no | D | D | Aluminum | 2025-01-02 | 10 | 4 | yes | piece | 1
GCVC PD 063.2/23-38 | GCVC PD | 063.2/23-38 | 4247914 | finoox | GCVC 063.2D/2x3-2511-1-D/4/80/2.10/3600/EXS/1/015023 | 21673 | 3 | 2 | 2511 | Axial | 174936 | 175231 | 602.19 | 40478 | 730 | VT03145U.1 | 1083 | 1 | B | 38.34 | 70.3 | 54.8 | VerticalCompact-BCD_2x3 | 3684 | 800 | 2161 |  |  | 479.3 | 54 | 54 | 630 | EC motor | 5060 | 1 | no | no | D | D | Epoxy coated aluminum | 2025-01-02 | 4 | 4 | yes | piece | 1
GCVC PD 050.2/13-54 | GCVC PD | 050.2/13-54 | 4250814 | finoox | GCVC 050.2D/1x3-2560-2-D/4/40/2.10/3600/EXS/1/015023 | 10526 | 3 | 1 | 2560 | Axial | 99702 | 99768 | 301.1 | 24673 | 1415 | VT03013U.1 | 1803 | 2021-01-01 | D | 53.61 | 85.29 | 2025-02-25 | VerticalCompact-BCD_1x3 | 3684 | 607 | 1153 |  |  | 258.4 | 35 | 35 | 500 | EC motor | 5060 | 2 | no | no | D | D | Epoxy coated aluminum | 2025-01-02 | 4 | 4 | yes | piece | 1
GCVC PD 080.2/21-29 | GCVC PD | 080.2/21-29 | 4248123 | finoox | GCVC 080.2D/2x1-2497-1-D/4/80/2.10/1200/EXS/1/015023 | 8186 | 1 | 2 | 2497 | Axial | 56786 | 56953 | 200.73 | 13038 | 415 | VT03062U.1 | 0.286 | 0.7 | A | 28.87 | 60.52 | 2025-01-18 | VerticalCompact-BCD_2x1 | 1284 | 800 | 2161 |  |  | 190.1 | 28 | 28 | 800 | EC motor | 5060 | 1 | no | no | D | D | Epoxy coated aluminum | 2025-01-02 | 10 | 4 | yes | piece | 1
GCVC PD 080.3/12-45 | GCVC PD | 080.3/12-45 | 6146704 | finoox | GCVC 080.3D/1x2-3482-S-D/4/40/2.10/2400/AXS/1/015023 | 7127 | 2 | 1 | 3482 | Axial | 81175 | 81219 | 200.73 | 22373 | 650 | VT01526 | 2031 | 2025-07-01 | D | 45.03 | 76.56 | 2025-05-17 | VerticalCompact-BCD_1x2 | 2484 | 611 | 1153 |  |  | 221 | 35 | 35 | 800 | AC motor | 50 | S | no | no | D | D | Aluminum | 2025-01-02 | 6 | 4 | yes | piece | 1
GCVC PD 045.2/12-47 | GCVC PD | 045.2/12-47 | 4243885 | finoox | GCVC 045.2B/1x2-0426-W-D/4/24/2.10/1440/AXS/1/015023 | 2749 | 2 | 1 | 426 | Axial | 32965 | 33047 | 72.26 | 9207 | 1360 | VT0326U | 0.919 | 2025-02-02 | E | 47.08 | 78.35 | 2025-01-06 | VerticalCompact-BCD_1x2 | 1524 | 521 | 753 |  |  | 89 | 22 | 22 | 450 | AC motor | 50 | W | no | no | B | D | Aluminum | 2025-01-02 | 8 | 4 | yes | piece | 1
GCVC PD 050.2/14-51 | GCVC PD | 050.2/14-51 | 4249926 | finoox | GCVC 050.2C/1x4-2349-I-D/3/32/2.10/3600/AXS/1/015023 | 6126 | 4 | 1 | 2349 | Axial | 91148 | 90693 | 180.66 | 34912 | 1590 | VT03150U | 1947-03-01 | 2025-07-01 | E | 51.12 | 82.74 | 2025-05-15 | VerticalCompact-BCD_1x4 | 3684 | 569 | 953 |  |  | 223.8 | 35 | 35 | 500 | AC motor | 60 | I | no | no | C | D | Aluminum | 2025-01-02 | 4 | 3 | yes | piece | 1
GCVC PD 050.2/14-39 | GCVC PD | 050.2/14-39 | 4249944 | finoox | GCVC 050.2C/1x4-2355-X-D/6/32/2.10/3600/AXS/1/015023 | 7725 | 4 | 1 | 2355 | Axial | 85873 | 86111 | 361.32 | 16723 | 810 | VT03093U | 2018-01-01 | 2025-03-01 | C | 38.94 | 70.57 | 2025-05-29 | VerticalCompact-BCD_1x4 | 3684 | 569 | 953 |  |  | 269.7 | 35 | 35 | 500 | AC motor | 60 | X | no | no | C | D | Aluminum | 2025-01-02 | 6 | 6 | yes | piece | 1
GCVC PD 045.2/23-52 | GCVC PD | 045.2/23-52 | 4244606 | finoox | GCVC 045.2C/2x3-2419-1-D/3/64/2.10/2700/AXS/1/015023 | 11056 | 3 | 2 | 2419 | Axial | 114325 | 114.47 | 270.99 | 34221 | 1350 | VT03007U.1 | 2216 | 1965-01-01 | D | 52.18 | 83.92 | 2025-01-25 | VerticalCompact-BCD_2x3 | 2784 | 800 | 1761 |  |  | 291.4 | 42 | 42 | 450 | EC motor | 5060 | 1 | no | no | C | D | Aluminum | 2025-01-02 | 4 | 3 | yes | piece | 1
GCVC PD 063.2/14-44 | GCVC PD | 063.2/14-44 | 4251652 | finoox | GCVC 063.2C/1x4-2557-2-D/4/32/2.10/3600/EXS/1/015023 | 12439 | 4 | 1 | 2557 | Axial | 104709 | 104705 | 240.88 | 31712 | 900 | VT03144U.1 | 2008 | 0.85 | D | 43.88 | 75.51 | 2025-08-20 | VerticalCompact-BCD_1x4 | 3684 | 623 | 953 |  |  | 245.2 | 42 | 42 | 630 | EC motor | 5060 | 2 | no | no | C | D | Epoxy coated aluminum | 2025-01-02 | 4 | 4 | yes | piece | 1
GCVC PD 063.2/21-36 | GCVC PD | 063.2/21-36 | 4246561 | finoox | GCVC 063.2C/2x1-2509-1-D/6/64/2.10/900/EXS/1/015023 | 8197 | 1 | 2 | 2509 | Axial | 43553 | 43.9 | 180.66 | 8509 | 655 | VT03145U.1 | 0.314 | 0.75 | B | 36.08 | 67.59 | 2025-03-16 | VerticalCompact-BCD_2x1 | 984 | 800 | 1761 |  |  | 147.1 | 28 | 28 | 630 | EC motor | 5060 | 1 | no | no | C | D | Epoxy coated aluminum | 2025-01-02 | 12 | 6 | yes | piece | 1
GCVC PD 045.2/13-49 | GCVC PD | 045.2/13-49 | 4249072 | finoox | GCVC 045.2C/1x3-2531-1-D/4/32/2.10/2700/EXS/1/015023 | 6757 | 3 | 1 | 2531 | Axial | 59538 | 59521 | 180.66 | 15224 | 1275 | VT03007U.1 | 0.984 | 2025-04-01 | D | 48.92 | 80.42 | 15 | VerticalCompact-BCD_1x3 | 2784 | 535 | 953 |  |  | 165.8 | 28 | 28 | 450 | EC motor | 5060 | 1 | no | no | C | D | Epoxy coated aluminum | 2025-01-02 | 6 | 4 | yes | piece | 1
GCVC PD 080.2/12-37 | GCVC PD | 080.2/12-37 | 4252744 | finoox | GCVC 080.2D/1x2-2484-1-D/6/40/2.10/2400/AXS/1/015023 | 9130 | 2 | 1 | 2484 | Axial | 73134 | 73432 | 301.1 | 14062 | 505 | VT03061U.1 | 0.521 | 2015-01-01 | B | 37.13 | 68.65 | 2025-03-25 | VerticalCompact-BCD_1x2 | 2484 | 608 | 1153 |  |  | 210.2 | 35 | 35 | 800 | EC motor | 5060 | 1 | no | no | D | D | Aluminum | 2025-01-02 | 8 | 6 | yes | piece | 1
GCVC PD 050.2/11-35 | GCVC PD | 050.2/11-35 | 4249346 | finoox | GCVC 050.2C/1x1-2517-1-D/4/32/2.10/900/EXS/1/015023 | 2826 | 1 | 1 | 2517 | Axial | 18857 | 18966 | 60.22 | 4596 | 880 | VT03011U.1 | 0.169 | 0.84 | C | 35.22 | 66.48 | 2025-01-05 | VerticalCompact-BCD_1x1 | 984 | 586 | 953 |  |  | 63.6 | 16 | 16 | 500 | EC motor | 5060 | 1 | no | no | C | D | Epoxy coated aluminum | 2025-01-02 | 8 | 4 | yes | piece | 1
GCVC PD 063.2/22-42 | GCVC PD | 063.2/22-42 | 4246812 | finoox | GCVC 063.2C/2x2-2554-2-D/6/64/2.10/1800/AXS/1/015023 | 14633 | 2 | 2 | 2554 | Axial | 113142 | 113651 | 361.32 | 23101 | 750 | VT03144U.1 | 1262 | 0.6 | C | 41.78 | 73.41 | 32.4 | VerticalCompact-BCD_2x2 | 1884 | 800 | 1761 |  |  | 283.1 | 42 | 42 | 630 | EC motor | 5060 | 2 | no | no | C | D | Aluminum | 2025-01-02 | 8 | 6 | yes | piece | 1
GCVC PD 080.3/11-49 | GCVC PD | 080.3/11-49 | 6107884 | finoox | GCVC 080.3D/1x1-3560-2-D/6/40/2.10/1200/AXS/1/015023 | 6522 | 1 | 1 | 3560 | Axial | 68981 | 69332 | 150.55 | 16812 | 990 | VT01445U.3 | 2119 | 2025-01-03 | E | 48.86 | 80.23 | 2025-08-13 | VerticalCompact-BCD_1x1 | 1284 | 620 | 1153 |  |  | 133.1 | 35 | 35 | 800 | EC motor | 5060 | 2 | no | no | D | D | Aluminum | 2025-01-02 | 10 | 6 | yes | piece | 1
GCVC PD 080.3/23-54 | GCVC PD | 080.3/23-54 | 6063604 | finoox | GCVC 080.3D/2x3-3562-2-D/3/80/2.10/3600/EXS/1/015023 | 32741 | 3 | 2 | 3562 | Axial | 220682 | 220209 | 451.65 | 87729 | 800 | VT01445U.3 | 6394 | 1985-01-01 | E | 54.15 | 86.11 | 43.1 | VerticalCompact-BCD_2x3 | 3684 | 800 | 2161 |  |  | 595.8 | 54 | 54 | 800 | EC motor | 5060 | 2 | no | no | D | D | Epoxy coated aluminum | 2025-01-02 | 4 | 3 | yes | piece | 1
GCVC PD 050.2/13-29 | GCVC PD | 050.2/13-29 | 4250629 | finoox | GCVC 050.2D/1x3-2337-S-D/6/40/2.10/3600/EXS/1/015023 | 8899 | 3 | 1 | 2337 | Axial | 54865 | 55321 | 451.65 | 9226 | 510 | VT01437 | 0.235 | 0.16 | A | 28.88 | 60.56 | 36.2 | VerticalCompact-BCD_1x3 | 3684 | 596 | 1153 |  |  | 294.6 | 28 | 28 | 500 | AC motor | 50 | S | no | no | D | D | Epoxy coated aluminum | 2025-01-02 | 6 | 6 | yes | piece | 1
GCVC PD 063.2/23-23 | GCVC PD | 063.2/23-23 | 4246853 | finoox | GCVC 063.2C/2x3-2359-S-D/4/64/2.10/2700/AXS/1/015023 | 12956 | 3 | 2 | 2359 | Axial | 75254 | 75365 | 361.32 | 15724 | 320 | VT01442 | 0.395 | 0.14 | A | 2025-06-23 | 54.8 | 2025-09-30 | VerticalCompact-BCD_2x3 | 2784 | 800 | 1761 |  |  | 351 | 35 | 35 | 630 | AC motor | 50 | S | no | no | C | D | Aluminum | 2025-01-02 | 8 | 4 | yes | piece | 1
GCVC PD 063.2/12-35 | GCVC PD | 063.2/12-35 | 4252003 | finoox | GCVC 063.2D/1x2-2414-1-D/3/40/2.10/2400/EXS/1/015023 | 6990 | 2 | 1 | 2414 | Axial | 51449 | 51.39 | 150.55 | 14710 | 770 | VT03145U.1 | 0.404 | 2015-01-01 | B | 35.23 | 66.76 | 2025-09-12 | VerticalCompact-BCD_1x2 | 2484 | 615 | 1153 |  |  | 153.7 | 28 | 28 | 630 | EC motor | 5060 | 1 | no | no | D | D | Epoxy coated aluminum | 2025-01-02 | 6 | 3 | yes | piece | 1
GCVC PD 050.2/11-44 | GCVC PD | 050.2/11-44 | 4244063 | finoox | GCVC 050.2B/1x1-2411-1-D/4/24/2.10/720/EXS/1/015023 | 2447 | 1 | 1 | 2411 | Axial | 17367 | 17533 | 36.13 | 5450 | 1260 | VT03011U.1 | 0.508 | 2025-02-02 | E | 43.57 | 74.76 | 2025-02-03 | VerticalCompact-BCD_1x1 | 804 | 586 | 753 |  |  | 47.3 | 16 | 16 | 500 | EC motor | 5060 | 1 | no | no | B | D | Epoxy coated aluminum | 2025-01-02 | 8 | 4 | yes | piece | 1
GCVC PD 050.2/13-35 | GCVC PD | 050.2/13-35 | 4250684 | finoox | GCVC 050.2D/1x3-2387-L-D/3/40/2.10/3600/AXS/1/015023 | 6016 | 3 | 1 | 2387 | Axial | 47261 | 47187 | 225.82 | 10966 | 500 | VT01435 | 0.526 | 0.37 | C | 34.57 | 66.25 | 2025-06-18 | VerticalCompact-BCD_1x3 | 3684 | 596 | 1153 |  |  | 237.2 | 28 | 28 | 500 | AC motor | 60 | L | no | no | D | D | Aluminum | 2025-01-02 | 6 | 3 | yes | piece | 1
GCVC PD 063.2/13-39 | GCVC PD | 063.2/13-39 | 4252363 | finoox | GCVC 063.2D/1x3-2553-2-D/3/40/2.10/3600/EXS/1/015023 | 10575 | 3 | 1 | 2553 | Axial | 77854 | 77775 | 225.82 | 22352 | 700 | VT03144U.1 | 0.627 | 0.52 | B | 39.06 | 70.74 | 2025-03-19 | VerticalCompact-BCD_1x3 | 3684 | 623 | 1153 |  |  | 238.2 | 35 | 35 | 630 | EC motor | 5060 | 2 | no | no | D | D | Epoxy coated aluminum | 2025-01-02 | 4 | 3 | yes | piece | 1
GCVC PD 050.2/21-37 | GCVC PD | 050.2/21-37 | 4244928 | finoox | GCVC 050.2C/2x1-2516-1-D/3/64/2.10/900/AXS/1/015023 | 5112 | 1 | 2 | 2516 | Axial | 31678 | 31824 | 90.33 | 8816 | 820 | VT03011U.1 | 0.269 | 0.68 | B | 36.55 | 68.06 | 2025-03-08 | VerticalCompact-BCD_2x1 | 984 | 800 | 1761 |  |  | 117.7 | 22 | 22 | 500 | EC motor | 5060 | 1 | no | no | C | D | Aluminum | 2025-01-02 | 8 | 3 | yes | piece | 1
GCVC PD 045.2/13-40 | GCVC PD | 045.2/13-40 | 4249034 | finoox | GCVC 045.2C/1x3-2525-1-D/6/32/2.10/2700/AXS/1/015023 | 7236 | 3 | 1 | 2525 | Axial | 50368 | 50602 | 270.99 | 9066 | 825 | VT03007U.1 | 0.295 | 0.47 | B | 39.72 | 71.22 | 22 | VerticalCompact-BCD_1x3 | 2784 | 535 | 953 |  |  | 191.8 | 28 | 28 | 450 | EC motor | 5060 | 1 | no | no | C | D | Aluminum | 2025-01-02 | 8 | 6 | yes | piece | 1
GCVC PD 063.2/22-43 | GCVC PD | 063.2/22-43 | 4247721 | finoox | GCVC 063.2D/2x2-2555-2-D/3/80/2.10/2400/EXS/1/015023 | 14881 | 2 | 2 | 2555 | Axial | 112305 | 112174 | 301.1 | 34193 | 800 | VT03144U.1 | 1222 | 0.69 | C | 43.18 | 74.99 | 2025-04-28 | VerticalCompact-BCD_2x2 | 2484 | 800 | 2161 |  |  | 313.6 | 42 | 42 | 630 | EC motor | 5060 | 2 | no | no | D | D | Epoxy coated aluminum | 2025-01-02 | 6 | 3 | yes | piece | 1
GCVC PD 063.2/11-37 | GCVC PD | 063.2/11-37 | 4251884 | finoox | GCVC 063.2D/1x1-2555-2-D/4/40/2.10/1200/EXS/1/015023 | 4779 | 1 | 1 | 2555 | Axial | 33607 | 33692 | 100.37 | 8313 | 800 | VT03144U.1 | 0.314 | 0.69 | C | 36.98 | 68.34 | 2025-06-08 | VerticalCompact-BCD_1x1 | 1284 | 623 | 1153 |  |  | 94.7 | 22 | 22 | 630 | EC motor | 5060 | 2 | no | no | D | D | Epoxy coated aluminum | 2025-01-02 | 10 | 4 | yes | piece | 1
GCVC PD 050.2/12-54 | GCVC PD | 050.2/12-54 | 4249632 | finoox | GCVC 050.2C/1x2-2562-2-D/3/32/2.10/1800/AXS/1/015023 | 5332 | 2 | 1 | 2562 | Axial | 48584 | 48625 | 90.33 | 17489 | 1595 | VT03013U.1 | 1978-01-01 | 1965-01-01 | E | 53.98 | 85.37 | 8 | VerticalCompact-BCD_1x2 | 1884 | 607 | 953 |  |  | 117.7 | 28 | 28 | 500 | EC motor | 5060 | 2 | no | no | C | D | Aluminum | 2025-01-02 | 6 | 3 | yes | piece | 1
GCVC PD 050.2/13-56 | GCVC PD | 050.2/13-56 | 4249876 | finoox | GCVC 050.2C/1x3-2563-2-D/6/32/2.10/2700/AXS/1/015023 | 9528 | 3 | 1 | 2563 | Axial | 106725 | 106844 | 270.99 | 25104 | 1680 | VT03013U.1 | 3295 | 1975-01-01 | E | 56.48 | 87.99 | 2025-03-23 | VerticalCompact-BCD_1x3 | 2784 | 607 | 953 |  |  | 212.5 | 42 | 42 | 500 | EC motor | 5060 | 2 | no | no | C | D | Aluminum | 2025-01-02 | 6 | 6 | yes | piece | 1
GCVC PD 063.2/12-40 | GCVC PD | 063.2/12-40 | 4252134 | finoox | GCVC 063.2D/1x2-2556-2-D/6/40/2.10/2400/AXS/1/015023 | 8930 | 2 | 1 | 2556 | Axial | 82545 | 82742 | 301.1 | 16651 | 850 | VT03144U.1 | 0.789 | 0.77 | C | 40.18 | 71.7 | 2025-03-25 | VerticalCompact-BCD_1x2 | 2484 | 623 | 1153 |  |  | 206.2 | 35 | 35 | 630 | EC motor | 5060 | 2 | no | no | D | D | Aluminum | 2025-01-02 | 8 | 6 | yes | piece | 1
GCVC PD 063.2/24-24 | GCVC PD | 063.2/24-24 | 4247124 | finoox | GCVC 063.2C/2x4-2500-1-D/4/64/2.10/3600/EXS/1/015023 | 22540 | 4 | 2 | 2500 | Axial | 85493 | 85565 | 481.75 | 17193 | 310 | VT03145U.1 | 0.203 | 0.13 | A+ | 2025-07-24 | 55.93 | 40.1 | VerticalCompact-BCD_2x4 | 3684 | 800 | 1761 |  |  | 429 | 35 | 35 | 630 | EC motor | 5060 | 1 | no | no | C | D | Epoxy coated aluminum | 2025-01-02 | 6 | 4 | yes | piece | 1
GCVC PD 063.2/11-18 | GCVC PD | 063.2/11-18 | 4251774 | finoox | GCVC 063.2D/1x1-2502-1-D/6/40/2.10/1200/AXS/1/015023 | 4907 | 1 | 1 | 2502 | Axial | 18794 | 18949 | 150.55 | 3170 | 385 | VT03145U.1 | 0.037 | 0.2 | A+ | 17.87 | 49.23 | 2025-04-12 | VerticalCompact-BCD_1x1 | 1284 | 615 | 1153 |  |  | 104.2 | 16 | 16 | 630 | EC motor | 5060 | 1 | no | no | D | D | Aluminum | 2025-01-02 | 12 | 6 | yes | piece | 1
GCVC PD 050.2/12-32 | GCVC PD | 050.2/12-32 | 4244213 | finoox | GCVC 050.2B/1x2-2513-1-D/4/24/2.10/1440/AXS/1/015023 | 3924 | 2 | 1 | 2513 | Axial | 22333 | 2025-04-22 | 72.26 | 5127 | 630 | VT03011U.1 | 0.146 | 0.37 | B | 32.23 | 63.52 | 6 | VerticalCompact-BCD_1x2 | 1524 | 586 | 753 |  |  | 84.6 | 18 | 18 | 500 | EC motor | 5060 | 1 | no | no | B | D | Aluminum | 2025-01-02 | 8 | 4 | yes | piece | 1
GCVC PD 045.2/24-45 | GCVC PD | 045.2/24-45 | 4244722 | finoox | GCVC 045.2C/2x4-2526-1-D/6/64/2.10/3600/AXS/1/015023 | 17346 | 4 | 2 | 2526 | Axial | 144477 | 145058 | 722.63 | 26498 | 900 | VT03007U.1 | 0.994 | 0.58 | B | 45.48 | 77.34 | 60.1 | VerticalCompact-BCD_2x4 | 3684 | 800 | 1761 |  |  | 481 | 42 | 42 | 450 | EC motor | 5060 | 1 | no | no | C | D | Aluminum | 2025-01-02 | 6 | 6 | yes | piece | 1
GCVC PD 063.2/14-40 | GCVC PD | 063.2/14-40 | 4251634 | finoox | GCVC 063.2C/1x4-2554-2-D/4/32/2.10/3600/EXS/1/015023 | 12368 | 4 | 1 | 2554 | Axial | 94.26 | 94.33 | 240.88 | 26093 | 750 | VT03144U.1 | 1188 | 0.6 | C | 39.99 | 71.62 | 2025-02-20 | VerticalCompact-BCD_1x4 | 3684 | 623 | 953 |  |  | 244.1 | 35 | 35 | 630 | EC motor | 5060 | 2 | no | no | C | D | Epoxy coated aluminum | 2025-01-02 | 4 | 4 | yes | piece | 1
GCVC PD 080.3/12-46 | GCVC PD | 080.3/12-46 | 6121765 | finoox | GCVC 080.3D/1x2-3488-I-D/3/40/2.10/2400/EXS/1/015023 | 6929 | 2 | 1 | 3488 | Axial | 71463 | 71281 | 150.55 | 27326 | 720 | VT01371 | 2358 | 1935-02-01 | E | 45.73 | 77.25 | 2025-05-13 | VerticalCompact-BCD_1x2 | 2484 | 605 | 1153 |  |  | 209.2 | 35 | 35 | 800 | AC motor | 60 | I | no | no | D | D | Epoxy coated aluminum | 2025-01-02 | 6 | 3 | yes | piece | 1
GCVC PD 080.3/13-35 | GCVC PD | 080.3/13-35 | 6163254 | finoox | GCVC 080.3D/1x3-3564-2-D/4/40/2.10/3600/AXS/1/015023 | 14582 | 3 | 1 | 3564 | Axial | 93467 | 93605 | 301.1 | 21645 | 440 | VT01445U.3 | 0.649 | 0.6 | B | 34.88 | 66.57 | 2025-02-25 | VerticalCompact-BCD_1x3 | 3684 | 620 | 1153 |  |  | 327.5 | 35 | 35 | 800 | EC motor | 5060 | 2 | no | no | D | D | Aluminum | 2025-01-02 | 4 | 4 | yes | piece | 1
GCVC PD 080.3/21-45 | GCVC PD | 080.3/21-45 | 6163322 | finoox | GCVC 080.3D/2x1-3563-2-D/6/80/2.10/1200/AXS/1/015023 | 11724 | 1 | 2 | 3563 | Axial | 96639 | 97236 | 301.1 | 19858 | 670 | VT01445U.3 | 1342 | 2015-01-01 | D | 45.41 | 77.06 | 2025-04-27 | VerticalCompact-BCD_2x1 | 1284 | 800 | 2161 |  |  | 264.7 | 35 | 35 | 800 | EC motor | 5060 | 2 | no | no | D | D | Aluminum | 2025-01-02 | 10 | 6 | yes | piece | 1
GCVC PD 050.3/11-46 | GCVC PD | 050.3/11-46 | 6171460 | finoox | GCVC 050.3D/1x1-3617-X-D/6/40/2.10/1200/AXS/1/015023 | 3226 | 1 | 1 | 3617 | Axial | 40624 | 40877 | 150.55 | 7912 | 1260 | VT01524 | 0.931 | 2025-04-04 | D | 45.94 | 77.3 | 2025-01-13 | VerticalCompact-BCD_1x1 | 1284 | 596 | 1153 |  |  | 110.7 | 28 | 28 | 500 | AC motor | 60 | X | no | no | D | D | Aluminum | 2025-01-02 | 10 | 6 | yes | piece | 1
GCVC PD 063.2/23-48 | GCVC PD | 063.2/23-48 | 4246905 | finoox | GCVC 063.2C/2x3-2413-2-D/3/64/2.10/2700/EXS/1/015023 | 18215 | 3 | 2 | 2413 | Axial | 145444 | 145.48 | 270.99 | 56202 | 1000 | VT03144U.1 | 3948 | 2025-01-01 | E | 47.86 | 79.61 | 2025-01-25 | VerticalCompact-BCD_2x3 | 2784 | 800 | 1761 |  |  | 331.9 | 42 | 42 | 630 | EC motor | 5060 | 2 | no | no | C | D | Epoxy coated aluminum | 2025-01-02 | 4 | 3 | yes | piece | 1
GCVC PD 050.2/11-46 | GCVC PD | 050.2/11-46 | 4249209 | finoox | GCVC 050.2C/1x1-2347-D-D/3/32/2.10/900/EXS/1/015023 | 2260 | 1 | 1 | 2347 | Axial | 22081 | 22196 | 45.16 | 7819 | 1390 | VT03150U | 0.676 | 1941-01-01 | E | 45.5 | 76.77 | 4 | VerticalCompact-BCD_1x1 | 984 | 569 | 953 |  |  | 63.9 | 18 | 18 | 500 | AC motor | 50 | D | no | no | C | D | Epoxy coated aluminum | 2025-01-02 | 8 | 3 | yes | piece | 1
GCVC PD 050.2/24-50 | GCVC PD | 050.2/24-50 | 4245512 | finoox | GCVC 050.2C/2x4-2348-S-D/3/64/2.10/3600/AXS/1/015023 | 11898 | 4 | 2 | 2348 | Axial | 161759 | 161113 | 361.32 | 54429 | 1180 | VT03150U | 4211 | 0.9 | D | 49.68 | 81.54 | 34.6 | VerticalCompact-BCD_2x4 | 3684 | 800 | 1761 |  |  | 431 | 54 | 54 | 500 | AC motor | 50 | S | no | no | C | D | Aluminum | 2025-01-02 | 4 | 3 | yes | piece | 1
GCVC PD 050.2/11-41 | GCVC PD | 050.2/11-41 | 4250254 | finoox | GCVC 050.2D/1x1-2421-1-D/6/40/2.10/1200/AXS/1/015023 | 3685 | 1 | 1 | 2421 | Axial | 35531 | 35.81 | 150.55 | 6696 | 1150 | VT03011U.1 | 0.346 | 1975-01-01 | C | 40.51 | 71.87 | 2025-07-12 | VerticalCompact-BCD_1x1 | 1284 | 586 | 1153 |  |  | 104.1 | 22 | 22 | 500 | EC motor | 5060 | 1 | no | no | D | D | Aluminum | 2025-01-02 | 10 | 6 | yes | piece | 1
GCVC PD 050.2/23-61 | GCVC PD | 050.2/23-61 | 4246307 | finoox | GCVC 050.2D/2x3-2410-2-D/4/80/2.10/3600/AXS/1/015023 | 20061 | 3 | 2 | 2410 | Axial | 234775 | 235104 | 602.19 | 61910 | 1770 | VT03013U.1 | 6958 | 2025-01-02 | E | 61.25 | 93.21 | 54.8 | VerticalCompact-BCD_2x3 | 3684 | 800 | 2161 |  |  | 501.5 | 54 | 54 | 500 | EC motor | 5060 | 2 | no | no | D | D | Aluminum | 2025-01-02 | 4 | 4 | yes | piece | 1
GCVC PD 063.2/13-67 | GCVC PD | 063.2/13-67 | 4251308 | finoox | GCVC 063.2C/1x3-2412-2-D/3/32/2.10/2700/EXS/1/015023 | 11540 | 3 | 1 | 2412 | Axial | 89641 | 88957 | 135.49 | 45027 | 1510 | VT03143U.1 | 10167 | 5 | E | 67.27 | 98.78 | 12 | VerticalCompact-BCD_1x3 | 2784 | 611 | 953 |  |  | 227.8 | 35 | 35 | 630 | EC motor | 5060 | 2 | no | no | C | D | Epoxy coated aluminum | 2025-01-02 | 4 | 3 | yes | piece | 1
GCVC PD 045.2/12-41 | GCVC PD | 045.2/12-41 | 4248957 | finoox | GCVC 045.2C/1x2-2527-1-D/3/32/2.10/1800/EXS/1/015023 | 4612 | 2 | 1 | 2527 | Axial | 28.81 | 28765 | 90.33 | 7905 | 975 | VT03007U.1 | 0.303 | 0.68 | C | 41.49 | 72.87 | 2025-06-07 | VerticalCompact-BCD_1x2 | 1884 | 535 | 953 |  |  | 104.4 | 22 | 22 | 450 | EC motor | 5060 | 1 | no | no | C | D | Epoxy coated aluminum | 2025-01-02 | 8 | 3 | yes | piece | 1
GCVC PD 080.2/11-35 | GCVC PD | 080.2/11-35 | 4252487 | finoox | GCVC 080.2D/1x1-2487-1-D/4/40/2.10/1200/AXS/1/015023 | 4661 | 1 | 1 | 2487 | Axial | 38217 | 38391 | 100.37 | 9724 | 600 | VT03061U.1 | 0.41 | 1985-01-01 | C | 35.31 | 66.68 | 2025-06-08 | VerticalCompact-BCD_1x1 | 1284 | 608 | 1153 |  |  | 96.7 | 22 | 22 | 800 | EC motor | 5060 | 1 | no | no | D | D | Aluminum | 2025-01-02 | 10 | 4 | yes | piece | 1
GCVC PD 063.2/14-67 | GCVC PD | 063.2/14-67 | 4251617 | finoox | GCVC 063.2C/1x4-2551-2-D/4/32/2.10/3600/AXS/1/015023 | 15103 | 4 | 1 | 2551 | Axial | 134338 | 133257 | 240.88 | 50263 | 1360 | VT03143U.1 | 10028 | 4 | E | 66.87 | 98.5 | 2025-08-20 | VerticalCompact-BCD_1x4 | 3684 | 611 | 953 |  |  | 317.2 | 42 | 42 | 630 | EC motor | 5060 | 2 | no | no | C | D | Aluminum | 2025-01-02 | 4 | 4 | yes | piece | 1
GCVC PD 063.2/12-42 | GCVC PD | 063.2/12-42 | 4251243 | finoox | GCVC 063.2C/1x2-2558-2-D/4/32/2.10/1800/AXS/1/015023 | 6655 | 2 | 1 | 2558 | Axial | 55777 | 55688 | 120.44 | 16798 | 950 | VT03144U.1 | 1175 | 1 | D | 42.27 | 73.67 | 2025-04-10 | VerticalCompact-BCD_1x2 | 1884 | 623 | 953 |  |  | 127.3 | 28 | 28 | 630 | EC motor | 5060 | 2 | no | no | C | D | Aluminum | 2025-01-02 | 8 | 4 | yes | piece | 1
GCVC PD 045.2/21-46 | GCVC PD | 045.2/21-46 | 4244479 | finoox | GCVC 045.2C/2x1-2530-1-D/6/64/2.10/900/EXS/1/015023 | 5910 | 1 | 2 | 2530 | Axial | 45.37 | 45706 | 180.66 | 8964 | 1200 | VT03007U.1 | 0.559 | 2025-01-01 | C | 45.98 | 77.48 | 2025-03-16 | VerticalCompact-BCD_2x1 | 984 | 800 | 1761 |  |  | 141.9 | 28 | 28 | 450 | EC motor | 5060 | 1 | no | no | C | D | Epoxy coated aluminum | 2025-01-02 | 12 | 6 | yes | piece | 1
GCVC PD 050.2/11-49 | GCVC PD | 050.2/11-49 | 4250334 | finoox | GCVC 050.2D/1x1-2560-2-D/4/40/2.10/1200/EXS/1/015023 | 3813 | 1 | 1 | 2560 | Axial | 33365 | 33449 | 100.37 | 8224 | 1415 | VT03013U.1 | 0.601 | 2021-01-01 | D | 49.16 | 80.52 | 2025-06-08 | VerticalCompact-BCD_1x1 | 1284 | 607 | 1153 |  |  | 94.2 | 22 | 22 | 500 | EC motor | 5060 | 2 | no | no | D | D | Epoxy coated aluminum | 2025-01-02 | 10 | 4 | yes | piece | 1
GCVC PD 050.2/14-41 | GCVC PD | 050.2/14-41 | 4250055 | finoox | GCVC 050.2C/1x4-2517-1-D/6/32/2.10/3600/EXS/1/015023 | 10656 | 4 | 1 | 2517 | Axial | 85617 | 85798 | 361.32 | 17014 | 880 | VT03011U.1 | 0.702 | 0.84 | B | 40.76 | 72.38 | 2025-05-29 | VerticalCompact-BCD_1x4 | 3684 | 586 | 953 |  |  | 257.3 | 35 | 35 | 500 | EC motor | 5060 | 1 | no | no | C | D | Epoxy coated aluminum | 2025-01-02 | 6 | 6 | yes | piece | 1
GCVC PD 063.2/23-20 | GCVC PD | 063.2/23-20 | 4247845 | finoox | GCVC 063.2D/2x3-2500-1-D/4/80/2.10/3600/AXS/1/015023 | 19972 | 3 | 2 | 2500 | Axial | 87.29 | 88689 | 602.19 | 16378 | 310 | VT03145U.1 | 0.141 | 0.13 | A+ | 19.63 | 51.59 | 50.2 | VerticalCompact-BCD_2x3 | 3684 | 800 | 2161 |  |  | 470.5 | 35 | 35 | 630 | EC motor | 5060 | 1 | no | no | D | D | Aluminum | 2025-01-02 | 6 | 4 | yes | piece | 1
GCVC PD 063.2/12-21 | GCVC PD | 063.2/12-21 | 4251121 | finoox | GCVC 063.2C/1x2-2500-1-D/6/32/2.10/1800/EXS/1/015023 | 7138 | 2 | 1 | 2500 | Axial | 21943 | 22142 | 180.66 | 3708 | 310 | VT03145U.1 | 0.052 | 0.13 | A+ | 21.28 | 52.67 | 2025-06-14 | VerticalCompact-BCD_1x2 | 1884 | 615 | 953 |  |  | 135.1 | 18 | 18 | 630 | EC motor | 5060 | 1 | no | no | C | D | Epoxy coated aluminum | 2025-01-02 | 12 | 6 | yes | piece | 1
GCVC PD 050.2/11-29 | GCVC PD | 050.2/11-29 | 4250267 | finoox | GCVC 050.2D/1x1-2513-1-D/3/40/2.10/1200/EXS/1/015023 | 3160 | 1 | 1 | 2513 | Axial | 15979 | 15964 | 75.27 | 3684 | 630 | VT03011U.1 | 0.063 | 0.37 | A+ | 28.72 | 60.08 | 2025-03-06 | VerticalCompact-BCD_1x1 | 1284 | 586 | 1153 |  |  | 81.5 | 16 | 16 | 500 | EC motor | 5060 | 1 | no | no | D | D | Epoxy coated aluminum | 2025-01-02 | 10 | 3 | yes | piece | 1
GCVC PD 045.2/24-54 | GCVC PD | 045.2/24-54 | 4244757 | finoox | GCVC 045.2C/2x4-2532-1-D/4/64/2.10/3600/AXS/1/015023 | 15376 | 4 | 2 | 2532 | Axial | 172541 | 172778 | 481.75 | 43066 | 1350 | VT03007U.1 | 3097 | 1965-01-01 | D | 54.06 | 85.92 | 44 | VerticalCompact-BCD_2x4 | 3684 | 800 | 1761 |  |  | 415.3 | 54 | 54 | 450 | EC motor | 5060 | 1 | no | no | C | D | Aluminum | 2025-01-02 | 4 | 4 | yes | piece | 1
GCVC PD 045.2/13-51 | GCVC PD | 045.2/13-51 | 4243994 | finoox | GCVC 045.2B/1x3-2532-1-D/3/24/2.10/2160/EXS/1/015023 | 5453 | 3 | 1 | 2532 | Axial | 38969 | 38938 | 81.3 | 14387 | 1350 | VT03007U.1 | 1185 | 1965-01-01 | E | 50.75 | 82.13 | 2025-08-06 | VerticalCompact-BCD_1x3a | 2244 | 535 | 753 |  |  | 108.7 | 22 | 22 | 450 | EC motor | 5060 | 1 | no | no | B | D | Epoxy coated aluminum | 2025-01-02 | 6 | 3 | yes | piece | 1
GCVC PD 080.2/12-48 | GCVC PD | 080.2/12-48 | 4252836 | finoox | GCVC 080.2D/1x2-2537-2-D/4/40/2.10/2400/EXS/1/015023 | 9994 | 2 | 1 | 2537 | Axial | 83458 | 83309 | 200.73 | 24731 | 750 | VT03059U.2 | 1656 | 2025-05-01 | D | 47.58 | 79.11 | 2025-05-17 | VerticalCompact-BCD_1x2 | 2484 | 650 | 1153 |  |  | 203.4 | 35 | 35 | 800 | EC motor | 5060 | 2 | no | no | D | D | Epoxy coated aluminum | 2025-01-02 | 6 | 4 | yes | piece | 1
GCVC PD 063.2/23-42 | GCVC PD | 063.2/23-42 | 4247020 | finoox | GCVC 063.2C/2x3-2554-2-D/4/64/2.10/2700/EXS/1/015023 | 19478 | 3 | 2 | 2554 | Axial | 145851 | 146186 | 361.32 | 39140 | 750 | VT03144U.1 | 1782 | 0.6 | C | 41.63 | 73.38 | 32.2 | VerticalCompact-BCD_2x3 | 2784 | 800 | 1761 |  |  | 358 | 42 | 42 | 630 | EC motor | 5060 | 2 | no | no | C | D | Epoxy coated aluminum | 2025-01-02 | 4 | 4 | yes | piece | 1
GCVC PD 080.2/12-53 | GCVC PD | 080.2/12-53 | 4252947 | finoox | GCVC 080.2D/1x2-2710-2-D/3/40/2.10/2400/EXS/1/015023 | 9425 | 2 | 1 | 2710 | Axial | 88184 | 88427 | 150.55 | 36542 | 975 | VT03059U.2 | 3791 | 3 | E | 52.85 | 84.38 | 2025-06-13 | VerticalCompact-BCD_1x2 | 2484 | 650 | 1153 |  |  | 189 | 35 | 35 | 800 | EC motor | 5060 | 2 | no | no | D | D | Epoxy coated aluminum | 2025-01-02 | 4 | 3 | yes | piece | 1
GCVC PD 080.3/21-45 | GCVC PD | 080.3/21-45 | 6063291 | finoox | GCVC 080.3D/2x1-3482-S-D/4/80/2.10/1200/AXS/1/015023 | 7467 | 1 | 2 | 3482 | Axial | 83768 | 83986 | 200.73 | 22373 | 650 | VT01526 | 2031 | 2025-07-01 | D | 44.91 | 76.56 | 2025-04-19 | VerticalCompact-BCD_2x1 | 1284 | 800 | 2161 |  |  | 232.3 | 35 | 35 | 800 | AC motor | 50 | S | no | no | D | D | Aluminum | 2025-01-02 | 10 | 4 | yes | piece | 1
GCVC PD 050.2/23-34 | GCVC PD | 050.2/23-34 | 4246267 | finoox | GCVC 050.2D/2x3-2385-J-D/3/80/2.10/3600/EXS/1/015023 | 12285 | 3 | 2 | 2385 | Axial | 84.28 | 84139 | 451.65 | 18983 | 430 | VT01435 | 0.793 | 0.32 | C | 33.8 | 65.76 | 38.5 | VerticalCompact-BCD_2x3 | 3684 | 800 | 2161 |  |  | 451.2 | 35 | 35 | 500 | AC motor | 60 | J | no | no | D | D | Epoxy coated aluminum | 2025-01-02 | 6 | 3 | yes | piece | 1
GCVC PD 063.2/12-59 | GCVC PD | 063.2/12-59 | 4251913 | finoox | GCVC 063.2D/1x2-2356-D-D/3/40/2.10/2400/EXS/1/015023 | 6845 | 2 | 1 | 2356 | Axial | 84999 | 85223 | 150.55 | 33847 | 1330 | VT01441 | 4821 | 5 | E | 58.79 | 90.32 | 2025-06-13 | VerticalCompact-BCD_1x2 | 2484 | 606 | 1153 |  |  | 199.6 | 35 | 35 | 630 | AC motor | 50 | D | no | no | D | D | Epoxy coated aluminum | 2025-01-02 | 4 | 3 | yes | piece | 1
GCVC PD 050.2/13-45 | GCVC PD | 050.2/13-45 | 4249686 | finoox | GCVC 050.2C/1x3-2348-S-D/6/32/2.10/2700/AXS/1/015023 | 6293 | 3 | 1 | 2348 | Axial | 85585 | 85878 | 270.99 | 17799 | 1180 | VT03150U | 1965-01-01 | 0.9 | D | 44.97 | 76.48 | 2025-06-22 | VerticalCompact-BCD_1x3 | 2784 | 569 | 953 |  |  | 211.3 | 35 | 35 | 500 | AC motor | 50 | S | no | no | C | D | Aluminum | 2025-01-02 | 6 | 6 | yes | piece | 1
GCVC PD 050.2/12-57 | GCVC PD | 050.2/12-57 | 4244195 | finoox | GCVC 050.2B/1x2-2410-2-D/4/24/2.10/1440/EXS/1/015023 | 5091 | 2 | 1 | 2410 | Axial | 41791 | 41.8 | 72.26 | 15546 | 1770 | VT03013U.1 | 2642 | 2025-01-02 | E | 56.82 | 88.11 | 2025-04-06 | VerticalCompact-BCD_1x2 | 1524 | 607 | 753 |  |  | 94.7 | 28 | 28 | 500 | EC motor | 5060 | 2 | no | no | B | D | Epoxy coated aluminum | 2025-01-02 | 8 | 4 | yes | piece | 1
GCVC PD 063.2/12-62 | GCVC PD | 063.2/12-62 | 4252102 | finoox | GCVC 063.2D/1x2-2551-2-D/3/40/2.10/2400/AXS/1/015023 | 8864 | 2 | 1 | 2551 | Axial | 85792 | 86078 | 150.55 | 31792 | 1360 | VT03143U.1 | 4601 | 4 | E | 61.7 | 93.22 | 2025-06-13 | VerticalCompact-BCD_1x2 | 2484 | 611 | 1153 |  |  | 198.8 | 35 | 35 | 630 | EC motor | 5060 | 2 | no | no | D | D | Aluminum | 2025-01-02 | 4 | 3 | yes | piece | 1
GCVC PD 045.2/21-33 | GCVC PD | 045.2/21-33 | 4244435 | finoox | GCVC 045.2C/2x1-2523-1-D/3/64/2.10/900/EXS/1/015023 | 4936 | 1 | 2 | 2523 | Axial | 21878 | 21945 | 90.33 | 5415 | 675 | VT03007U.1 | 0.115 | 0.3 | A | 33.35 | 64.86 | 8 | VerticalCompact-BCD_2x1 | 984 | 800 | 1761 |  |  | 113.3 | 18 | 18 | 450 | EC motor | 5060 | 1 | no | no | C | D | Epoxy coated aluminum | 2025-01-02 | 8 | 3 | yes | piece | 1
GCVC PD 045.2/11-47 | GCVC PD | 045.2/11-47 | 4248902 | finoox | GCVC 045.2C/1x1-2533-1-D/6/32/2.10/900/AXS/1/015023 | 3076 | 1 | 1 | 2533 | Axial | 26531 | 26774 | 90.33 | 5367 | 1425 | VT03007U.1 | 0.461 | 2025-09-01 | D | 46.91 | 78.17 | 2025-07-07 | VerticalCompact-BCD_1x1 | 984 | 535 | 953 |  |  | 70.7 | 18 | 18 | 450 | EC motor | 5060 | 1 | no | no | C | D | Aluminum | 2025-01-02 | 12 | 6 | yes | piece | 1
GCVC PD 050.2/14-38 | GCVC PD | 050.2/14-38 | 4250041 | finoox | GCVC 050.2C/1x4-2515-1-D/3/32/2.10/3600/EXS/1/015023 | 8614 | 4 | 1 | 2515 | Axial | 58.72 | 58646 | 180.66 | 16229 | 755 | VT03011U.1 | 0.433 | 0.58 | B | 37.69 | 69.32 | 2025-09-14 | VerticalCompact-BCD_1x4 | 3684 | 586 | 953 |  |  | 204.9 | 28 | 28 | 500 | EC motor | 5060 | 1 | no | no | C | D | Epoxy coated aluminum | 2025-01-02 | 4 | 3 | yes | piece | 1
GCVC PD 050.2/14-42 | GCVC PD | 050.2/14-42 | 4250061 | finoox | GCVC 050.2C/1x4-2518-1-D/6/32/2.10/3600/EXS/1/015023 | 10656 | 4 | 1 | 2518 | Axial | 89951 | 90069 | 361.32 | 18301 | 945 | VT03011U.1 | 0.851 | 1 | C | 42.25 | 73.88 | 2025-05-29 | VerticalCompact-BCD_1x4 | 3684 | 586 | 953 |  |  | 257.3 | 35 | 35 | 500 | EC motor | 5060 | 1 | no | no | C | D | Epoxy coated aluminum | 2025-01-02 | 6 | 6 | yes | piece | 1
GCVC PD 045.2/21-40 | GCVC PD | 045.2/21-40 | 4244453 | finoox | GCVC 045.2C/2x1-2526-1-D/3/64/2.10/900/EXS/1/015023 | 4913 | 1 | 2 | 2526 | Axial | 27201 | 27.24 | 90.33 | 7281 | 900 | VT03007U.1 | 0.243 | 0.58 | C | 39.62 | 71.13 | 2025-03-08 | VerticalCompact-BCD_2x1 | 984 | 800 | 1761 |  |  | 114.2 | 22 | 22 | 450 | EC motor | 5060 | 1 | no | no | C | D | Epoxy coated aluminum | 2025-01-02 | 12 | 3 | yes | piece | 1
GCVC PD 050.2/14-46 | GCVC PD | 050.2/14-46 | 4250078 | finoox | GCVC 050.2C/1x4-2521-1-D/4/32/2.10/3600/EXS/1/015023 | 9267 | 4 | 1 | 2521 | Axial | 89632 | 89706 | 240.88 | 23892 | 1135 | VT03011U.1 | 1381 | 1965-01-01 | D | 46.39 | 78.01 | 2025-02-20 | VerticalCompact-BCD_1x4 | 3684 | 586 | 953 |  |  | 222.7 | 35 | 35 | 500 | EC motor | 5060 | 1 | no | no | C | D | Epoxy coated aluminum | 2025-01-02 | 4 | 4 | yes | piece | 1
GCVC PD 080.2/22-61 | GCVC PD | 080.2/22-61 | 4248513 | finoox | GCVC 080.2D/2x2-2658-J-D/4/80/2.10/2400/AXS/1/015023 | 15568 | 2 | 2 | 2658 | Axial | 193968 | 193698 | 401.46 | 61408 | 1030 | VT01384U | 1961-06-01 | 2025-03-03 | E | 60.85 | 92.66 | 39.4 | VerticalCompact-BCD_2x2 | 2484 | 800 | 2161 |  |  | 413.4 | 54 | 54 | 800 | AC motor | 60 | J | no | no | D | D | Aluminum | 2025-01-02 | 6 | 4 | yes | piece | 1
GCVC PD 050.2/21-51 | GCVC PD | 050.2/21-51 | 4245948 | finoox | GCVC 050.2D/2x1-2790-K-D/6/80/2.10/1200/AXS/1/015023 | 6335 | 1 | 2 | 2790 | Axial | 92623 | 93192 | 301.1 | 18756 | 1640 | VT03150U | 1932 | 1964-01-01 | D | 51.39 | 83.04 | 2025-04-27 | VerticalCompact-BCD_2x1 | 1284 | 800 | 2161 |  |  | 218.6 | 35 | 35 | 500 | AC motor | 60 | K | no | no | D | D | Aluminum | 2025-01-02 | 10 | 6 | yes | piece | 1
GCVC PD 080.3/11-44 | GCVC PD | 080.3/11-44 | 6096303 | finoox | GCVC 080.3D/1x1-3490-K-D/3/40/2.10/1200/AXS/1/015023 | 4058 | 1 | 1 | 3490 | Axial | 40941 | 41069 | 75.27 | 14694 | 770 | VT01371 | 1318 | 2025-04-02 | E | 44.29 | 75.66 | 2025-01-07 | VerticalCompact-BCD_1x1 | 1284 | 605 | 1153 |  |  | 111.4 | 28 | 28 | 800 | AC motor | 60 | K | no | no | D | D | Aluminum | 2025-01-02 | 8 | 3 | yes | piece | 1
GCVC PD 080.3/22-53 | GCVC PD | 080.3/22-53 | 6071327 | finoox | GCVC 080.3D/2x2-3562-2-D/3/80/2.10/2400/AXS/1/015023 | 21943 | 2 | 2 | 3562 | Axial | 164111 | 164647 | 301.1 | 58486 | 800 | VT01445U.3 | 4263 | 1985-01-01 | D | 52.54 | 84.35 | 31.6 | VerticalCompact-BCD_2x2 | 2484 | 800 | 2161 |  |  | 409.9 | 54 | 54 | 800 | EC motor | 5060 | 2 | no | no | D | D | Aluminum | 2025-01-02 | 4 | 3 | yes | piece | 1
GCVC PD 040.2/13-46 | GCVC PD | 040.2/13-46 | 4243805 | finoox | GCVC 040.2B/1x3-1734-W-D/4/24/2.10/2160/AXS/1/015023 | 3331 | 3 | 1 | 1734 | Axial | 39722 | 39813 | 108.39 | 9890 | 1310 | VT0605 | 0.598 | 0.85 | D | 46.44 | 77.81 | 2025-09-08 | VerticalCompact-BCD_1x3a | 2244 | 476 | 753 |  |  | 115.7 | 22 | 22 | 400 | AC motor | 50 | W | no | no | B | D | Aluminum | 2025-01-02 | 6 | 4 | yes | piece | 1
GCVC PD 050.2/12-31 | GCVC PD | 050.2/12-31 | 4250374 | finoox | GCVC 050.2D/1x2-2333-S-D/6/40/2.10/2400/AXS/1/015023 | 5446 | 2 | 1 | 2333 | Axial | 42273 | 42561 | 301.1 | 7179 | 530 | VT01435 | 0.297 | 0.35 | B | 30.66 | 62.18 | 2025-06-24 | VerticalCompact-BCD_1x2 | 2484 | 596 | 1153 |  |  | 205.3 | 28 | 28 | 500 | AC motor | 50 | S | no | no | D | D | Aluminum | 2025-01-02 | 8 | 6 | yes | piece | 1
GCVC PD 040.2/13-43 | GCVC PD | 040.2/13-43 | 4243814 | finoox | GCVC 040.2B/1x3-2346-W-D/3/24/2.10/2160/EXS/1/015023 | 3354 | 3 | 1 | 2346 | Axial | 26397 | 26384 | 81.3 | 7213 | 895 | VT0607 | 0.264 | 0.33 | C | 42.9 | 74.28 | 2025-08-06 | VerticalCompact-BCD_1x3a | 2244 | 530 | 753 |  |  | 106.7 | 22 | 22 | 400 | AC motor | 50 | W | no | no | B | D | Epoxy coated aluminum | 2025-01-02 | 6 | 3 | yes | piece | 1
GCVC PD 050.2/11-38 | GCVC PD | 050.2/11-38 | 4249241 | finoox | GCVC 050.2C/1x1-2384-I-D/4/32/2.10/900/AXS/1/015023 | 2222 | 1 | 1 | 2384 | Axial | 20423 | 20538 | 60.22 | 4978 | 790 | VT01435 | 0.369 | 0.88 | D | 38.39 | 69.66 | 2025-02-05 | VerticalCompact-BCD_1x1 | 984 | 596 | 953 |  |  | 68.7 | 18 | 18 | 500 | AC motor | 60 | I | no | no | C | D | Aluminum | 2025-01-02 | 8 | 4 | yes | piece | 1
GCVC PD 050.2/12-42 | GCVC PD | 050.2/12-42 | 4250429 | finoox | GCVC 050.2D/1x2-2384-I-D/3/40/2.10/2400/EXS/1/015023 | 4356 | 2 | 1 | 2384 | Axial | 44.41 | 44261 | 150.55 | 11604 | 790 | VT01435 | 0.703 | 0.88 | D | 41.88 | 73.41 | 2025-09-12 | VerticalCompact-BCD_1x2 | 2484 | 596 | 1153 |  |  | 161.9 | 28 | 28 | 500 | AC motor | 60 | I | no | no | D | D | Epoxy coated aluminum | 2025-01-02 | 6 | 3 | yes | piece | 1
GCVC PD 063.2/23-48 | GCVC PD | 063.2/23-48 | 4246906 | finoox | GCVC 063.2C/2x3-2413-2-D/4/64/2.10/2700/EXS/1/015023 | 19654 | 3 | 2 | 2413 | Axial | 174944 | 175.32 | 361.32 | 53232 | 1000 | VT03144U.1 | 4091 | 2025-01-01 | D | 47.79 | 79.54 | 34.7 | VerticalCompact-BCD_2x3 | 2784 | 800 | 1761 |  |  | 363.1 | 54 | 54 | 630 | EC motor | 5060 | 2 | no | no | C | D | Epoxy coated aluminum | 2025-01-02 | 4 | 4 | yes | piece | 1
GCVC PD 050.2/11-52 | GCVC PD | 050.2/11-52 | 4250246 | finoox | GCVC 050.2D/1x1-2420-2-D/3/40/2.10/1200/AXS/1/015023 | 3472 | 1 | 1 | 2420 | Axial | 31976 | 31994 | 75.27 | 9851 | 1600 | VT03013U.1 | 0.864 | 1965-01-01 | E | 51.5 | 82.87 | 2025-06-06 | VerticalCompact-BCD_1x1 | 1284 | 607 | 1153 |  |  | 86.9 | 22 | 22 | 500 | EC motor | 5060 | 2 | no | no | D | D | Aluminum | 2025-01-02 | 10 | 3 | yes | piece | 1
GCVC PD 050.2/11-45 | GCVC PD | 050.2/11-45 | 4249211 | finoox | GCVC 050.2C/1x1-2347-D-D/6/32/2.10/900/EXS/1/015023 | 2775 | 1 | 1 | 2347 | Axial | 31246 | 31524 | 90.33 | 6930 | 1390 | VT03150U | 0.715 | 1941-01-01 | D | 45.25 | 76.52 | 2025-08-07 | VerticalCompact-BCD_1x1 | 984 | 569 | 953 |  |  | 77.5 | 22 | 22 | 500 | AC motor | 50 | D | no | no | C | D | Epoxy coated aluminum | 2025-01-02 | 8 | 6 | yes | piece | 1
GCVC PD 063.2/21-20 | GCVC PD | 063.2/21-20 | 4247316 | finoox | GCVC 063.2D/2x1-2399-J-D/3/80/2.10/1200/AXS/1/015023 | 6326 | 1 | 2 | 2399 | Axial | 30735 | 30864 | 150.55 | 6883 | 290 | VT01442 | 0.14 | 0.14 | A | 2025-01-20 | 51.66 | 2025-02-13 | VerticalCompact-BCD_2x1 | 1284 | 800 | 2161 |  |  | 169.7 | 22 | 22 | 630 | AC motor | 60 | J | no | no | D | D | Aluminum | 2025-01-02 | 10 | 3 | yes | piece | 1
GCVC PD 050.2/22-53 | GCVC PD | 050.2/22-53 | 4246157 | finoox | GCVC 050.2D/2x2-2559-2-D/4/80/2.10/2400/AXS/1/015023 | 13139 | 2 | 2 | 2559 | Axial | 129882 | 130061 | 401.46 | 30807 | 1330 | VT03013U.1 | 1999-01-01 | 2025-08-01 | D | 53.31 | 85.12 | 36.3 | VerticalCompact-BCD_2x2 | 2484 | 800 | 2161 |  |  | 340.6 | 42 | 42 | 500 | EC motor | 5060 | 2 | no | no | D | D | Aluminum | 2025-01-02 | 6 | 4 | yes | piece | 1
GCVC PD 050.2/13-52 | GCVC PD | 050.2/13-52 | 4249850 | finoox | GCVC 050.2C/1x3-2559-2-D/3/32/2.10/2700/AXS/1/015023 | 8105 | 3 | 1 | 2559 | Axial | 65849 | 65966 | 135.49 | 21734 | 1330 | VT03013U.1 | 1564 | 2025-08-01 | D | 51.61 | 83.13 | 12 | VerticalCompact-BCD_1x3 | 2784 | 607 | 953 |  |  | 172.4 | 35 | 35 | 500 | EC motor | 5060 | 2 | no | no | C | D | Aluminum | 2025-01-02 | 4 | 3 | yes | piece | 1
GCVC PD 063.2/11-31 | GCVC PD | 063.2/11-31 | 4251828 | finoox | GCVC 063.2D/1x1-2511-1-D/6/40/2.10/1200/AXS/1/015023 | 4957 | 1 | 1 | 2511 | Axial | 33676 | 33908 | 150.55 | 6263 | 730 | VT03145U.1 | 0.191 | 1 | B | 31.44 | 62.8 | 2025-07-12 | VerticalCompact-BCD_1x1 | 1284 | 615 | 1153 |  |  | 105 | 22 | 22 | 630 | EC motor | 5060 | 1 | no | no | D | D | Aluminum | 2025-01-02 | 10 | 6 | yes | piece | 1
GCVC PD 050.2/12-43 | GCVC PD | 050.2/12-43 | 4250548 | finoox | GCVC 050.2D/1x2-2520-1-D/6/40/2.10/2400/AXS/1/015023 | 6493 | 2 | 1 | 2520 | Axial | 64.82 | 65163 | 301.1 | 12014 | 1070 | VT03011U.1 | 0.56 | 2025-04-01 | C | 42.69 | 74.21 | 2025-03-25 | VerticalCompact-BCD_1x2 | 2484 | 586 | 1153 |  |  | 196 | 35 | 35 | 500 | EC motor | 5060 | 1 | no | no | D | D | Aluminum | 2025-01-02 | 8 | 6 | yes | piece | 1
GCVC PD 045.2/14-39 | GCVC PD | 045.2/14-39 | 4249118 | finoox | GCVC 045.2C/1x4-2524-1-D/6/32/2.10/3600/AXS/1/015023 | 9218 | 4 | 1 | 2524 | Axial | 61.96 | 62287 | 361.32 | 10932 | 750 | VT03007U.1 | 0.306 | 0.37 | A | 38.81 | 70.43 | 29 | VerticalCompact-BCD_1x4 | 3684 | 535 | 953 |  |  | 251 | 28 | 28 | 450 | EC motor | 5060 | 1 | no | no | C | D | Aluminum | 2025-01-02 | 6 | 6 | yes | piece | 1
GCVC PD 063.2/11-20 | GCVC PD | 063.2/11-20 | 4251780 | finoox | GCVC 063.2D/1x1-2503-1-D/6/40/2.10/1200/AXS/1/015023 | 4926 | 1 | 1 | 2503 | Axial | 20559 | 20728 | 150.55 | 3508 | 425 | VT03145U.1 | 0.046 | 0.25 | A+ | 19.87 | 51.24 | 2025-05-12 | VerticalCompact-BCD_1x1 | 1284 | 615 | 1153 |  |  | 104.3 | 18 | 18 | 630 | EC motor | 5060 | 1 | no | no | D | D | Aluminum | 2025-01-02 | 12 | 6 | yes | piece | 1
GCVC PD 050.2/11-28 | GCVC PD | 050.2/11-28 | 4244076 | finoox | GCVC 050.2B/1x1-2513-1-D/3/24/2.10/720/AXS/1/015023 | 2322 | 1 | 1 | 2513 | Axial | 9717 | 1977-09-01 | 2025-01-27 | 2766 | 630 | VT03011U.1 | 0.072 | 0.37 | B | 28.37 | 59.56 | 2025-04-02 | VerticalCompact-BCD_1x1 | 804 | 586 | 753 |  |  | 44.1 | 16 | 16 | 500 | EC motor | 5060 | 1 | no | no | B | D | Aluminum | 2025-01-02 | 12 | 3 | yes | piece | 1
GCVC PD 080.3/11-48 | GCVC PD | 080.3/11-48 | 6163886 | finoox | GCVC 080.3D/1x1-3485-I-D/4/40/2.10/1200/EXS/1/015023 | 4506 | 1 | 1 | 3485 | Axial | 49217 | 49228 | 100.37 | 15659 | 900 | VT01526 | 2293 | 2025-09-03 | E | 48.11 | 79.48 | 2025-01-09 | VerticalCompact-BCD_1x1 | 1284 | 611 | 1153 |  |  | 117.3 | 28 | 28 | 800 | AC motor | 60 | I | no | no | D | D | Epoxy coated aluminum | 2025-01-02 | 10 | 4 | yes | piece | 1
GCVC PD 045.2/11-48 | GCVC PD | 045.2/11-48 | 4248817 | finoox | GCVC 045.2C/1x1-0423-X-D/4/32/2.10/900/AXS/1/015023 | 2141 | 1 | 1 | 423 | Axial | 23.66 | 23829 | 60.22 | 6134 | 1460 | VT0326U | 0.603 | 3 | E | 48.37 | 79.63 | 2025-02-05 | VerticalCompact-BCD_1x1 | 984 | 521 | 953 |  |  | 65.7 | 18 | 18 | 450 | AC motor | 60 | X | no | no | C | D | Aluminum | 2025-01-02 | 8 | 4 | yes | piece | 1
GCVC PD 080.2/21-55 | GCVC PD | 080.2/21-55 | 4247995 | finoox | GCVC 080.2D/2x1-1656-2-D/4/80/2.10/1200/AXS/1/015023 | 10038 | 1 | 2 | 1656 | Axial | 112309 | 112834 | 200.73 | 35738 | 1000 | VT03059U.2 | 4312 | 2025-02-03 | E | 54.53 | 86.18 | 2025-09-20 | VerticalCompact-BCD_2x1 | 1284 | 800 | 2161 |  |  | 217.4 | 42 | 42 | 800 | EC motor | 5060 | 2 | no | no | D | D | Aluminum | 2025-01-02 | 8 | 4 | yes | piece | 1
GCVC PD 050.2/22-41 | GCVC PD | 050.2/22-41 | 4245958 | finoox | GCVC 050.2D/2x2-2332-D-D/3/80/2.10/2400/AXS/1/015023 | 7836 | 2 | 2 | 2332 | Axial | 88023 | 87.98 | 301.1 | 22288 | 850 | VT01435 | 0.984 | 0.74 | C | 41.45 | 73.26 | 2025-09-26 | VerticalCompact-BCD_2x2 | 2484 | 800 | 2161 |  |  | 310.3 | 35 | 35 | 500 | AC motor | 50 | D | no | no | D | D | Aluminum | 2025-01-02 | 6 | 3 | yes | piece | 1
GCVC PD 050.2/21-42 | GCVC PD | 050.2/21-42 | 4245778 | finoox | GCVC 050.2D/2x1-2384-I-D/3/80/2.10/1200/AXS/1/015023 | 4772 | 1 | 2 | 2384 | Axial | 45.32 | 45333 | 150.55 | 11604 | 790 | VT01435 | 0.703 | 0.88 | D | 41.76 | 73.41 | 14 | VerticalCompact-BCD_2x1 | 1284 | 800 | 2161 |  |  | 172.3 | 28 | 28 | 500 | AC motor | 60 | I | no | no | D | D | Aluminum | 2025-01-02 | 10 | 3 | yes | piece | 1
GCVC PD 050.2/11-39 | GCVC PD | 050.2/11-39 | 4250187 | finoox | GCVC 050.2D/1x1-2384-I-D/4/40/2.10/1200/AXS/1/015023 | 2674 | 1 | 1 | 2384 | Axial | 26156 | 26236 | 100.37 | 5684 | 790 | VT01435 | 0.354 | 0.88 | D | 38.91 | 70.28 | 2025-06-08 | VerticalCompact-BCD_1x1 | 1284 | 596 | 1153 |  |  | 94.6 | 22 | 22 | 500 | AC motor | 60 | I | no | no | D | D | Aluminum | 2025-01-02 | 10 | 4 | yes | piece | 1
GCVC PD 050.2/13-43 | GCVC PD | 050.2/13-43 | 4249717 | finoox | GCVC 050.2C/1x3-2384-I-D/6/32/2.10/2700/EXS/1/015023 | 6686 | 3 | 1 | 2384 | Axial | 69128 | 69442 | 270.99 | 13544 | 790 | VT01435 | 2013-01-01 | 0.88 | D | 42.69 | 74.2 | 2025-06-22 | VerticalCompact-BCD_1x3 | 2784 | 596 | 953 |  |  | 212.4 | 35 | 35 | 500 | AC motor | 60 | I | no | no | C | D | Epoxy coated aluminum | 2025-01-02 | 6 | 6 | yes | piece | 1
GCVC PD 063.2/22-55 | GCVC PD | 063.2/22-55 | 4247512 | finoox | GCVC 063.2D/2x2-2357-S-D/4/80/2.10/2400/EXS/1/015023 | 14874 | 2 | 2 | 2357 | Axial | 167808 | 167571 | 401.46 | 49275 | 1040 | VT01441 | 6069 | 3 | E | 54.74 | 86.55 | 39.4 | VerticalCompact-BCD_2x2 | 2484 | 800 | 2161 |  |  | 422.5 | 54 | 54 | 630 | AC motor | 50 | S | no | no | D | D | Epoxy coated aluminum | 2025-01-02 | 6 | 4 | yes | piece | 1
GCVC PD 050.2/12-36 | GCVC PD | 050.2/12-36 | 4244170 | finoox | GCVC 050.2B/1x2-2355-X-D/3/24/2.10/1440/AXS/1/015023 | 2750 | 2 | 1 | 2355 | Axial | 24149 | 24165 | 54.2 | 7593 | 810 | VT03093U | 0.594 | 2025-03-01 | D | 35.79 | 67.07 | 2025-06-04 | VerticalCompact-BCD_1x2 | 1524 | 569 | 753 |  |  | 85 | 18 | 18 | 500 | AC motor | 60 | X | no | no | B | D | Aluminum | 2025-01-02 | 8 | 3 | yes | piece | 1
GCVC PD 050.2/11-40 | GCVC PD | 050.2/11-40 | 4249214 | finoox | GCVC 050.2C/1x1-2348-S-D/6/32/2.10/900/AXS/1/015023 | 2601 | 1 | 1 | 2348 | Axial | 28637 | 28861 | 90.33 | 5933 | 1180 | VT03150U | 0.55 | 0.9 | D | 40.44 | 71.71 | 2025-08-07 | VerticalCompact-BCD_1x1 | 984 | 569 | 953 |  |  | 77.5 | 22 | 22 | 500 | AC motor | 50 | S | no | no | C | D | Aluminum | 2025-01-02 | 12 | 6 | yes | piece | 1
GCVC PD 045.2/12-42 | GCVC PD | 045.2/12-42 | 4248959 | finoox | GCVC 045.2C/1x2-2527-1-D/6/32/2.10/1800/EXS/1/015023 | 5587 | 2 | 1 | 2527 | Axial | 38673 | 38873 | 180.66 | 7207 | 975 | VT03007U.1 | 0.31 | 0.68 | B | 41.65 | 73.03 | 2025-08-14 | VerticalCompact-BCD_1x2 | 1884 | 535 | 953 |  |  | 130.5 | 22 | 22 | 450 | EC motor | 5060 | 1 | no | no | C | D | Epoxy coated aluminum | 2025-01-02 | 8 | 6 | yes | piece | 1
GCVC PD 063.2/24-41 | GCVC PD | 063.2/24-41 | 4247216 | finoox | GCVC 063.2C/2x4-2553-2-D/3/64/2.10/3600/AXS/1/015023 | 22840 | 4 | 2 | 2553 | Axial | 156.61 | 156465 | 361.32 | 51371 | 700 | VT03144U.1 | 1886 | 0.52 | C | 41.17 | 73.03 | 34.6 | VerticalCompact-BCD_2x4 | 3684 | 800 | 1761 |  |  | 434.9 | 54 | 54 | 630 | EC motor | 5060 | 2 | no | no | C | D | Aluminum | 2025-01-02 | 4 | 3 | yes | piece | 1
GCVC PD 045.2/21-46 | GCVC PD | 045.2/21-46 | 4244475 | finoox | GCVC 045.2C/2x1-2530-1-D/4/64/2.10/900/AXS/1/015023 | 4872 | 1 | 2 | 2530 | Axial | 39611 | 39849 | 120.44 | 9533 | 1200 | VT03007U.1 | 0.551 | 2025-01-01 | D | 45.83 | 77.34 | 2025-07-10 | VerticalCompact-BCD_2x1 | 984 | 800 | 1761 |  |  | 123 | 22 | 22 | 450 | EC motor | 5060 | 1 | no | no | C | D | Aluminum | 2025-01-02 | 8 | 4 | yes | piece | 1
GCVC PD 045.2/13-51 | GCVC PD | 045.2/13-51 | 4249082 | finoox | GCVC 045.2C/1x3-2533-1-D/6/32/2.10/2700/AXS/1/015023 | 7275 | 3 | 1 | 2533 | Axial | 79939 | 80226 | 270.99 | 16101 | 1425 | VT03007U.1 | 1382 | 2025-09-01 | D | 51.44 | 82.94 | 2025-06-22 | VerticalCompact-BCD_1x3 | 2784 | 535 | 953 |  |  | 192.4 | 35 | 35 | 450 | EC motor | 5060 | 1 | no | no | C | D | Aluminum | 2025-01-02 | 6 | 6 | yes | piece | 1
GCVC PD 045.2/14-53 | GCVC PD | 045.2/14-53 | 4249173 | finoox | GCVC 045.2C/1x4-2533-1-D/3/32/2.10/3600/EXS/1/015023 | 8031 | 4 | 1 | 2533 | Axial | 72341 | 72.27 | 180.66 | 23336 | 1425 | VT03007U.1 | 1791 | 2025-09-01 | D | 52.54 | 84.16 | 2025-05-15 | VerticalCompact-BCD_1x4 | 3684 | 535 | 953 |  |  | 199.7 | 35 | 35 | 450 | EC motor | 5060 | 1 | no | no | C | D | Epoxy coated aluminum | 2025-01-02 | 4 | 3 | yes | piece | 1
GCVC PD 063.2/12-39 | GCVC PD | 063.2/12-39 | 4252131 | finoox | GCVC 063.2D/1x2-2555-2-D/6/40/2.10/2400/EXS/1/015023 | 9511 | 2 | 1 | 2555 | Axial | 77645 | 77842 | 301.1 | 15626 | 800 | VT03144U.1 | 0.663 | 0.69 | B | 38.82 | 70.35 | 2025-03-25 | VerticalCompact-BCD_1x2 | 2484 | 623 | 1153 |  |  | 206.2 | 35 | 35 | 630 | EC motor | 5060 | 2 | no | no | D | D | Epoxy coated aluminum | 2025-01-02 | 8 | 6 | yes | piece | 1
GCVC PD 050.2/12-54 | GCVC PD | 050.2/12-54 | 4250576 | finoox | GCVC 050.2D/1x2-2561-2-D/3/40/2.10/2400/AXS/1/015023 | 6081 | 2 | 1 | 2561 | Axial | 58819 | 58.78 | 150.55 | 17727 | 1505 | VT03013U.1 | 1418 | 1938-01-01 | D | 53.58 | 85.11 | 2025-09-12 | VerticalCompact-BCD_1x2 | 2484 | 607 | 1153 |  |  | 161.1 | 28 | 28 | 500 | EC motor | 5060 | 2 | no | no | D | D | Aluminum | 2025-01-02 | 6 | 3 | yes | piece | 1
GCVC PD 063.2/12-20 | GCVC PD | 063.2/12-20 | 4251122 | finoox | GCVC 063.2C/1x2-2501-1-D/3/32/2.10/1800/AXS/1/015023 | 5780 | 2 | 1 | 2501 | Axial | 22241 | 22239 | 90.33 | 5262 | 345 | VT03145U.1 | 0.062 | 0.15 | A+ | 19.65 | 51.04 | 2025-05-07 | VerticalCompact-BCD_1x2 | 1884 | 615 | 953 |  |  | 109.1 | 18 | 18 | 630 | EC motor | 5060 | 1 | no | no | C | D | Aluminum | 2025-01-02 | 8 | 3 | yes | piece | 1
GCVC PD 063.2/21-18 | GCVC PD | 063.2/21-18 | 4247363 | finoox | GCVC 063.2D/2x1-2501-1-D/6/80/2.10/1200/EXS/1/015023 | 9849 | 1 | 2 | 2501 | Axial | 33774 | 34.08 | 301.1 | 5666 | 345 | VT03145U.1 | 0.06 | 0.15 | A+ | 18.38 | 50.03 | 2025-03-25 | VerticalCompact-BCD_2x1 | 1284 | 800 | 2161 |  |  | 208.6 | 22 | 22 | 630 | EC motor | 5060 | 1 | no | no | D | D | Epoxy coated aluminum | 2025-01-02 | 12 | 6 | yes | piece | 1
GCVC PD 063.2/14-22 | GCVC PD | 063.2/14-22 | 4251537 | finoox | GCVC 063.2C/1x4-2501-1-D/3/32/2.10/3600/EXS/1/015023 | 10496 | 4 | 1 | 2501 | Axial | 43859 | 43827 | 180.66 | 10525 | 345 | VT03145U.1 | 0.124 | 0.15 | A+ | 22.42 | 54.05 | 2025-09-14 | VerticalCompact-BCD_1x4 | 3684 | 615 | 953 |  |  | 209.4 | 28 | 28 | 630 | EC motor | 5060 | 1 | no | no | C | D | Epoxy coated aluminum | 2025-01-02 | 4 | 3 | yes | piece | 1
GCVC PD 063.2/21-20 | GCVC PD | 063.2/21-20 | 4247364 | finoox | GCVC 063.2D/2x1-2502-1-D/3/80/2.10/1200/AXS/1/015023 | 7565 | 1 | 2 | 2502 | Axial | 31763 | 31741 | 150.55 | 7171 | 385 | VT03145U.1 | 0.07 | 0.2 | A+ | 19.95 | 51.61 | 2025-02-13 | VerticalCompact-BCD_2x1 | 1284 | 800 | 2161 |  |  | 162.9 | 22 | 22 | 630 | EC motor | 5060 | 1 | no | no | D | D | Aluminum | 2025-01-02 | 10 | 3 | yes | piece | 1
GCVC PD 063.2/22-29 | GCVC PD | 063.2/22-29 | 4247628 | finoox | GCVC 063.2D/2x2-2505-1-D/3/80/2.10/2400/AXS/1/015023 | 12994 | 2 | 2 | 2505 | Axial | 78195 | 78169 | 301.1 | 18834 | 500 | VT03145U.1 | 0.255 | 0.39 | A+ | 28.53 | 60.34 | 2025-09-26 | VerticalCompact-BCD_2x2 | 2484 | 800 | 2161 |  |  | 294.2 | 35 | 35 | 630 | EC motor | 5060 | 1 | no | no | D | D | Aluminum | 2025-01-02 | 6 | 3 | yes | piece | 1
GCVC PD 080.2/11-55 | GCVC PD | 080.2/11-55 | 4252649 | finoox | GCVC 080.2D/1x1-2658-J-D/4/40/2.10/1200/EXS/1/015023 | 4429 | 1 | 1 | 2658 | Axial | 48707 | 48725 | 100.37 | 15352 | 1030 | VT01384U | 1652 | 2025-03-03 | E | 55.27 | 86.64 | 2025-01-09 | VerticalCompact-BCD_1x1 | 1284 | 641 | 1153 |  |  | 111.5 | 28 | 28 | 800 | AC motor | 60 | J | no | no | D | D | Epoxy coated aluminum | 2025-01-02 | 10 | 4 | yes | piece | 1
GCVC PD 050.3/13-49 | GCVC PD | 050.3/13-49 | 6103442 | finoox | GCVC 050.3D/1x3-3616-W-D/4/40/2.10/3600/AXS/1/015023 | 6706 | 3 | 1 | 3616 | Axial | 97702 | 97855 | 301.1 | 23118 | 1240 | VT01524 | 1941 | 2025-02-03 | D | 48.77 | 80.45 | 2025-02-25 | VerticalCompact-BCD_1x3 | 3684 | 596 | 1153 |  |  | 262.3 | 35 | 35 | 500 | AC motor | 50 | W | no | no | D | D | Aluminum | 2025-01-02 | 4 | 4 | yes | piece | 1
GCVC PD 050.2/13-29 | GCVC PD | 050.2/13-29 | 4244312 | finoox | GCVC 050.2B/1x3-2385-J-D/3/24/2.10/2160/AXS/1/015023 | 3980 | 3 | 1 | 2385 | Axial | 24105 | 24023 | 81.3 | 6346 | 430 | VT01435 | 0.4 | 0.32 | D | 28.99 | 60.38 | 2025-06-06 | VerticalCompact-BCD_1x3a | 2244 | 596 | 753 |  |  | 128.3 | 18 | 18 | 500 | AC motor | 60 | J | no | no | B | D | Aluminum | 2025-01-02 | 8 | 3 | yes | piece | 1
GCVC PD 080.2/13-49 | GCVC PD | 080.2/13-49 | 4253003 | finoox | GCVC 080.2D/1x3-2449-2-D/6/40/2.10/3600/EXS/1/015023 | 15002 | 3 | 1 | 2449 | Axial | 154952 | 155535 | 451.65 | 33972 | 770 | VT03060U.1 | 2729 | 2025-05-01 | D | 48.82 | 80.5 | 39.2 | VerticalCompact-BCD_1x3 | 3684 | 613 | 1153 |  |  | 322.4 | 42 | 42 | 800 | EC motor | 5060 | 2 | no | no | D | D | Epoxy coated aluminum | 2025-01-02 | 4 | 6 | yes | piece | 1
GCVC PD 063.2/13-60 | GCVC PD | 063.2/13-60 | 4252156 | finoox | GCVC 063.2D/1x3-2356-D-D/3/40/2.10/3600/AXS/1/015023 | 8989 | 3 | 1 | 2356 | Axial | 121635 | 120.74 | 225.82 | 50770 | 1330 | VT01441 | 7232 | 5 | E | 60.4 | 92.08 | 2025-01-20 | VerticalCompact-BCD_1x3 | 3684 | 606 | 1153 |  |  | 294.8 | 42 | 42 | 630 | AC motor | 50 | D | no | no | D | D | Aluminum | 2025-01-02 | 4 | 3 | yes | piece | 1
GCVC PD 050.2/12-41 | GCVC PD | 050.2/12-41 | 4250421 | finoox | GCVC 050.2D/1x2-2355-X-D/4/40/2.10/2400/AXS/1/015023 | 4449 | 2 | 1 | 2355 | Axial | 50399 | 50397 | 200.73 | 11118 | 810 | VT03093U | 0.567 | 2025-03-01 | C | 40.6 | 72.12 | 2025-08-16 | VerticalCompact-BCD_1x2 | 2484 | 569 | 1153 |  |  | 172.6 | 28 | 28 | 500 | AC motor | 60 | X | no | no | D | D | Aluminum | 2025-01-02 | 8 | 4 | yes | piece | 1
GCVC PD 063.2/13-31 | GCVC PD | 063.2/13-31 | 4251293 | finoox | GCVC 063.2C/1x3-2398-I-D/6/32/2.10/2700/EXS/1/015023 | 8261 | 3 | 1 | 2398 | Axial | 52.59 | 52789 | 270.99 | 9720 | 460 | VT01442 | 0.441 | 0.32 | B | 31.16 | 62.67 | 22 | VerticalCompact-BCD_1x3 | 2784 | 598 | 953 |  |  | 209.8 | 28 | 28 | 630 | AC motor | 60 | I | no | no | C | D | Epoxy coated aluminum | 2025-01-02 | 8 | 6 | yes | piece | 1
GCVC PD 050.2/23-61 | GCVC PD | 050.2/23-61 | 4246308 | finoox | GCVC 050.2D/2x3-2410-2-D/6/80/2.10/3600/AXS/1/015023 | 23436 | 3 | 2 | 2410 | Axial | 291765 | 293083 | 903.29 | 60112 | 1770 | VT03013U.1 | 2014-07-01 | 2025-01-02 | D | 60.8 | 92.76 | 81.5 | VerticalCompact-BCD_2x3 | 3684 | 800 | 2161 |  |  | 596.9 | 64 | 64 | 500 | EC motor | 5060 | 2 | no | no | D | D | Aluminum | 2025-01-02 | 4 | 6 | yes | piece | 1
GCVC PD 080.2/23-24 | GCVC PD | 080.2/23-24 | 4248646 | finoox | GCVC 080.2D/2x3-2491-1-D/3/80/2.10/3600/EXS/1/015023 | 22756 | 3 | 2 | 2491 | Axial | 109314 | 109229 | 451.65 | 26200 | 270 | VT03062U.1 | 0.274 | 0.25 | A+ | 23.53 | 55.49 | 40 | VerticalCompact-BCD_2x3 | 3684 | 800 | 2161 |  |  | 463.1 | 42 | 42 | 800 | EC motor | 5060 | 1 | no | no | D | D | Epoxy coated aluminum | 2025-01-02 | 4 | 3 | yes | piece | 1
GCVC PD 045.2/12-46 | GCVC PD | 045.2/12-46 | 4248973 | finoox | GCVC 045.2C/1x2-2530-1-D/4/32/2.10/1800/AXS/1/015023 | 4609 | 2 | 1 | 2530 | Axial | 39775 | 39832 | 120.44 | 9533 | 1200 | VT03007U.1 | 0.551 | 2025-01-01 | C | 45.96 | 77.34 | 10 | VerticalCompact-BCD_1x2 | 1884 | 535 | 953 |  |  | 113.1 | 22 | 22 | 450 | EC motor | 5060 | 1 | no | no | C | D | Aluminum | 2025-01-02 | 8 | 4 | yes | piece | 1
GCVC PD 063.2/24-35 | GCVC PD | 063.2/24-35 | 4247146 | finoox | GCVC 063.2C/2x4-2504-1-D/6/64/2.10/3600/AXS/1/015023 | 24450 | 4 | 2 | 2504 | Axial | 130065 | 130701 | 722.63 | 23202 | 460 | VT03145U.1 | 0.499 | 0.3 | A+ | 34.85 | 66.71 | 60.1 | VerticalCompact-BCD_2x4 | 3684 | 800 | 1761 |  |  | 501.9 | 42 | 42 | 630 | EC motor | 5060 | 1 | no | no | C | D | Aluminum | 2025-01-02 | 6 | 6 | yes | piece | 1
GCVC PD 050.2/23-60 | GCVC PD | 050.2/23-60 | 4245466 | finoox | GCVC 050.2C/2x3-2563-2-D/3/64/2.10/2700/AXS/1/015023 | 16140 | 3 | 2 | 2563 | Axial | 149632 | 150341 | 270.99 | 55475 | 1680 | VT03013U.1 | 6263 | 1975-01-01 | E | 59.59 | 91.33 | 2025-07-27 | VerticalCompact-BCD_2x3 | 2784 | 800 | 1761 |  |  | 334 | 54 | 54 | 500 | EC motor | 5060 | 2 | no | no | C | D | Aluminum | 2025-01-02 | 4 | 3 | yes | piece | 1
GCVC PD 050.2/21-45 | GCVC PD | 050.2/21-45 | 4244964 | finoox | GCVC 050.2C/2x1-2522-1-D/3/64/2.10/900/AXS/1/015023 | 5115 | 1 | 2 | 2522 | Axial | 41068 | 41299 | 90.33 | 13058 | 1200 | VT03011U.1 | 0.789 | 2025-09-01 | D | 44.89 | 76.4 | 9 | VerticalCompact-BCD_2x1 | 984 | 800 | 1761 |  |  | 118.8 | 28 | 28 | 500 | EC motor | 5060 | 1 | no | no | C | D | Aluminum | 2025-01-02 | 8 | 3 | yes | piece | 1
GCVC PD 063.2/23-26 | GCVC PD | 063.2/23-26 | 4246919 | finoox | GCVC 063.2C/2x3-2500-1-D/6/64/2.10/2700/EXS/1/015023 | 19930 | 3 | 2 | 2500 | Axial | 66066 | 66633 | 541.97 | 11124 | 310 | VT03145U.1 | 0.156 | 0.13 | A+ | 2025-07-25 | 57.45 | 45 | VerticalCompact-BCD_2x3 | 2784 | 800 | 1761 |  |  | 383.7 | 35 | 35 | 630 | EC motor | 5060 | 1 | no | no | C | D | Epoxy coated aluminum | 2025-01-02 | 8 | 6 | yes | piece | 1
GCVC PD 063.2/12-21 | GCVC PD | 063.2/12-21 | 4251126 | finoox | GCVC 063.2C/1x2-2501-1-D/4/32/2.10/1800/EXS/1/015023 | 6284 | 2 | 1 | 2501 | Axial | 23.97 | 24031 | 120.44 | 4887 | 345 | VT03145U.1 | 0.063 | 0.15 | A+ | 20.89 | 52.28 | 2025-08-09 | VerticalCompact-BCD_1x2 | 1884 | 615 | 953 |  |  | 117.8 | 18 | 18 | 630 | EC motor | 5060 | 1 | no | no | C | D | Epoxy coated aluminum | 2025-01-02 | 8 | 4 | yes | piece | 1
GCVC PD 050.2/13-33 | GCVC PD | 050.2/13-33 | 4250748 | finoox | GCVC 050.2D/1x3-2513-1-D/4/40/2.10/3600/EXS/1/015023 | 8875 | 3 | 1 | 2513 | Axial | 53.77 | 53808 | 301.1 | 10860 | 630 | VT03011U.1 | 0.192 | 0.37 | A+ | 33 | 64.68 | 2025-05-24 | VerticalCompact-BCD_1x3 | 3684 | 586 | 1153 |  |  | 243.9 | 28 | 28 | 500 | EC motor | 5060 | 1 | no | no | D | D | Epoxy coated aluminum | 2025-01-02 | 6 | 4 | yes | piece | 1
GCVC PD 045.2/14-47 | GCVC PD | 045.2/14-47 | 4249151 | finoox | GCVC 045.2C/1x4-2529-1-D/6/32/2.10/3600/EXS/1/015023 | 9913 | 4 | 1 | 2529 | Axial | 84706 | 84.9 | 361.32 | 16754 | 1125 | VT03007U.1 | 0.93 | 1 | C | 47.49 | 79.11 | 2025-05-29 | VerticalCompact-BCD_1x4 | 3684 | 535 | 953 |  |  | 251.6 | 35 | 35 | 450 | EC motor | 5060 | 1 | no | no | C | D | Epoxy coated aluminum | 2025-01-02 | 6 | 6 | yes | piece | 1
GCVC PD 080.3/11-48 | GCVC PD | 080.3/11-48 | 6215945 | finoox | GCVC 080.3D/1x1-3485-I-D/3/40/2.10/1200/AXS/1/015023 | 4058 | 1 | 1 | 3485 | Axial | 43956 | 44097 | 75.27 | 16818 | 900 | VT01526 | 2288 | 2025-09-03 | E | 47.51 | 78.88 | 2025-01-07 | VerticalCompact-BCD_1x1 | 1284 | 611 | 1153 |  |  | 110.1 | 28 | 28 | 800 | AC motor | 60 | I | no | no | D | D | Aluminum | 2025-01-02 | 8 | 3 | yes | piece | 1
GCVC PD 050.2/11-21 | GCVC PD | 050.2/11-21 | 4244054 | finoox | GCVC 050.2B/1x1-2391-L-D/3/24/2.10/720/AXS/1/015023 | 1818 | 1 | 1 | 2391 | Axial | 8549 | 8595 | 2025-01-27 | 2296 | 520 | VT01437 | 0.105 | 0.18 | C | 20.82 | 52.01 | 2025-04-02 | VerticalCompact-BCD_1x1 | 804 | 596 | 753 |  |  | 46.5 | 16 | 16 | 500 | AC motor | 60 | L | no | no | B | D | Aluminum | 2025-01-02 | 12 | 3 | yes | piece | 1
GCVC PD 050.2/21-43 | GCVC PD | 050.2/21-43 | 4245849 | finoox | GCVC 050.2D/2x1-2421-1-D/6/80/2.10/1200/EXS/1/015023 | 7929 | 1 | 2 | 2421 | Axial | 70009 | 70529 | 301.1 | 13393 | 1150 | VT03011U.1 | 0.692 | 1975-01-01 | C | 43.23 | 74.88 | 2025-04-27 | VerticalCompact-BCD_2x1 | 1284 | 800 | 2161 |  |  | 209.4 | 35 | 35 | 500 | EC motor | 5060 | 1 | no | no | D | D | Epoxy coated aluminum | 2025-01-02 | 10 | 6 | yes | piece | 1
GCVC PD 050.2/13-58 | GCVC PD | 050.2/13-58 | 4244329 | finoox | GCVC 050.2B/1x3-2410-2-D/4/24/2.10/2160/AXS/1/015023 | 7527 | 3 | 1 | 2410 | Axial | 67821 | 68313 | 108.39 | 23319 | 1770 | VT03013U.1 | 3963 | 2025-01-02 | E | 58.49 | 89.87 | 2025-07-09 | VerticalCompact-BCD_1x3a | 2244 | 607 | 753 |  |  | 137.5 | 35 | 35 | 500 | EC motor | 5060 | 2 | no | no | B | D | Aluminum | 2025-01-02 | 4 | 4 | yes | piece | 1
GCVC PD 063.2/11-30 | GCVC PD | 063.2/11-30 | 4251821 | finoox | GCVC 063.2D/1x1-2510-1-D/4/40/2.10/1200/AXS/1/015023 | 4285 | 1 | 1 | 2510 | Axial | 28472 | 28661 | 100.37 | 6377 | 695 | VT03145U.1 | 0.155 | 0.9 | A | 29.98 | 61.34 | 2025-06-08 | VerticalCompact-BCD_1x1 | 1284 | 615 | 1153 |  |  | 90.5 | 22 | 22 | 630 | EC motor | 5060 | 1 | no | no | D | D | Aluminum | 2025-01-02 | 10 | 4 | yes | piece | 1
GCVC PD 063.2/12-36 | GCVC PD | 063.2/12-36 | 4251172 | finoox | GCVC 063.2C/1x2-2509-1-D/6/32/2.10/1800/AXS/1/015023 | 6864 | 2 | 1 | 2509 | Axial | 44872 | 45138 | 180.66 | 8509 | 655 | VT03145U.1 | 0.314 | 0.75 | B | 36.2 | 67.59 | 2025-01-15 | VerticalCompact-BCD_1x2 | 1884 | 615 | 953 |  |  | 136.3 | 28 | 28 | 630 | EC motor | 5060 | 1 | no | no | C | D | Aluminum | 2025-01-02 | 8 | 6 | yes | piece | 1
GCVC PD 063.2/13-36 | GCVC PD | 063.2/13-36 | 4252319 | finoox | GCVC 063.2D/1x3-2511-1-D/4/40/2.10/3600/AXS/1/015023 | 10021 | 3 | 1 | 2511 | Axial | 89378 | 89.38 | 301.1 | 20239 | 730 | VT03145U.1 | 0.541 | 1 | B | 35.61 | 67.29 | 2025-02-25 | VerticalCompact-BCD_1x3 | 3684 | 615 | 1153 |  |  | 247.3 | 35 | 35 | 630 | EC motor | 5060 | 1 | no | no | D | D | Aluminum | 2025-01-02 | 4 | 4 | yes | piece | 1
GCVC PD 050.2/21-51 | GCVC PD | 050.2/21-51 | 4244981 | finoox | GCVC 050.2C/2x1-2560-2-D/6/64/2.10/900/EXS/1/015023 | 7453 | 1 | 2 | 2560 | Axial | 62809 | 63366 | 180.66 | 13959 | 1415 | VT03013U.1 | 1325 | 2021-01-01 | D | 51.01 | 82.52 | 2025-03-16 | VerticalCompact-BCD_2x1 | 984 | 800 | 1761 |  |  | 154.5 | 28 | 28 | 500 | EC motor | 5060 | 2 | no | no | C | D | Epoxy coated aluminum | 2025-01-02 | 8 | 6 | yes | piece | 1
GCVC PD 063.2/21-58 | GCVC PD | 063.2/21-58 | 4247434 | finoox | GCVC 063.2D/2x1-2548-2-D/4/80/2.10/1200/EXS/1/015023 | 10881 | 1 | 2 | 2548 | Axial | 87757 | 87867 | 200.73 | 25419 | 1135 | VT03143U.1 | 2735 | 1937-02-01 | E | 57.93 | 89.58 | 2025-04-19 | VerticalCompact-BCD_2x1 | 1284 | 800 | 2161 |  |  | 224.5 | 35 | 35 | 630 | EC motor | 5060 | 2 | no | no | D | D | Epoxy coated aluminum | 2025-01-02 | 10 | 4 | yes | piece | 1
GCVC PD 050.2/11-41 | GCVC PD | 050.2/11-41 | 4244108 | finoox | GCVC 050.2B/1x1-2521-1-D/3/24/2.10/720/AXS/1/015023 | 2331 | 1 | 1 | 2521 | Axial | 14.39 | 14523 | 2025-01-27 | 5202 | 1135 | VT03011U.1 | 0.368 | 1965-01-01 | E | 40.81 | 71.99 | 2025-04-02 | VerticalCompact-BCD_1x1 | 804 | 586 | 753 |  |  | 44.1 | 16 | 16 | 500 | EC motor | 5060 | 1 | no | no | B | D | Aluminum | 2025-01-02 | 8 | 3 | yes | piece | 1
GCVC PD 045.2/12-46 | GCVC PD | 045.2/12-46 | 4243921 | finoox | GCVC 045.2B/1x2-2529-1-D/4/24/2.10/1440/AXS/1/015023 | 3979 | 2 | 1 | 2529 | Axial | 28835 | 28917 | 72.26 | 7431 | 1125 | VT03007U.1 | 0.465 | 1 | D | 45.78 | 77.06 | 2025-01-06 | VerticalCompact-BCD_1x2 | 1524 | 535 | 753 |  |  | 81.6 | 22 | 22 | 450 | EC motor | 5060 | 1 | no | no | B | D | Aluminum | 2025-01-02 | 8 | 4 | yes | piece | 1
GCVC PD 050.2/13-38 | GCVC PD | 050.2/13-38 | 4249705 | finoox | GCVC 050.2C/1x3-2354-W-D/6/32/2.10/2700/EXS/1/015023 | 6610 | 3 | 1 | 2354 | Axial | 65011 | 65347 | 270.99 | 12487 | 865 | VT03093U | 0.653 | 0.97 | C | 37.98 | 69.49 | 22 | VerticalCompact-BCD_1x3 | 2784 | 569 | 953 |  |  | 206.3 | 28 | 28 | 500 | AC motor | 50 | W | no | no | C | D | Epoxy coated aluminum | 2025-01-02 | 6 | 6 | yes | piece | 1
GCVC PD 080.2/12-44 | GCVC PD | 080.2/12-44 | 4252727 | finoox | GCVC 080.2D/1x2-2449-2-D/3/40/2.10/2400/EXS/1/015023 | 8410 | 2 | 1 | 2449 | Axial | 71588 | 71387 | 150.55 | 27433 | 770 | VT03060U.1 | 1682 | 2025-05-01 | D | 44.36 | 75.89 | 2025-05-13 | VerticalCompact-BCD_1x2 | 2484 | 613 | 1153 |  |  | 172.6 | 35 | 35 | 800 | EC motor | 5060 | 2 | no | no | D | D | Epoxy coated aluminum | 2025-01-02 | 6 | 3 | yes | piece | 1
GCVC PD 050.2/11-30 | GCVC PD | 050.2/11-30 | 4249265 | finoox | GCVC 050.2C/1x1-2388-I-D/4/32/2.10/900/AXS/1/015023 | 2203 | 1 | 1 | 2388 | Axial | 17209 | 17374 | 60.22 | 3945 | 710 | VT01437 | 0.16 | 0.34 | C | 30.42 | 61.69 | 2025-01-05 | VerticalCompact-BCD_1x1 | 984 | 596 | 953 |  |  | 66 | 16 | 16 | 500 | AC motor | 60 | I | no | no | C | D | Aluminum | 2025-01-02 | 8 | 4 | yes | piece | 1
GCVC PD 063.2/23-40 | GCVC PD | 063.2/23-40 | 4247838 | finoox | GCVC 063.2D/2x3-2414-1-D/3/80/2.10/3600/AXS/1/015023 | 18650 | 3 | 2 | 2414 | Axial | 158201 | 158137 | 451.65 | 44130 | 770 | VT03145U.1 | 1211 | 2015-01-01 | B | 39.57 | 71.53 | 43.1 | VerticalCompact-BCD_2x3 | 3684 | 800 | 2161 |  |  | 435.5 | 54 | 54 | 630 | EC motor | 5060 | 1 | no | no | D | D | Aluminum | 2025-01-02 | 4 | 3 | yes | piece | 1
GCVC PD 050.2/23-29 | GCVC PD | 050.2/23-29 | 4245350 | finoox | GCVC 050.2C/2x3-2391-L-D/4/64/2.10/2700/EXS/1/015023 | 10523 | 3 | 2 | 2391 | Axial | 78061 | 78047 | 361.32 | 16864 | 520 | VT01437 | 0.619 | 0.18 | B | 28.62 | 60.36 | 2025-09-30 | VerticalCompact-BCD_2x3 | 2784 | 800 | 1761 |  |  | 339.7 | 35 | 35 | 500 | AC motor | 60 | L | no | no | C | D | Epoxy coated aluminum | 2025-01-02 | 8 | 4 | yes | piece | 1
GCVC PD 050.2/11-22 | GCVC PD | 050.2/11-22 | 4249285 | finoox | GCVC 050.2C/1x1-2391-L-D/3/32/2.10/900/EXS/1/015023 | 2216 | 1 | 1 | 2391 | Axial | 11754 | 11784 | 45.16 | 2960 | 520 | VT01437 | 0.103 | 0.18 | C | 21.71 | 52.98 | 2025-09-03 | VerticalCompact-BCD_1x1 | 984 | 596 | 953 |  |  | 61.6 | 16 | 16 | 500 | AC motor | 60 | L | no | no | C | D | Epoxy coated aluminum | 2025-01-02 | 12 | 3 | yes | piece | 1
GCVC PD 050.2/11-45 | GCVC PD | 050.2/11-45 | 4249207 | finoox | GCVC 050.2C/1x1-2347-D-D/4/32/2.10/900/AXS/1/015023 | 2258 | 1 | 1 | 2347 | Axial | 27.14 | 27344 | 60.22 | 7532 | 1390 | VT03150U | 0.689 | 1941-01-01 | E | 45.29 | 76.56 | 2025-04-05 | VerticalCompact-BCD_1x1 | 984 | 569 | 953 |  |  | 68.8 | 22 | 22 | 500 | AC motor | 50 | D | no | no | C | D | Aluminum | 2025-01-02 | 8 | 4 | yes | piece | 1
GCVC PD 050.2/11-41 | GCVC PD | 050.2/11-41 | 4244070 | finoox | GCVC 050.2B/1x1-2421-1-D/3/24/2.10/720/EXS/1/015023 | 2402 | 1 | 1 | 2421 | Axial | 14108 | 14224 | 2025-01-27 | 5397 | 1150 | VT03011U.1 | 0.379 | 1975-01-01 | E | 40.66 | 71.85 | 2025-04-02 | VerticalCompact-BCD_1x1 | 804 | 586 | 753 |  |  | 44.1 | 16 | 16 | 500 | EC motor | 5060 | 1 | no | no | B | D | Epoxy coated aluminum | 2025-01-02 | 8 | 3 | yes | piece | 1
GCVC PD 050.2/11-41 | GCVC PD | 050.2/11-41 | 4250255 | finoox | GCVC 050.2D/1x1-2421-1-D/3/40/2.10/1200/EXS/1/015023 | 3160 | 1 | 1 | 2421 | Axial | 25183 | 25216 | 75.27 | 7027 | 1150 | VT03011U.1 | 0.332 | 1975-01-01 | C | 41.08 | 72.45 | 2025-04-06 | VerticalCompact-BCD_1x1 | 1284 | 586 | 1153 |  |  | 81.7 | 18 | 18 | 500 | EC motor | 5060 | 1 | no | no | D | D | Epoxy coated aluminum | 2025-01-02 | 10 | 3 | yes | piece | 1
GCVC PD 080.2/22-16 | GCVC PD | 080.2/22-16 | 4248359 | finoox | GCVC 080.2D/2x2-2488-1-D/4/80/2.10/2400/AXS/1/015023 | 16264 | 2 | 2 | 2488 | Axial | 60249 | 60316 | 401.46 | 11493 | 195 | VT03062U.1 | 0.098 | 0.12 | A+ | 16.24 | 48.05 | 33.4 | VerticalCompact-BCD_2x2 | 2484 | 800 | 2161 |  |  | 344.6 | 28 | 28 | 800 | EC motor | 5060 | 1 | no | no | D | D | Aluminum | 2025-01-02 | 10 | 4 | yes | piece | 1
GCVC PD 050.2/21-37 | GCVC PD | 050.2/21-37 | 4245877 | finoox | GCVC 050.2D/2x1-2516-1-D/3/80/2.10/1200/EXS/1/015023 | 6174 | 1 | 2 | 2516 | Axial | 38876 | 38906 | 150.55 | 9623 | 820 | VT03011U.1 | 0.252 | 0.68 | B | 37.19 | 68.84 | 2025-02-13 | VerticalCompact-BCD_2x1 | 1284 | 800 | 2161 |  |  | 161 | 22 | 22 | 500 | EC motor | 5060 | 1 | no | no | D | D | Epoxy coated aluminum | 2025-01-02 | 10 | 3 | yes | piece | 1
GCVC PD 045.2/23-40 | GCVC PD | 045.2/23-40 | 4244619 | finoox | GCVC 045.2C/2x3-2524-1-D/4/64/2.10/2700/AXS/1/015023 | 11740 | 3 | 2 | 2524 | Axial | 83675 | 83865 | 361.32 | 17580 | 750 | VT03007U.1 | 0.454 | 0.37 | A | 40.16 | 71.91 | 2025-09-30 | VerticalCompact-BCD_2x3 | 2784 | 800 | 1761 |  |  | 315.3 | 35 | 35 | 450 | EC motor | 5060 | 1 | no | no | C | D | Aluminum | 2025-01-02 | 6 | 4 | yes | piece | 1
GCVC PD 050.2/23-56 | GCVC PD | 050.2/23-56 | 4245453 | finoox | GCVC 050.2C/2x3-2560-2-D/6/64/2.10/2700/EXS/1/015023 | 19981 | 3 | 2 | 2560 | Axial | 185952 | 186.4 | 541.97 | 41877 | 1415 | VT03013U.1 | 3974 | 2021-01-01 | D | 55.54 | 87.29 | 48.8 | VerticalCompact-BCD_2x3 | 2784 | 800 | 1761 |  |  | 413.3 | 54 | 54 | 500 | EC motor | 5060 | 2 | no | no | C | D | Epoxy coated aluminum | 2025-01-02 | 6 | 6 | yes | piece | 1
GCVC PD 080.2/22-31 | GCVC PD | 080.2/22-31 | 4248394 | finoox | GCVC 080.2D/2x2-2497-1-D/3/80/2.10/2400/AXS/1/015023 | 15205 | 2 | 2 | 2497 | Axial | 101.82 | 101756 | 301.1 | 27841 | 415 | VT03062U.1 | 0.554 | 0.7 | A | 31.15 | 62.96 | 2025-04-28 | VerticalCompact-BCD_2x2 | 2484 | 800 | 2161 |  |  | 319.3 | 42 | 42 | 800 | EC motor | 5060 | 1 | no | no | D | D | Aluminum | 2025-01-02 | 6 | 3 | yes | piece | 1
GCVC PD 063.2/14-31 | GCVC PD | 063.2/14-31 | 4251562 | finoox | GCVC 063.2C/1x4-2505-1-D/4/32/2.10/3600/EXS/1/015023 | 11228 | 4 | 1 | 2505 | Axial | 64986 | 65077 | 240.88 | 14577 | 500 | VT03145U.1 | 0.294 | 0.39 | A | 31.09 | 62.72 | 2025-02-20 | VerticalCompact-BCD_1x4 | 3684 | 615 | 953 |  |  | 227.3 | 35 | 35 | 630 | EC motor | 5060 | 1 | no | no | C | D | Epoxy coated aluminum | 2025-01-02 | 4 | 4 | yes | piece | 1
GCVC PD 045.2/23-48 | GCVC PD | 045.2/23-48 | 4244647 | finoox | GCVC 045.2C/2x3-2528-1-D/6/64/2.10/2700/EXS/1/015023 | 14498 | 3 | 2 | 2528 | Axial | 123498 | 124106 | 541.97 | 23373 | 1050 | VT03007U.1 | 1146 | 0.84 | C | 47.64 | 79.39 | 46.3 | VerticalCompact-BCD_2x3 | 2784 | 800 | 1761 |  |  | 370.6 | 42 | 42 | 450 | EC motor | 5060 | 1 | no | no | C | D | Epoxy coated aluminum | 2025-01-02 | 6 | 6 | yes | piece | 1
GCVC PD 080.2/23-62 | GCVC PD | 080.2/23-62 | 4248788 | finoox | GCVC 080.2D/2x3-2658-J-D/3/80/2.10/3600/EXS/1/015023 | 21188 | 3 | 2 | 2658 | Axial | 232612 | 231275 | 451.65 | 99331 | 1030 | VT01384U | 9993 | 2025-03-03 | E | 62.46 | 94.42 | 43.1 | VerticalCompact-BCD_2x3 | 3684 | 800 | 2161 |  |  | 557.4 | 54 | 54 | 800 | AC motor | 60 | J | no | no | D | D | Epoxy coated aluminum | 2025-01-02 | 4 | 3 | yes | piece | 1
GCVC PD 035.2/12-42 | GCVC PD | 035.2/12-42 | 4243677 | finoox | GCVC 035.2A/1x2-2724-X-D/3/20/2.10/1200/AXS/2/015023 | 1601 | 2 | 1 | 2724 | Axial | 16545 | 16552 | 37.64 | 5219 | 1550 | VT03167U | 0.461 | 0.95 | E | 42.27 | 73.43 | 2025-02-03 | VerticalCompact-A_1x2 | 1260 | 330 | 507 |  |  | 2025-09-30 | 16 | 16 | 350 | AC motor | 60 | X | no | no | A | D | Aluminum | 2025-01-02 | 10 | 3 | yes | piece | 1
GCVC PD 080.3/22-53 | GCVC PD | 080.3/22-53 | 6190760 | finoox | GCVC 080.3D/2x2-3562-2-D/3/80/2.10/2400/EXS/1/015023 | 22468 | 2 | 2 | 3562 | Axial | 147189 | 146698 | 301.1 | 58486 | 800 | VT01445U.3 | 4263 | 1985-01-01 | E | 52.54 | 84.35 | 2025-04-28 | VerticalCompact-BCD_2x2 | 2484 | 800 | 2161 |  |  | 403.7 | 42 | 42 | 800 | EC motor | 5060 | 2 | no | no | D | D | Epoxy coated aluminum | 2025-01-02 | 6 | 3 | yes | piece | 1
GCVC PD 050.2/22-33 | GCVC PD | 050.2/22-33 | 4245966 | finoox | GCVC 050.2D/2x2-2333-S-D/6/80/2.10/2400/AXS/1/015023 | 10682 | 2 | 2 | 2333 | Axial | 84545 | 85122 | 602.19 | 14358 | 530 | VT01435 | 0.594 | 0.35 | B | 33.38 | 65.19 | 50.5 | VerticalCompact-BCD_2x2 | 2484 | 800 | 2161 |  |  | 399.9 | 35 | 35 | 500 | AC motor | 50 | S | no | no | D | D | Aluminum | 2025-01-02 | 8 | 6 | yes | piece | 1
GCVC PD 063.2/21-19 | GCVC PD | 063.2/21-19 | 4246443 | finoox | GCVC 063.2C/2x1-2359-S-D/4/64/2.10/900/EXS/1/015023 | 5878 | 1 | 2 | 2359 | Axial | 24895 | 25026 | 120.44 | 5241 | 320 | VT01442 | 0.132 | 0.14 | A | 18.52 | 50.03 | 2025-04-10 | VerticalCompact-BCD_2x1 | 984 | 800 | 1761 |  |  | 134 | 18 | 18 | 630 | AC motor | 50 | S | no | no | C | D | Epoxy coated aluminum | 2025-01-02 | 12 | 4 | yes | piece | 1
GCVC PD 050.2/13-38 | GCVC PD | 050.2/13-38 | 4249702 | finoox | GCVC 050.2C/1x3-2354-W-D/6/32/2.10/2700/AXS/1/015023 | 6172 | 3 | 1 | 2354 | Axial | 66012 | 66388 | 270.99 | 12487 | 865 | VT03093U | 0.653 | 0.97 | C | 37.98 | 69.49 | 2025-06-22 | VerticalCompact-BCD_1x3 | 2784 | 569 | 953 |  |  | 206.8 | 35 | 35 | 500 | AC motor | 50 | W | no | no | C | D | Aluminum | 2025-01-02 | 6 | 6 | yes | piece | 1
GCVC PD 050.2/11-40 | GCVC PD | 050.2/11-40 | 4250199 | finoox | GCVC 050.2D/1x1-2386-K-D/4/40/2.10/1200/AXS/1/015023 | 2674 | 1 | 1 | 2386 | Axial | 28115 | 28213 | 100.37 | 6263 | 910 | VT01435 | 0.393 | 0.92 | D | 40.46 | 71.83 | 2025-06-08 | VerticalCompact-BCD_1x1 | 1284 | 596 | 1153 |  |  | 94.6 | 22 | 22 | 500 | AC motor | 60 | K | no | no | D | D | Aluminum | 2025-01-02 | 10 | 4 | yes | piece | 1
GCVC PD 050.2/11-21 | GCVC PD | 050.2/11-21 | 4249286 | finoox | GCVC 050.2C/1x1-2391-L-D/4/32/2.10/900/EXS/1/015023 | 2317 | 1 | 1 | 2391 | Axial | 13046 | 13121 | 60.22 | 2811 | 520 | VT01437 | 0.103 | 0.18 | B | 21.31 | 52.58 | 2025-01-05 | VerticalCompact-BCD_1x1 | 984 | 596 | 953 |  |  | 66 | 16 | 16 | 500 | AC motor | 60 | L | no | no | C | D | Epoxy coated aluminum | 2025-01-02 | 8 | 4 | yes | piece | 1
GCVC PD 050.2/21-53 | GCVC PD | 050.2/21-53 | 4244896 | finoox | GCVC 050.2C/2x1-2420-2-D/4/64/2.10/900/EXS/1/015023 | 6653 | 1 | 2 | 2420 | Axial | 58151 | 58553 | 120.44 | 17792 | 1600 | VT03013U.1 | 1876 | 1965-01-01 | E | 53.44 | 84.95 | 2025-04-11 | VerticalCompact-BCD_2x1 | 984 | 800 | 1761 |  |  | 136.8 | 28 | 28 | 500 | EC motor | 5060 | 2 | no | no | C | D | Epoxy coated aluminum | 2025-01-02 | 8 | 4 | yes | piece | 1
GCVC PD 035.2/12-32 | GCVC PD | 035.2/12-32 | 4243738 | finoox | GCVC 035.2B/1x2-2345-X-D/3/24/2.10/1440/EXS/1/015023 | 2493 | 2 | 1 | 2345 | Axial | 15986 | 15966 | 54.2 | 4148 | 1020 | VT03149U | 0.18 | 0.42 | C | 32.11 | 63.38 | 2025-05-04 | VerticalCompact-BCD_1x2 | 1524 | 514 | 753 |  |  | 70.2 | 16 | 16 | 350 | AC motor | 60 | X | no | no | B | D | Epoxy coated aluminum | 2025-01-02 | 8 | 3 | yes | piece | 1
GCVC PD 063.2/13-67 | GCVC PD | 063.2/13-67 | 4251306 | finoox | GCVC 063.2C/1x3-2412-2-D/3/32/2.10/2700/AXS/1/015023 | 11199 | 3 | 1 | 2412 | Axial | 94164 | 93368 | 135.49 | 45027 | 1510 | VT03143U.1 | 10167 | 5 | E | 67.27 | 98.78 | 12 | VerticalCompact-BCD_1x3 | 2784 | 611 | 953 |  |  | 227.8 | 35 | 35 | 630 | EC motor | 5060 | 2 | no | no | C | D | Aluminum | 2025-01-02 | 4 | 3 | yes | piece | 1
GCVC PD 050.2/12-38 | GCVC PD | 050.2/12-38 | 4244225 | finoox | GCVC 050.2B/1x2-2516-1-D/4/24/2.10/1440/AXS/1/015023 | 3941 | 2 | 1 | 2516 | Axial | 27.22 | 27346 | 72.26 | 6826 | 820 | VT03011U.1 | 0.295 | 0.68 | C | 37.58 | 68.86 | 2025-01-06 | VerticalCompact-BCD_1x2 | 1524 | 586 | 753 |  |  | 85 | 22 | 22 | 500 | EC motor | 5060 | 1 | no | no | B | D | Aluminum | 2025-01-02 | 8 | 4 | yes | piece | 1
GCVC PD 050.2/11-52 | GCVC PD | 050.2/11-52 | 4250346 | finoox | GCVC 050.2D/1x1-2562-2-D/4/40/2.10/1200/EXS/1/015023 | 3813 | 1 | 1 | 2562 | Axial | 36105 | 36235 | 100.37 | 9271 | 1595 | VT03013U.1 | 0.85 | 1965-01-01 | D | 51.75 | 83.11 | 2025-06-08 | VerticalCompact-BCD_1x1 | 1284 | 607 | 1153 |  |  | 94.2 | 22 | 22 | 500 | EC motor | 5060 | 2 | no | no | D | D | Epoxy coated aluminum | 2025-01-02 | 10 | 4 | yes | piece | 1
GCVC PD 080.2/12-24 | GCVC PD | 080.2/12-24 | 4252792 | finoox | GCVC 080.2D/1x2-2494-1-D/3/40/2.10/2400/EXS/1/015023 | 7290 | 2 | 1 | 2494 | Axial | 43526 | 43.54 | 150.55 | 11311 | 340 | VT03062U.1 | 0.165 | 0.45 | A+ | 2025-03-24 | 55.82 | 2025-09-12 | VerticalCompact-BCD_1x2 | 2484 | 608 | 1153 |  |  | 164.9 | 28 | 28 | 800 | EC motor | 5060 | 1 | no | no | D | D | Epoxy coated aluminum | 2025-01-02 | 6 | 3 | yes | piece | 1
GCVC PD 063.2/12-22 | GCVC PD | 063.2/12-22 | 4252024 | finoox | GCVC 063.2D/1x2-2503-1-D/3/40/2.10/2400/AXS/1/015023 | 6650 | 2 | 1 | 2503 | Axial | 33762 | 33724 | 150.55 | 7918 | 425 | VT03145U.1 | 0.086 | 0.25 | A+ | 22.16 | 53.68 | 2025-04-12 | VerticalCompact-BCD_1x2 | 2484 | 615 | 1153 |  |  | 152.9 | 22 | 22 | 630 | EC motor | 5060 | 1 | no | no | D | D | Aluminum | 2025-01-02 | 8 | 3 | yes | piece | 1
GCVC PD 045.2/22-46 | GCVC PD | 045.2/22-46 | 4244554 | finoox | GCVC 045.2C/2x2-2528-1-D/6/64/2.10/1800/AXS/1/015023 | 9496 | 2 | 2 | 2528 | Axial | 83576 | 84091 | 361.32 | 15582 | 1050 | VT03007U.1 | 0.764 | 0.84 | C | 46 | 77.63 | 31.2 | VerticalCompact-BCD_2x2 | 1884 | 800 | 1761 |  |  | 253.8 | 35 | 35 | 450 | EC motor | 5060 | 1 | no | no | C | D | Aluminum | 2025-01-02 | 8 | 6 | yes | piece | 1
GCVC PD 050.2/21-28 | GCVC PD | 050.2/21-28 | 4245737 | finoox | GCVC 050.2D/2x1-2337-S-D/4/80/2.10/1200/AXS/1/015023 | 5061 | 1 | 2 | 2337 | Axial | 33388 | 33556 | 200.73 | 6477 | 510 | VT01437 | 0.155 | 0.16 | A | 2025-05-27 | 59.15 | 2025-02-17 | VerticalCompact-BCD_2x1 | 1284 | 800 | 2161 |  |  | 180.4 | 22 | 22 | 500 | AC motor | 50 | S | no | no | D | D | Aluminum | 2025-01-02 | 10 | 4 | yes | piece | 1
GCVC PD 063.2/14-31 | GCVC PD | 063.2/14-31 | 4251462 | finoox | GCVC 063.2C/1x4-2358-D-D/3/32/2.10/3600/AXS/1/015023 | 7809 | 4 | 1 | 2358 | Axial | 56643 | 56641 | 180.66 | 14833 | 430 | VT01442 | 0.476 | 0.32 | B | 31.48 | 63.11 | 2025-09-14 | VerticalCompact-BCD_1x4 | 3684 | 598 | 953 |  |  | 223 | 28 | 28 | 630 | AC motor | 50 | D | no | no | C | D | Aluminum | 2025-01-02 | 4 | 3 | yes | piece | 1
GCVC PD 050.2/23-52 | GCVC PD | 050.2/23-52 | 4245283 | finoox | GCVC 050.2C/2x3-2349-I-D/4/64/2.10/2700/AXS/1/015023 | 10393 | 3 | 2 | 2349 | Axial | 175687 | 176319 | 361.32 | 50506 | 1590 | VT03150U | 5327 | 2025-07-01 | E | 52.26 | 84.01 | 34.7 | VerticalCompact-BCD_2x3 | 2784 | 800 | 1761 |  |  | 360.2 | 54 | 54 | 500 | AC motor | 60 | I | no | no | C | D | Aluminum | 2025-01-02 | 4 | 4 | yes | piece | 1
GCVC PD 050.2/11-19 | GCVC PD | 050.2/11-19 | 4250217 | finoox | GCVC 050.2D/1x1-2389-J-D/4/40/2.10/1200/AXS/1/015023 | 2635 | 1 | 1 | 2389 | Axial | 14864 | 14921 | 100.37 | 2813 | 450 | VT01437 | 0.081 | 0.17 | B | 19.44 | 50.8 | 2025-03-08 | VerticalCompact-BCD_1x1 | 1284 | 596 | 1153 |  |  | 91.2 | 16 | 16 | 500 | AC motor | 60 | J | no | no | D | D | Aluminum | 2025-01-02 | 10 | 4 | yes | piece | 1
GCVC PD 045.2/13-53 | GCVC PD | 045.2/13-53 | 4243948 | finoox | GCVC 045.2B/1x3-2409-1-D/3/24/2.10/2160/AXS/1/015023 | 5234 | 3 | 1 | 2409 | Axial | 42.53 | 42472 | 81.3 | 16073 | 1500 | VT03007U.1 | 1611 | 2025-02-02 | E | 53.04 | 84.41 | 2025-01-07 | VerticalCompact-BCD_1x3a | 2244 | 535 | 753 |  |  | 109.1 | 28 | 28 | 450 | EC motor | 5060 | 1 | no | no | B | D | Aluminum | 2025-01-02 | 6 | 3 | yes | piece | 1
GCVC PD 063.2/21-33 | GCVC PD | 063.2/21-33 | 4246556 | finoox | GCVC 063.2C/2x1-2509-1-D/3/64/2.10/900/AXS/1/015023 | 6698 | 1 | 2 | 2509 | Axial | 35487 | 35677 | 90.33 | 10424 | 655 | VT03145U.1 | 0.291 | 0.75 | B | 32.66 | 64.17 | 2025-03-08 | VerticalCompact-BCD_2x1 | 984 | 800 | 1761 |  |  | 119.5 | 22 | 22 | 630 | EC motor | 5060 | 1 | no | no | C | D | Aluminum | 2025-01-02 | 8 | 3 | yes | piece | 1
GCVC PD 063.2/12-32 | GCVC PD | 063.2/12-32 | 4252063 | finoox | GCVC 063.2D/1x2-2509-1-D/3/40/2.10/2400/EXS/1/015023 | 6990 | 2 | 1 | 2509 | Axial | 46335 | 46313 | 150.55 | 12434 | 655 | VT03145U.1 | 0.257 | 0.75 | A | 31.67 | 63.2 | 2025-09-12 | VerticalCompact-BCD_1x2 | 2484 | 615 | 1153 |  |  | 153.7 | 28 | 28 | 630 | EC motor | 5060 | 1 | no | no | D | D | Epoxy coated aluminum | 2025-01-02 | 6 | 3 | yes | piece | 1
GCVC PD 045.2/12-50 | GCVC PD | 045.2/12-50 | 4243936 | finoox | GCVC 045.2B/1x2-2533-1-D/3/24/2.10/1440/AXS/1/015023 | 3843 | 2 | 1 | 2533 | Axial | 28365 | 28387 | 54.2 | 10158 | 1425 | VT03007U.1 | 0.926 | 2025-09-01 | E | 50.24 | 81.52 | 2025-07-04 | VerticalCompact-BCD_1x2 | 1524 | 535 | 753 |  |  | 75.8 | 22 | 22 | 450 | EC motor | 5060 | 1 | no | no | B | D | Aluminum | 2025-01-02 | 8 | 3 | yes | piece | 1
GCVC PD 080.2/13-35 | GCVC PD | 080.2/13-35 | 4253016 | finoox | GCVC 080.2D/1x3-2484-1-D/3/40/2.10/3600/AXS/1/015023 | 10489 | 3 | 1 | 2484 | Axial | 86947 | 86915 | 225.82 | 25877 | 505 | VT03061U.1 | 0.73 | 2015-01-01 | B | 35.39 | 67.07 | 2025-03-19 | VerticalCompact-BCD_1x3 | 3684 | 608 | 1153 |  |  | 244.3 | 35 | 35 | 800 | EC motor | 5060 | 1 | no | no | D | D | Aluminum | 2025-01-02 | 4 | 3 | yes | piece | 1
GCVC PD 050.2/14-39 | GCVC PD | 050.2/14-39 | 4250044 | finoox | GCVC 050.2C/1x4-2516-1-D/3/32/2.10/3600/AXS/1/015023 | 8255 | 4 | 1 | 2516 | Axial | 63238 | 63211 | 180.66 | 17632 | 820 | VT03011U.1 | 0.538 | 0.68 | B | 39.45 | 71.07 | 2025-05-15 | VerticalCompact-BCD_1x4 | 3684 | 586 | 953 |  |  | 205.4 | 35 | 35 | 500 | EC motor | 5060 | 1 | no | no | C | D | Aluminum | 2025-01-02 | 4 | 3 | yes | piece | 1
GCVC PD 045.2/11-33 | GCVC PD | 045.2/11-33 | 4248849 | finoox | GCVC 045.2C/1x1-2524-1-D/3/32/2.10/900/EXS/1/015023 | 2757 | 1 | 1 | 2524 | Axial | 11918 | 11948 | 45.16 | 3018 | 750 | VT03007U.1 | 0.075 | 0.37 | B | 32.88 | 64.14 | 2025-09-03 | VerticalCompact-BCD_1x1 | 984 | 535 | 953 |  |  | 57.5 | 16 | 16 | 450 | EC motor | 5060 | 1 | no | no | C | D | Epoxy coated aluminum | 2025-01-02 | 12 | 3 | yes | piece | 1
GCVC PD 063.2/13-40 | GCVC PD | 063.2/13-40 | 4251431 | finoox | GCVC 063.2C/1x3-2555-2-D/4/32/2.10/2700/AXS/1/015023 | 9290 | 3 | 1 | 2555 | Axial | 78434 | 78708 | 180.66 | 20970 | 800 | VT03144U.1 | 1072 | 0.69 | C | 40.23 | 71.74 | 2025-06-15 | VerticalCompact-BCD_1x3 | 2784 | 623 | 953 |  |  | 186.8 | 35 | 35 | 630 | EC motor | 5060 | 2 | no | no | C | D | Aluminum | 2025-01-02 | 4 | 4 | yes | piece | 1
GCVC PD 050.2/12-55 | GCVC PD | 050.2/12-55 | 4249641 | finoox | GCVC 050.2C/1x2-2563-2-D/3/32/2.10/1800/EXS/1/015023 | 5520 | 2 | 1 | 2563 | Axial | 48051 | 48108 | 90.33 | 18492 | 1680 | VT03013U.1 | 2088 | 1975-01-01 | E | 55.17 | 86.56 | 8 | VerticalCompact-BCD_1x2 | 1884 | 607 | 953 |  |  | 117.7 | 28 | 28 | 500 | EC motor | 5060 | 2 | no | no | C | D | Epoxy coated aluminum | 2025-01-02 | 6 | 3 | yes | piece | 1
GCVC PD 063.2/11-39 | GCVC PD | 063.2/11-39 | 4251889 | finoox | GCVC 063.2D/1x1-2556-2-D/3/40/2.10/1200/EXS/1/015023 | 4541 | 1 | 1 | 2556 | Axial | 29617 | 29615 | 75.27 | 9098 | 850 | VT03144U.1 | 0.364 | 0.77 | C | 38.96 | 70.32 | 2025-06-06 | VerticalCompact-BCD_1x1 | 1284 | 623 | 1153 |  |  | 87.4 | 22 | 22 | 630 | EC motor | 5060 | 2 | no | no | D | D | Epoxy coated aluminum | 2025-01-02 | 10 | 3 | yes | piece | 1
GCVC PD 063.2/11-25 | GCVC PD | 063.2/11-25 | 4250930 | finoox | GCVC 063.2C/1x1-2503-1-D/6/32/2.10/900/AXS/1/015023 | 4206 | 1 | 1 | 2503 | Axial | 14855 | 14994 | 90.33 | 2635 | 425 | VT03145U.1 | 0.051 | 0.25 | A+ | 24.68 | 55.95 | 2025-06-07 | VerticalCompact-BCD_1x1 | 984 | 615 | 953 |  |  | 73.2 | 16 | 16 | 630 | EC motor | 5060 | 1 | no | no | C | D | Aluminum | 2025-01-02 | 12 | 6 | yes | piece | 1
GCVC PD 080.2/21-45 | GCVC PD | 080.2/21-45 | 4248144 | finoox | GCVC 080.2D/2x1-2536-2-D/3/80/2.10/1200/AXS/1/015023 | 9405 | 1 | 2 | 2536 | Axial | 72625 | 72626 | 150.55 | 24617 | 700 | VT03059U.2 | 1331 | 2025-04-01 | D | 45.3 | 76.95 | 2025-03-15 | VerticalCompact-BCD_2x1 | 1284 | 800 | 2161 |  |  | 200.1 | 35 | 35 | 800 | EC motor | 5060 | 2 | no | no | D | D | Aluminum | 2025-01-02 | 10 | 3 | yes | piece | 1
GCVC PD 050.2/11-26 | GCVC PD | 050.2/11-26 | 4250260 | finoox | GCVC 050.2D/1x1-2512-1-D/6/40/2.10/1200/AXS/1/015023 | 3645 | 1 | 1 | 2512 | Axial | 18535 | 18692 | 150.55 | 3121 | 565 | VT03011U.1 | 0.051 | 0.28 | A+ | 25.87 | 57.23 | 2025-04-12 | VerticalCompact-BCD_1x1 | 1284 | 586 | 1153 |  |  | 103.3 | 16 | 16 | 500 | EC motor | 5060 | 1 | no | no | D | D | Aluminum | 2025-01-02 | 12 | 6 | yes | piece | 1
GCVC PD 063.2/22-40 | GCVC PD | 063.2/22-40 | 4246813 | finoox | GCVC 063.2C/2x2-2554-2-D/3/64/2.10/1800/EXS/1/015023 | 12820 | 2 | 2 | 2554 | Axial | 82525 | 82602 | 180.66 | 27635 | 750 | VT03144U.1 | 1147 | 0.6 | C | 39.9 | 71.53 | 17 | VerticalCompact-BCD_2x2 | 1884 | 800 | 1761 |  |  | 228.1 | 35 | 35 | 630 | EC motor | 5060 | 2 | no | no | C | D | Epoxy coated aluminum | 2025-01-02 | 6 | 3 | yes | piece | 1
GCVC PD 035.2/11-40 | GCVC PD | 035.2/11-40 | 4243730 | finoox | GCVC 035.2B/1x1-2724-X-D/3/24/2.10/720/EXS/1/015023 | 1686 | 1 | 1 | 2724 | Axial | 9771 | 9818 | 2025-01-27 | 2905 | 1550 | VT03167U | 0.221 | 0.95 | D | 39.65 | 70.83 | 2025-04-02 | VerticalCompact-BCD_1x1 | 804 | 518 | 753 |  |  | 40.1 | 16 | 16 | 350 | AC motor | 60 | X | no | no | B | D | Epoxy coated aluminum | 2025-01-02 | 12 | 3 | yes | piece | 1
GCVC PD 040.2/12-45 | GCVC PD | 040.2/12-45 | 4243699 | finoox | GCVC 040.2A/1x2-1734-W-D/3/20/2.10/1200/EXS/2/015023 | 1770 | 2 | 1 | 1734 | Axial | 17412 | 17387 | 37.64 | 6057 | 1310 | VT0605 | 0.411 | 0.85 | D | 44.9 | 76.05 | 2025-02-03 | VerticalCompact-A_1x2 | 1260 | 288 | 507 |  |  | 33.9 | 16 | 16 | 400 | AC motor | 50 | W | no | no | A | D | Epoxy coated aluminum | 2025-01-02 | 10 | 3 | yes | piece | 1
GCVC PD 050.2/22-49 | GCVC PD | 050.2/22-49 | 4245126 | finoox | GCVC 050.2C/2x2-2411-1-D/4/64/2.10/1800/EXS/1/015023 | 9512 | 2 | 2 | 2411 | Axial | 95234 | 95231 | 240.88 | 26662 | 1260 | VT03011U.1 | 1874 | 2025-02-02 | D | 48.69 | 80.32 | 2025-07-21 | VerticalCompact-BCD_2x2 | 1884 | 800 | 1761 |  |  | 225.4 | 35 | 35 | 500 | EC motor | 5060 | 1 | no | no | C | D | Epoxy coated aluminum | 2025-01-02 | 8 | 4 | yes | piece | 1
GCVC PD 045.2/24-57 | GCVC PD | 045.2/24-57 | 4244690 | finoox | GCVC 045.2C/2x4-2409-1-D/3/64/2.10/3600/AXS/1/015023 | 14309 | 4 | 2 | 2409 | Axial | 152796 | 152518 | 361.32 | 49010 | 1500 | VT03007U.1 | 4131 | 2025-02-02 | E | 56.61 | 88.48 | 34.6 | VerticalCompact-BCD_2x4 | 3684 | 800 | 1761 |  |  | 380.4 | 54 | 54 | 450 | EC motor | 5060 | 1 | no | no | C | D | Aluminum | 2025-01-02 | 4 | 3 | yes | piece | 1
GCVC PD 050.2/22-56 | GCVC PD | 050.2/22-56 | 4245128 | finoox | GCVC 050.2C/2x2-2420-2-D/3/64/2.10/1800/AXS/1/015023 | 10638 | 2 | 2 | 2420 | Axial | 99631 | 99705 | 180.66 | 36723 | 1600 | VT03013U.1 | 3676 | 1965-01-01 | E | 56.48 | 88.11 | 17 | VerticalCompact-BCD_2x2 | 1884 | 800 | 1761 |  |  | 226.4 | 35 | 35 | 500 | EC motor | 5060 | 2 | no | no | C | D | Aluminum | 2025-01-02 | 6 | 3 | yes | piece | 1
GCVC PD 050.2/12-43 | GCVC PD | 050.2/12-43 | 4249547 | finoox | GCVC 050.2C/1x2-2421-1-D/6/32/2.10/1800/EXS/1/015023 | 5542 | 2 | 1 | 2421 | Axial | 55405 | 55619 | 180.66 | 11542 | 1150 | VT03011U.1 | 0.74 | 1975-01-01 | C | 43.18 | 74.57 | 2025-01-15 | VerticalCompact-BCD_1x2 | 1884 | 586 | 953 |  |  | 134.5 | 28 | 28 | 500 | EC motor | 5060 | 1 | no | no | C | D | Epoxy coated aluminum | 2025-01-02 | 8 | 6 | yes | piece | 1
GCVC PD 080.2/22-41 | GCVC PD | 080.2/22-41 | 4248356 | finoox | GCVC 080.2D/2x2-2487-1-D/4/80/2.10/2400/EXS/1/015023 | 18647 | 2 | 2 | 2487 | Axial | 146.91 | 146999 | 401.46 | 38896 | 600 | VT03061U.1 | 1641 | 1985-01-01 | C | 40.89 | 72.7 | 36.3 | VerticalCompact-BCD_2x2 | 2484 | 800 | 2161 |  |  | 350.9 | 42 | 42 | 800 | EC motor | 5060 | 1 | no | no | D | D | Epoxy coated aluminum | 2025-01-02 | 6 | 4 | yes | piece | 1
GCVC PD 063.2/12-33 | GCVC PD | 063.2/12-33 | 4251173 | finoox | GCVC 063.2C/1x2-2509-1-D/3/32/2.10/1800/EXS/1/015023 | 5991 | 2 | 1 | 2509 | Axial | 33955 | 33902 | 90.33 | 10424 | 655 | VT03145U.1 | 0.291 | 0.75 | B | 32.78 | 64.17 | 2025-06-07 | VerticalCompact-BCD_1x2 | 1884 | 615 | 953 |  |  | 109.6 | 22 | 22 | 630 | EC motor | 5060 | 1 | no | no | C | D | Epoxy coated aluminum | 2025-01-02 | 8 | 3 | yes | piece | 1
GCVC PD 063.2/24-31 | GCVC PD | 063.2/24-31 | 4247144 | finoox | GCVC 063.2C/2x4-2504-1-D/3/64/2.10/3600/AXS/1/015023 | 20245 | 4 | 2 | 2504 | Axial | 110838 | 110755 | 361.32 | 28693 | 460 | VT03145U.1 | 0.469 | 0.3 | A+ | 2025-12-31 | 62.98 | 32 | VerticalCompact-BCD_2x4 | 3684 | 800 | 1761 |  |  | 396.4 | 42 | 42 | 630 | EC motor | 5060 | 1 | no | no | C | D | Aluminum | 2025-01-02 | 4 | 3 | yes | piece | 1
GCVC PD 050.2/14-39 | GCVC PD | 050.2/14-39 | 4250049 | finoox | GCVC 050.2C/1x4-2516-1-D/6/32/2.10/3600/EXS/1/015023 | 10656 | 4 | 1 | 2516 | Axial | 80874 | 81207 | 361.32 | 15725 | 820 | VT03011U.1 | 0.57 | 0.68 | B | 39.16 | 70.78 | 2025-05-29 | VerticalCompact-BCD_1x4 | 3684 | 586 | 953 |  |  | 257.3 | 35 | 35 | 500 | EC motor | 5060 | 1 | no | no | C | D | Epoxy coated aluminum | 2025-01-02 | 6 | 6 | yes | piece | 1
GCVC PD 045.2/13-37 | GCVC PD | 045.2/13-37 | 4249026 | finoox | GCVC 045.2C/1x3-2524-1-D/3/32/2.10/2700/AXS/1/015023 | 6002 | 3 | 1 | 2524 | Axial | 36583 | 36546 | 135.49 | 9053 | 750 | VT03007U.1 | 0.225 | 0.37 | B | 37.41 | 68.91 | 2025-01-11 | VerticalCompact-BCD_1x3 | 2784 | 535 | 953 |  |  | 152.3 | 22 | 22 | 450 | EC motor | 5060 | 1 | no | no | C | D | Aluminum | 2025-01-02 | 6 | 3 | yes | piece | 1
GCVC PD 050.2/22-44 | GCVC PD | 050.2/22-44 | 4245184 | finoox | GCVC 050.2C/2x2-2519-1-D/6/64/2.10/1800/AXS/1/015023 | 10305 | 2 | 2 | 2519 | Axial | 100068 | 100611 | 361.32 | 19599 | 1010 | VT03011U.1 | 1024 | 2015-01-01 | C | 43.64 | 75.27 | 31.2 | VerticalCompact-BCD_2x2 | 1884 | 800 | 1761 |  |  | 260.8 | 35 | 35 | 500 | EC motor | 5060 | 1 | no | no | C | D | Aluminum | 2025-01-02 | 8 | 6 | yes | piece | 1
GCVC PD 050.2/22-48 | GCVC PD | 050.2/22-48 | 4246153 | finoox | GCVC 050.2D/2x2-2522-1-D/3/80/2.10/2400/EXS/1/015023 | 10614 | 2 | 2 | 2522 | Axial | 100509 | 100394 | 301.1 | 28300 | 1200 | VT03011U.1 | 1477 | 2025-09-01 | D | 48.35 | 80.15 | 2025-09-26 | VerticalCompact-BCD_2x2 | 2484 | 800 | 2161 |  |  | 290.4 | 35 | 35 | 500 | EC motor | 5060 | 1 | no | no | D | D | Epoxy coated aluminum | 2025-01-02 | 6 | 3 | yes | piece | 1
GCVC PD 063.2/11-15 | GCVC PD | 063.2/11-15 | 4251766 | finoox | GCVC 063.2D/1x1-2501-1-D/3/40/2.10/1200/AXS/1/015023 | 4088 | 1 | 1 | 2501 | Axial | 14547 | 14584 | 75.27 | 3213 | 345 | VT03145U.1 | 0.028 | 0.15 | A+ | 14.93 | 46.3 | 2025-03-06 | VerticalCompact-BCD_1x1 | 1284 | 615 | 1153 |  |  | 82.4 | 16 | 16 | 630 | EC motor | 5060 | 1 | no | no | D | D | Aluminum | 2025-01-02 | 10 | 3 | yes | piece | 1
GCVC PD 063.2/13-25 | GCVC PD | 063.2/13-25 | 4251343 | finoox | GCVC 063.2C/1x3-2503-1-D/3/32/2.10/2700/EXS/1/015023 | 8237 | 3 | 1 | 2503 | Axial | 37.85 | 37804 | 135.49 | 9799 | 425 | VT03145U.1 | 0.143 | 0.25 | A+ | 25.41 | 56.93 | 2025-01-11 | VerticalCompact-BCD_1x3 | 2784 | 615 | 953 |  |  | 160.1 | 22 | 22 | 630 | EC motor | 5060 | 1 | no | no | C | D | Epoxy coated aluminum | 2025-01-02 | 6 | 3 | yes | piece | 1
GCVC PD 050.2/21-40 | GCVC PD | 050.2/21-40 | 4245890 | finoox | GCVC 050.2D/2x1-2518-1-D/4/80/2.10/1200/EXS/1/015023 | 6651 | 1 | 2 | 2518 | Axial | 50001 | 50145 | 200.73 | 10953 | 945 | VT03011U.1 | 0.38 | 1 | B | 40.15 | 71.8 | 2025-01-18 | VerticalCompact-BCD_2x1 | 1284 | 800 | 2161 |  |  | 177 | 28 | 28 | 500 | EC motor | 5060 | 1 | no | no | D | D | Epoxy coated aluminum | 2025-01-02 | 10 | 4 | yes | piece | 1
GCVC PD 050.2/21-29 | GCVC PD | 050.2/21-29 | 4245855 | finoox | GCVC 050.2D/2x1-2512-1-D/6/80/2.10/1200/EXS/1/015023 | 7779 | 1 | 2 | 2512 | Axial | 36773 | 37124 | 301.1 | 6242 | 565 | VT03011U.1 | 0.102 | 0.28 | A+ | 28.59 | 60.24 | 2025-03-25 | VerticalCompact-BCD_2x1 | 1284 | 800 | 2161 |  |  | 206.7 | 22 | 22 | 500 | EC motor | 5060 | 1 | no | no | D | D | Epoxy coated aluminum | 2025-01-02 | 12 | 6 | yes | piece | 1
GCVC PD 080.3/13-47 | GCVC PD | 080.3/13-47 | 6160830 | finoox | GCVC 080.3D/1x3-3482-S-D/4/40/2.10/3600/AXS/1/015023 | 10110 | 3 | 1 | 3482 | Axial | 122979 | 123135 | 301.1 | 33559 | 650 | VT01526 | 3047 | 2025-07-01 | D | 46.64 | 78.32 | 26 | VerticalCompact-BCD_1x3 | 3684 | 611 | 1153 |  |  | 327.1 | 42 | 42 | 800 | AC motor | 50 | S | no | no | D | D | Aluminum | 2025-01-02 | 4 | 4 | yes | piece | 1
GCVC PD 050.3/22-52 | GCVC PD | 050.3/22-52 | 6084493 | finoox | GCVC 050.3D/2x2-3617-X-D/4/80/2.10/2400/EXS/1/015023 | 9488 | 2 | 2 | 3617 | Axial | 132819 | 133115 | 401.46 | 32993 | 1260 | VT01524 | 3678 | 2025-04-04 | E | 51.89 | 83.7 | 36.3 | VerticalCompact-BCD_2x2 | 2484 | 800 | 2161 |  |  | 345.8 | 42 | 42 | 500 | AC motor | 60 | X | no | no | D | D | Epoxy coated aluminum | 2025-01-02 | 6 | 4 | yes | piece | 1
GCVC PD 050.2/12-38 | GCVC PD | 050.2/12-38 | 4249420 | finoox | GCVC 050.2C/1x2-2332-D-D/6/32/2.10/1800/AXS/1/015023 | 4215 | 2 | 1 | 2332 | Axial | 46906 | 47197 | 180.66 | 9000 | 850 | VT01435 | 0.546 | 0.74 | C | 37.79 | 69.18 | 2025-01-15 | VerticalCompact-BCD_1x2 | 1884 | 596 | 953 |  |  | 144.4 | 28 | 28 | 500 | AC motor | 50 | D | no | no | C | D | Aluminum | 2025-01-02 | 8 | 6 | yes | piece | 1
GCVC PD 063.2/14-32 | GCVC PD | 063.2/14-32 | 4251465 | finoox | GCVC 063.2C/1x4-2358-D-D/4/32/2.10/3600/EXS/1/015023 | 8902 | 4 | 1 | 2358 | Axial | 62542 | 62632 | 240.88 | 13822 | 430 | VT01442 | 0.483 | 0.32 | B | 31.77 | 63.4 | 2025-06-19 | VerticalCompact-BCD_1x4 | 3684 | 598 | 953 |  |  | 240.3 | 28 | 28 | 630 | AC motor | 50 | D | no | no | C | D | Epoxy coated aluminum | 2025-01-02 | 4 | 4 | yes | piece | 1
GCVC PD 050.2/24-34 | GCVC PD | 050.2/24-34 | 4245549 | finoox | GCVC 050.2C/2x4-2385-J-D/3/64/2.10/3600/EXS/1/015023 | 12248 | 4 | 2 | 2385 | Axial | 90877 | 90802 | 361.32 | 22120 | 430 | VT01435 | 1063 | 0.32 | C | 34.26 | 66.12 | 2025-08-30 | VerticalCompact-BCD_2x4 | 3684 | 800 | 1761 |  |  | 427 | 35 | 35 | 500 | AC motor | 60 | J | no | no | C | D | Epoxy coated aluminum | 2025-01-02 | 4 | 3 | yes | piece | 1
GCVC PD 050.2/21-57 | GCVC PD | 050.2/21-57 | 4245829 | finoox | GCVC 050.2D/2x1-2410-2-D/3/80/2.10/1200/EXS/1/015023 | 7240 | 1 | 2 | 2410 | Axial | 64189 | 64175 | 150.55 | 20899 | 1770 | VT03013U.1 | 2291 | 2025-01-02 | E | 57.03 | 88.68 | 2025-03-15 | VerticalCompact-BCD_2x1 | 1284 | 800 | 2161 |  |  | 172.8 | 35 | 35 | 500 | EC motor | 5060 | 2 | no | no | D | D | Epoxy coated aluminum | 2025-01-02 | 10 | 3 | yes | piece | 1
GCVC PD 063.2/13-37 | GCVC PD | 063.2/13-37 | 4251386 | finoox | GCVC 063.2C/1x3-2510-1-D/4/32/2.10/2700/EXS/1/015023 | 8775 | 3 | 1 | 2510 | Axial | 60287 | 60268 | 180.66 | 15552 | 695 | VT03145U.1 | 0.528 | 0.9 | B | 36.58 | 68.09 | 15 | VerticalCompact-BCD_1x3 | 2784 | 615 | 953 |  |  | 173.6 | 28 | 28 | 630 | EC motor | 5060 | 1 | no | no | C | D | Epoxy coated aluminum | 2025-01-02 | 6 | 4 | yes | piece | 1
GCVC PD 080.2/23-56 | GCVC PD | 080.2/23-56 | 4248720 | finoox | GCVC 080.2D/2x3-2540-2-D/4/80/2.10/3600/EXS/1/015023 | 33136 | 3 | 2 | 2540 | Axial | 280062 | 279904 | 602.19 | 90396 | 900 | VT03059U.2 | 8512 | 1952-02-01 | E | 55.71 | 87.67 | 58.2 | VerticalCompact-BCD_2x3 | 3684 | 800 | 2161 |  |  | 588.9 | 64 | 64 | 800 | EC motor | 5060 | 2 | no | no | D | D | Epoxy coated aluminum | 2025-01-02 | 4 | 4 | yes | piece | 1
GCVC PD 063.2/14-45 | GCVC PD | 063.2/14-45 | 4251653 | finoox | GCVC 063.2C/1x4-2557-2-D/6/32/2.10/3600/EXS/1/015023 | 14134 | 4 | 1 | 2557 | Axial | 126906 | 127376 | 361.32 | 28180 | 900 | VT03144U.1 | 2134 | 0.85 | D | 45.37 | 77 | 31.4 | VerticalCompact-BCD_1x4 | 3684 | 623 | 953 |  |  | 282.2 | 42 | 42 | 630 | EC motor | 5060 | 2 | no | no | C | D | Epoxy coated aluminum | 2025-01-02 | 4 | 6 | yes | piece | 1
GCVC PD 045.2/21-50 | GCVC PD | 045.2/21-50 | 4244493 | finoox | GCVC 045.2C/2x1-2533-1-D/4/64/2.10/900/AXS/1/015023 | 4936 | 1 | 2 | 2533 | Axial | 44938 | 45253 | 120.44 | 11384 | 1425 | VT03007U.1 | 0.906 | 2025-09-01 | D | 49.57 | 81.08 | 2025-04-11 | VerticalCompact-BCD_2x1 | 984 | 800 | 1761 |  |  | 124.2 | 28 | 28 | 450 | EC motor | 5060 | 1 | no | no | C | D | Aluminum | 2025-01-02 | 8 | 4 | yes | piece | 1
GCVC PD 045.2/13-51 | GCVC PD | 045.2/13-51 | 4249084 | finoox | GCVC 045.2C/1x3-2533-1-D/4/32/2.10/2700/EXS/1/015023 | 6778 | 3 | 1 | 2533 | Axial | 63585 | 63573 | 180.66 | 17076 | 1425 | VT03007U.1 | 1359 | 2025-09-01 | D | 51.34 | 82.84 | 2025-06-15 | VerticalCompact-BCD_1x3 | 2784 | 535 | 953 |  |  | 166.4 | 35 | 35 | 450 | EC motor | 5060 | 1 | no | no | C | D | Epoxy coated aluminum | 2025-01-02 | 6 | 4 | yes | piece | 1
GCVC PD 045.2/11-46 | GCVC PD | 045.2/11-46 | 4243871 | finoox | GCVC 045.2B/1x1-2531-1-D/4/24/2.10/720/EXS/1/015023 | 2472 | 1 | 1 | 2531 | Axial | 14896 | 15024 | 36.13 | 4251 | 1275 | VT03007U.1 | 0.334 | 2025-04-01 | D | 45.5 | 76.68 | 2025-02-03 | VerticalCompact-BCD_1x1 | 804 | 535 | 753 |  |  | 45.6 | 16 | 16 | 450 | EC motor | 5060 | 1 | no | no | B | D | Epoxy coated aluminum | 2025-01-02 | 8 | 4 | yes | piece | 1
GCVC PD 063.2/23-43 | GCVC PD | 063.2/23-43 | 4246982 | finoox | GCVC 063.2C/2x3-2511-1-D/6/64/2.10/2700/AXS/1/015023 | 18972 | 3 | 2 | 2511 | Axial | 146.64 | 147967 | 541.97 | 28842 | 730 | VT03145U.1 | 1286 | 1 | C | 42.83 | 74.57 | 46.3 | VerticalCompact-BCD_2x3 | 2784 | 800 | 1761 |  |  | 385.9 | 42 | 42 | 630 | EC motor | 5060 | 1 | no | no | C | D | Aluminum | 2025-01-02 | 6 | 6 | yes | piece | 1
GCVC PD 045.2/24-41 | GCVC PD | 045.2/24-41 | 4244712 | finoox | GCVC 045.2C/2x4-2524-1-D/4/64/2.10/3600/EXS/1/015023 | 16168 | 4 | 2 | 2524 | Axial | 106721 | 106668 | 481.75 | 23440 | 750 | VT03007U.1 | 0.605 | 0.37 | A | 41.3 | 73.16 | 41.4 | VerticalCompact-BCD_2x4 | 3684 | 800 | 1761 |  |  | 410.2 | 42 | 42 | 450 | EC motor | 5060 | 1 | no | no | C | D | Epoxy coated aluminum | 2025-01-02 | 6 | 4 | yes | piece | 1
GCVC PD 050.2/14-54 | GCVC PD | 050.2/14-54 | 4250092 | finoox | GCVC 050.2C/1x4-2560-2-D/3/32/2.10/3600/AXS/1/015023 | 10353 | 4 | 1 | 2560 | Axial | 86281 | 85935 | 180.66 | 30976 | 1415 | VT03013U.1 | 2519 | 2021-01-01 | E | 54.17 | 85.79 | 2025-05-15 | VerticalCompact-BCD_1x4 | 3684 | 607 | 953 |  |  | 223.8 | 35 | 35 | 500 | EC motor | 5060 | 2 | no | no | C | D | Aluminum | 2025-01-02 | 4 | 3 | yes | piece | 1
GCVC PD 050.2/24-44 | GCVC PD | 050.2/24-44 | 4245643 | finoox | GCVC 050.2C/2x4-2517-1-D/4/64/2.10/3600/AXS/1/015023 | 17620 | 4 | 2 | 2517 | Axial | 155707 | 155951 | 481.75 | 36770 | 880 | VT03011U.1 | 1352 | 0.84 | B | 43.65 | 75.51 | 44 | VerticalCompact-BCD_2x4 | 3684 | 800 | 1761 |  |  | 429.1 | 54 | 54 | 500 | EC motor | 5060 | 1 | no | no | C | D | Aluminum | 2025-01-02 | 4 | 4 | yes | piece | 1
GCVC PD 050.2/22-41 | GCVC PD | 050.2/22-41 | 4245173 | finoox | GCVC 050.2C/2x2-2517-1-D/3/64/2.10/1800/EXS/1/015023 | 8882 | 2 | 2 | 2517 | Axial | 64477 | 64389 | 180.66 | 19042 | 880 | VT03011U.1 | 0.661 | 0.84 | C | 41.07 | 72.7 | 2025-09-16 | VerticalCompact-BCD_2x2 | 1884 | 800 | 1761 |  |  | 207.9 | 35 | 35 | 500 | EC motor | 5060 | 1 | no | no | C | D | Epoxy coated aluminum | 2025-01-02 | 8 | 3 | yes | piece | 1
GCVC PD 050.2/22-47 | GCVC PD | 050.2/22-47 | 4245202 | finoox | GCVC 050.2C/2x2-2522-1-D/6/64/2.10/1800/AXS/1/015023 | 10394 | 2 | 2 | 2522 | Axial | 114533 | 115047 | 361.32 | 23500 | 1200 | VT03011U.1 | 1678 | 2025-09-01 | D | 47.37 | 79 | 32.4 | VerticalCompact-BCD_2x2 | 1884 | 800 | 1761 |  |  | 263 | 42 | 42 | 500 | EC motor | 5060 | 1 | no | no | C | D | Aluminum | 2025-01-02 | 8 | 6 | yes | piece | 1
GCVC PD 063.2/23-67 | GCVC PD | 063.2/23-67 | 4247001 | finoox | GCVC 063.2C/2x3-2550-2-D/4/64/2.10/2700/EXS/1/015023 | 24837 | 3 | 2 | 2550 | Axial | 202103 | 203393 | 361.32 | 70876 | 1285 | VT03143U.1 | 12688 | 2026-03-01 | E | 67.32 | 99.06 | 34.7 | VerticalCompact-BCD_2x3 | 2784 | 800 | 1761 |  |  | 471.1 | 54 | 54 | 630 | EC motor | 5060 | 2 | no | no | C | D | Epoxy coated aluminum | 2025-01-02 | 4 | 4 | yes | piece | 1
GCVC PD 080.2/21-24 | GCVC PD | 080.2/21-24 | 4248108 | finoox | GCVC 080.2D/2x1-2494-1-D/3/80/2.10/1200/AXS/1/015023 | 7321 | 1 | 2 | 2494 | Axial | 44543 | 44539 | 150.55 | 11311 | 340 | VT03062U.1 | 0.165 | 0.45 | A+ | 24.17 | 55.82 | 14 | VerticalCompact-BCD_2x1 | 1284 | 800 | 2161 |  |  | 175.5 | 28 | 28 | 800 | EC motor | 5060 | 1 | no | no | D | D | Aluminum | 2025-01-02 | 10 | 3 | yes | piece | 1
GCVC PD 080.2/23-50 | GCVC PD | 080.2/23-50 | 4248692 | finoox | GCVC 080.2D/2x3-2536-2-D/3/80/2.10/3600/AXS/1/015023 | 29337 | 3 | 2 | 2536 | Axial | 210998 | 210185 | 451.65 | 73851 | 700 | VT03059U.2 | 3993 | 2025-04-01 | D | 49.76 | 81.72 | 43.1 | VerticalCompact-BCD_2x3 | 3684 | 800 | 2161 |  |  | 539.4 | 54 | 54 | 800 | EC motor | 5060 | 2 | no | no | D | D | Aluminum | 2025-01-02 | 4 | 3 | yes | piece | 1
GCVC PD 080.2/21-43 | GCVC PD | 080.2/21-43 | 4248198 | finoox | GCVC 080.2D/2x1-2546-2-D/3/80/2.10/1200/EXS/1/015023 | 8769 | 1 | 2 | 2546 | Axial | 72261 | 72193 | 150.55 | 25977 | 730 | VT03060U.1 | 1448 | 2025-03-01 | D | 43.15 | 74.8 | 2025-03-15 | VerticalCompact-BCD_2x1 | 1284 | 800 | 2161 |  |  | 183.7 | 35 | 35 | 800 | EC motor | 5060 | 2 | no | no | D | D | Epoxy coated aluminum | 2025-01-02 | 10 | 3 | yes | piece | 1
GCVC PD 063.2/13-41 | GCVC PD | 063.2/13-41 | 4252369 | finoox | GCVC 063.2D/1x3-2554-2-D/3/40/2.10/3600/EXS/1/015023 | 10575 | 3 | 1 | 2554 | Axial | 81174 | 81095 | 225.82 | 23997 | 750 | VT03144U.1 | 0.762 | 0.6 | C | 40.61 | 72.29 | 2025-03-19 | VerticalCompact-BCD_1x3 | 3684 | 623 | 1153 |  |  | 238.2 | 35 | 35 | 630 | EC motor | 5060 | 2 | no | no | D | D | Epoxy coated aluminum | 2025-01-02 | 4 | 3 | yes | piece | 1
GCVC PD 080.3/11-43 | GCVC PD | 080.3/11-43 | 6132605 | finoox | GCVC 080.3D/1x1-3488-I-D/3/40/2.10/1200/AXS/1/015023 | 4058 | 1 | 1 | 3488 | Axial | 39.34 | 39457 | 75.27 | 13663 | 720 | VT01371 | 1179 | 1935-02-01 | E | 42.88 | 74.24 | 2025-01-07 | VerticalCompact-BCD_1x1 | 1284 | 605 | 1153 |  |  | 111.4 | 28 | 28 | 800 | AC motor | 60 | I | no | no | D | D | Aluminum | 2025-01-02 | 8 | 3 | yes | piece | 1
GCVC PD 080.3/11-44 | GCVC PD | 080.3/11-44 | 6144838 | finoox | GCVC 080.3D/1x1-3488-I-D/4/40/2.10/1200/EXS/1/015023 | 4506 | 1 | 1 | 3488 | Axial | 43923 | 43977 | 100.37 | 12732 | 720 | VT01371 | 1183 | 1935-02-01 | E | 43.6 | 74.96 | 2025-01-09 | VerticalCompact-BCD_1x1 | 1284 | 605 | 1153 |  |  | 118.6 | 28 | 28 | 800 | AC motor | 60 | I | no | no | D | D | Epoxy coated aluminum | 2025-01-02 | 10 | 4 | yes | piece | 1
GCVC PD 080.3/21-50 | GCVC PD | 080.3/21-50 | 6164093 | finoox | GCVC 080.3D/2x1-3560-2-D/3/80/2.10/1200/AXS/1/015023 | 10030 | 1 | 2 | 3560 | Axial | 95403 | 95717 | 150.55 | 39721 | 990 | VT01445U.3 | 3913 | 2025-01-03 | E | 49.65 | 81.3 | 2025-04-15 | VerticalCompact-BCD_2x1 | 1284 | 800 | 2161 |  |  | 218.9 | 35 | 35 | 800 | EC motor | 5060 | 2 | no | no | D | D | Aluminum | 2025-01-02 | 8 | 3 | yes | piece | 1
GCVC PD 080.2/23-59 | GCVC PD | 080.2/23-59 | 4248543 | finoox | GCVC 080.2D/2x3-1656-2-D/4/80/2.10/3600/AXS/1/015023 | 31601 | 3 | 2 | 1656 | Axial | 314431 | 311884 | 602.19 | 107215 | 1000 | VT03059U.2 | 12936 | 2025-02-03 | E | 58.99 | 90.95 | 58.2 | VerticalCompact-BCD_2x3 | 3684 | 800 | 2161 |  |  | 588.9 | 64 | 64 | 800 | EC motor | 5060 | 2 | no | no | D | D | Aluminum | 2025-01-02 | 4 | 4 | yes | piece | 1
GCVC PD 050.2/11-36 | GCVC PD | 050.2/11-36 | 4250130 | finoox | GCVC 050.2D/1x1-2332-D-D/4/40/2.10/1200/EXS/1/015023 | 2832 | 1 | 1 | 2332 | Axial | 25012 | 25084 | 100.37 | 5480 | 850 | VT01435 | 0.249 | 0.74 | C | 35.68 | 67.04 | 2025-04-08 | VerticalCompact-BCD_1x1 | 1284 | 596 | 1153 |  |  | 93.9 | 18 | 18 | 500 | AC motor | 50 | D | no | no | D | D | Epoxy coated aluminum | 2025-01-02 | 10 | 4 | yes | piece | 1
GCVC PD 080.2/13-34 | GCVC PD | 080.2/13-34 | 4252991 | finoox | GCVC 080.2D/1x3-2447-1-D/4/40/2.10/3600/AXS/1/015023 | 10558 | 3 | 1 | 2447 | Axial | 98236 | 98.39 | 301.1 | 23308 | 490 | VT03062U.1 | 0.675 | 2025-01-01 | B | 33.99 | 65.67 | 2025-02-25 | VerticalCompact-BCD_1x3 | 3684 | 608 | 1153 |  |  | 264.2 | 35 | 35 | 800 | EC motor | 5060 | 1 | no | no | D | D | Aluminum | 2025-01-02 | 4 | 4 | yes | piece | 1
GCVC PD 050.2/24-42 | GCVC PD | 050.2/24-42 | 4245530 | finoox | GCVC 050.2C/2x4-2354-W-D/6/64/2.10/3600/AXS/1/015023 | 15214 | 4 | 2 | 2354 | Axial | 171208 | 171691 | 722.63 | 33299 | 865 | VT03093U | 1742 | 0.97 | C | 41.89 | 73.75 | 62.7 | VerticalCompact-BCD_2x4 | 3684 | 800 | 1761 |  |  | 524.7 | 54 | 54 | 500 | AC motor | 50 | W | no | no | C | D | Aluminum | 2025-01-02 | 6 | 6 | yes | piece | 1
GCVC PD 063.2/13-21 | GCVC PD | 063.2/13-21 | 4252220 | finoox | GCVC 063.2D/1x3-2399-J-D/4/40/2.10/3600/EXS/1/015023 | 8819 | 3 | 1 | 2399 | Axial | 49731 | 49816 | 301.1 | 9816 | 290 | VT01442 | 0.211 | 0.14 | A | 20.95 | 52.63 | 2025-05-24 | VerticalCompact-BCD_1x3 | 3684 | 598 | 1153 |  |  | 256.8 | 28 | 28 | 630 | AC motor | 60 | J | no | no | D | D | Epoxy coated aluminum | 2025-01-02 | 6 | 4 | yes | piece | 1
GCVC PD 080.2/11-23 | GCVC PD | 080.2/11-23 | 4252522 | finoox | GCVC 080.2D/1x1-2495-1-D/3/40/2.10/1200/EXS/1/015023 | 4394 | 1 | 1 | 2495 | Axial | 22915 | 22919 | 75.27 | 6089 | 365 | VT03062U.1 | 0.099 | 0.5 | A | 22.91 | 54.28 | 2025-04-06 | VerticalCompact-BCD_1x1 | 1284 | 608 | 1153 |  |  | 88.2 | 18 | 18 | 800 | EC motor | 5060 | 1 | no | no | D | D | Epoxy coated aluminum | 2025-01-02 | 10 | 3 | yes | piece | 1
GCVC PD 045.2/14-41 | GCVC PD | 045.2/14-41 | 4249122 | finoox | GCVC 045.2C/1x4-2525-1-D/3/32/2.10/3600/AXS/1/015023 | 7618 | 4 | 1 | 2525 | Axial | 52706 | 52692 | 180.66 | 13315 | 825 | VT03007U.1 | 0.384 | 0.47 | B | 40.62 | 72.24 | 2025-09-14 | VerticalCompact-BCD_1x4 | 3684 | 535 | 953 |  |  | 199.1 | 28 | 28 | 450 | EC motor | 5060 | 1 | no | no | C | D | Aluminum | 2025-01-02 | 4 | 3 | yes | piece | 1
GCVC PD 080.2/11-49 | GCVC PD | 080.2/11-49 | 4252585 | finoox | GCVC 080.2D/1x1-2541-2-D/3/40/2.10/1200/EXS/1/015023 | 5463 | 1 | 1 | 2541 | Axial | 42485 | 42591 | 75.27 | 17078 | 950 | VT03059U.2 | 1638 | 1982-02-01 | E | 49.02 | 80.39 | 2025-01-07 | VerticalCompact-BCD_1x1 | 1284 | 650 | 1153 |  |  | 101.3 | 28 | 28 | 800 | EC motor | 5060 | 2 | no | no | D | D | Epoxy coated aluminum | 2025-01-02 | 8 | 3 | yes | piece | 1
GCVC PD 050.2/22-54 | GCVC PD | 050.2/22-54 | 4245216 | finoox | GCVC 050.2C/2x2-2560-2-D/4/64/2.10/1800/EXS/1/015023 | 11631 | 2 | 2 | 2560 | Axial | 101666 | 101467 | 240.88 | 30012 | 1415 | VT03013U.1 | 2567 | 2021-01-01 | D | 53.96 | 85.59 | 2025-07-21 | VerticalCompact-BCD_2x2 | 1884 | 800 | 1761 |  |  | 243.8 | 35 | 35 | 500 | EC motor | 5060 | 2 | no | no | C | D | Epoxy coated aluminum | 2025-01-02 | 8 | 4 | yes | piece | 1
GCVC PD 050.2/11-50 | GCVC PD | 050.2/11-50 | 4244124 | finoox | GCVC 050.2B/1x1-2561-2-D/3/24/2.10/720/AXS/1/015023 | 2787 | 1 | 1 | 2561 | Axial | 16946 | 17127 | 2025-01-27 | 6977 | 1505 | VT03013U.1 | 0.807 | 1938-01-01 | E | 49.92 | 81.11 | 2025-04-02 | VerticalCompact-BCD_1x1 | 804 | 607 | 753 |  |  | 48.7 | 16 | 16 | 500 | EC motor | 5060 | 2 | no | no | B | D | Aluminum | 2025-01-02 | 8 | 3 | yes | piece | 1
GCVC PD 063.2/13-29 | GCVC PD | 063.2/13-29 | 4251342 | finoox | GCVC 063.2C/1x3-2503-1-D/6/32/2.10/2700/AXS/1/015023 | 9455 | 3 | 1 | 2503 | Axial | 45054 | 45303 | 270.99 | 7905 | 425 | VT03145U.1 | 0.152 | 0.25 | A+ | 29.21 | 60.73 | 22 | VerticalCompact-BCD_1x3 | 2784 | 615 | 953 |  |  | 199.6 | 28 | 28 | 630 | EC motor | 5060 | 1 | no | no | C | D | Aluminum | 2025-01-02 | 8 | 6 | yes | piece | 1
GCVC PD 050.2/22-34 | GCVC PD | 050.2/22-34 | 4246097 | finoox | GCVC 050.2D/2x2-2513-1-D/4/80/2.10/2400/AXS/1/015023 | 10910 | 2 | 2 | 2513 | Axial | 73324 | 73471 | 401.46 | 14480 | 630 | VT03011U.1 | 0.256 | 0.37 | A+ | 34.12 | 65.93 | 34.8 | VerticalCompact-BCD_2x2 | 2484 | 800 | 2161 |  |  | 319.5 | 35 | 35 | 500 | EC motor | 5060 | 1 | no | no | D | D | Aluminum | 2025-01-02 | 8 | 4 | yes | piece | 1
GCVC PD 045.2/24-50 | GCVC PD | 045.2/24-50 | 4244740 | finoox | GCVC 045.2C/2x4-2529-1-D/6/64/2.10/3600/AXS/1/015023 | 17479 | 4 | 2 | 2529 | Axial | 171965 | 172429 | 722.63 | 33508 | 1125 | VT03007U.1 | 1859 | 1 | C | 50.26 | 82.12 | 62.7 | VerticalCompact-BCD_2x4 | 3684 | 800 | 1761 |  |  | 486.1 | 54 | 54 | 450 | EC motor | 5060 | 1 | no | no | C | D | Aluminum | 2025-01-02 | 6 | 6 | yes | piece | 1
GCVC PD 080.3/23-51 | GCVC PD | 080.3/23-51 | 6072526 | finoox | GCVC 080.3D/2x3-3490-K-D/3/80/2.10/3600/AXS/1/015023 | 20613 | 3 | 2 | 3490 | Axial | 228907 | 227701 | 451.65 | 88162 | 770 | VT01371 | 7909 | 2025-04-02 | E | 51.48 | 83.44 | 43.1 | VerticalCompact-BCD_2x3 | 3684 | 800 | 2161 |  |  | 600 | 54 | 54 | 800 | AC motor | 60 | K | no | no | D | D | Aluminum | 2025-01-02 | 4 | 3 | yes | piece | 1
GCVC PD 080.3/13-54 | GCVC PD | 080.3/13-54 | 6172734 | finoox | GCVC 080.3D/1x3-3559-2-D/6/40/2.10/3600/AXS/1/015023 | 16499 | 3 | 1 | 3559 | Axial | 209895 | 210344 | 451.65 | 53486 | 1045 | VT01445U.3 | 7461 | 1965-03-01 | E | 54.43 | 86.11 | 39.4 | VerticalCompact-BCD_1x3 | 3684 | 620 | 1153 |  |  | 375.6 | 54 | 54 | 800 | EC motor | 5060 | 2 | no | no | D | D | Aluminum | 2025-01-02 | 4 | 6 | yes | piece | 1
GCVC PD 050.3/11-44 | GCVC PD | 050.3/11-44 | 6147478 | finoox | GCVC 050.3C/1x1-3616-W-D/4/32/2.10/900/EXS/1/015023 | 2327 | 1 | 1 | 3616 | Axial | 24876 | 25036 | 60.22 | 6916 | 1240 | VT01524 | 0.677 | 2025-02-03 | E | 43.72 | 74.99 | 2025-02-05 | VerticalCompact-BCD_1x1 | 984 | 596 | 953 |  |  | 69.6 | 18 | 18 | 500 | AC motor | 50 | W | no | no | C | D | Epoxy coated aluminum | 2025-01-02 | 8 | 4 | yes | piece | 1
GCVC PD 050.2/23-46 | GCVC PD | 050.2/23-46 | 4245308 | finoox | GCVC 050.2C/2x3-2384-I-D/4/64/2.10/2700/EXS/1/015023 | 10710 | 3 | 2 | 2384 | Axial | 117719 | 117688 | 361.32 | 29865 | 790 | VT01435 | 2216 | 0.88 | D | 45.69 | 77.44 | 32.1 | VerticalCompact-BCD_2x3 | 2784 | 800 | 1761 |  |  | 357.3 | 42 | 42 | 500 | AC motor | 60 | I | no | no | C | D | Epoxy coated aluminum | 2025-01-02 | 6 | 4 | yes | piece | 1
GCVC PD 050.2/11-30 | GCVC PD | 050.2/11-30 | 4249269 | finoox | GCVC 050.2C/1x1-2388-I-D/6/32/2.10/900/EXS/1/015023 | 2703 | 1 | 1 | 2388 | Axial | 19031 | 19207 | 90.33 | 3598 | 710 | VT01437 | 0.164 | 0.34 | C | 29.52 | 60.79 | 2025-06-07 | VerticalCompact-BCD_1x1 | 984 | 596 | 953 |  |  | 74.7 | 16 | 16 | 500 | AC motor | 60 | I | no | no | C | D | Epoxy coated aluminum | 2025-01-02 | 12 | 6 | yes | piece | 1
GCVC PD 063.2/21-35 | GCVC PD | 063.2/21-35 | 4247348 | finoox | GCVC 063.2D/2x1-2414-1-D/6/80/2.10/1200/AXS/1/015023 | 9417 | 1 | 2 | 2414 | Axial | 70368 | 70889 | 301.1 | 13225 | 770 | VT03145U.1 | 0.441 | 2015-01-01 | B | 35.25 | 66.91 | 2025-04-27 | VerticalCompact-BCD_2x1 | 1284 | 800 | 2161 |  |  | 211.3 | 35 | 35 | 630 | EC motor | 5060 | 1 | no | no | D | D | Aluminum | 2025-01-02 | 10 | 6 | yes | piece | 1
GCVC PD 050.2/11-43 | GCVC PD | 050.2/11-43 | 4249297 | finoox | GCVC 050.2C/1x1-2411-1-D/3/32/2.10/900/EXS/1/015023 | 2744 | 1 | 1 | 2411 | Axial | 20487 | 20599 | 45.16 | 6885 | 1260 | VT03011U.1 | 0.458 | 2025-02-02 | D | 43.25 | 74.52 | 4 | VerticalCompact-BCD_1x1 | 984 | 586 | 953 |  |  | 59.3 | 18 | 18 | 500 | EC motor | 5060 | 1 | no | no | C | D | Epoxy coated aluminum | 2025-01-02 | 8 | 3 | yes | piece | 1
GCVC PD 045.2/12-51 | GCVC PD | 045.2/12-51 | 4248919 | finoox | GCVC 045.2C/1x2-2409-1-D/4/32/2.10/1800/AXS/1/015023 | 4649 | 2 | 1 | 2409 | Axial | 45892 | 45934 | 120.44 | 11954 | 1500 | VT03007U.1 | 1044 | 2025-02-02 | D | 51.01 | 82.39 | 2025-04-10 | VerticalCompact-BCD_1x2 | 1884 | 535 | 953 |  |  | 113.7 | 28 | 28 | 450 | EC motor | 5060 | 1 | no | no | C | D | Aluminum | 2025-01-02 | 8 | 4 | yes | piece | 1
GCVC PD 050.2/12-56 | GCVC PD | 050.2/12-56 | 4249525 | finoox | GCVC 050.2C/1x2-2410-2-D/4/32/2.10/1800/AXS/1/015023 | 5585 | 2 | 1 | 2410 | Axial | 62173 | 62379 | 120.44 | 18921 | 1770 | VT03013U.1 | 2475 | 2025-01-02 | E | 56.08 | 87.47 | 2025-04-10 | VerticalCompact-BCD_1x2 | 1884 | 607 | 953 |  |  | 126.3 | 28 | 28 | 500 | EC motor | 5060 | 2 | no | no | C | D | Aluminum | 2025-01-02 | 6 | 4 | yes | piece | 1
GCVC PD 050.2/12-51 | GCVC PD | 050.2/12-51 | 4250567 | finoox | GCVC 050.2D/1x2-2559-2-D/3/40/2.10/2400/EXS/1/015023 | 6362 | 2 | 1 | 2559 | Axial | 53304 | 53241 | 150.55 | 15615 | 1330 | VT03013U.1 | 0.982 | 2025-08-01 | D | 50.83 | 82.36 | 2025-09-12 | VerticalCompact-BCD_1x2 | 2484 | 607 | 1153 |  |  | 161.1 | 28 | 28 | 500 | EC motor | 5060 | 2 | no | no | D | D | Epoxy coated aluminum | 2025-01-02 | 6 | 3 | yes | piece | 1
GCVC PD 080.2/22-18 | GCVC PD | 080.2/22-18 | 4248362 | finoox | GCVC 080.2D/2x2-2489-1-D/3/80/2.10/2400/AXS/1/015023 | 15158 | 2 | 2 | 2489 | Axial | 62.12 | 62066 | 301.1 | 14076 | 220 | VT03062U.1 | 0.12 | 0.15 | A+ | 17.71 | 49.51 | 2025-06-25 | VerticalCompact-BCD_2x2 | 2484 | 800 | 2161 |  |  | 315.4 | 28 | 28 | 800 | EC motor | 5060 | 1 | no | no | D | D | Aluminum | 2025-01-02 | 8 | 3 | yes | piece | 1
GCVC PD 063.2/13-44 | GCVC PD | 063.2/13-44 | 4252395 | finoox | GCVC 063.2D/1x3-2558-2-D/6/40/2.10/3600/EXS/1/015023 | 13637 | 3 | 1 | 2558 | Axial | 136176 | 136689 | 451.65 | 28061 | 950 | VT03144U.1 | 1634 | 1 | C | 44.26 | 75.94 | 39.2 | VerticalCompact-BCD_1x3 | 3684 | 623 | 1153 |  |  | 307.7 | 42 | 42 | 630 | EC motor | 5060 | 2 | no | no | D | D | Epoxy coated aluminum | 2025-01-02 | 4 | 6 | yes | piece | 1
GCVC PD 080.2/22-15 | GCVC PD | 080.2/22-15 | 4248358 | finoox | GCVC 080.2D/2x2-2488-1-D/3/80/2.10/2400/AXS/1/015023 | 15158 | 2 | 2 | 2488 | Axial | 56528 | 56489 | 301.1 | 12398 | 195 | VT03062U.1 | 0.097 | 0.12 | A+ | 15.24 | 47.05 | 2025-06-25 | VerticalCompact-BCD_2x2 | 2484 | 800 | 2161 |  |  | 315.4 | 28 | 28 | 800 | EC motor | 5060 | 1 | no | no | D | D | Aluminum | 2025-01-02 | 8 | 3 | yes | piece | 1
GCVC PD 080.2/11-50 | GCVC PD | 080.2/11-50 | 4252583 | finoox | GCVC 080.2D/1x1-2541-2-D/4/40/2.10/1200/AXS/1/015023 | 5519 | 1 | 1 | 2541 | Axial | 51558 | 51591 | 100.37 | 15974 | 950 | VT03059U.2 | 1665 | 1982-02-01 | E | 49.64 | 81.01 | 2025-01-09 | VerticalCompact-BCD_1x1 | 1284 | 650 | 1153 |  |  | 108.5 | 28 | 28 | 800 | EC motor | 5060 | 2 | no | no | D | D | Aluminum | 2025-01-02 | 10 | 4 | yes | piece | 1
GCVC PD 080.2/21-40 | GCVC PD | 080.2/21-40 | 4248180 | finoox | GCVC 080.2D/2x1-2542-2-D/3/80/2.10/1200/AXS/1/015023 | 8434 | 1 | 2 | 2542 | Axial | 67.56 | 67584 | 150.55 | 21636 | 615 | VT03060U.1 | 0.879 | 0.92 | C | 39.51 | 71.16 | 2025-03-15 | VerticalCompact-BCD_2x1 | 1284 | 800 | 2161 |  |  | 183.7 | 35 | 35 | 800 | EC motor | 5060 | 2 | no | no | D | D | Aluminum | 2025-01-02 | 10 | 3 | yes | piece | 1
GCVC PD 063.2/12-39 | GCVC PD | 063.2/12-39 | 4251224 | finoox | GCVC 063.2C/1x2-2555-2-D/3/32/2.10/1800/AXS/1/015023 | 6360 | 2 | 1 | 2555 | Axial | 44351 | 44424 | 90.33 | 14795 | 800 | VT03144U.1 | 0.69 | 0.69 | D | 38.54 | 69.94 | 8 | VerticalCompact-BCD_1x2 | 1884 | 623 | 953 |  |  | 118.7 | 28 | 28 | 630 | EC motor | 5060 | 2 | no | no | C | D | Aluminum | 2025-01-02 | 6 | 3 | yes | piece | 1
GCVC PD 063.2/12-40 | GCVC PD | 063.2/12-40 | 4251226 | finoox | GCVC 063.2C/1x2-2555-2-D/6/32/2.10/1800/AXS/1/015023 | 7430 | 2 | 1 | 2555 | Axial | 59.46 | 59.72 | 180.66 | 12393 | 800 | VT03144U.1 | 0.759 | 0.69 | C | 40.27 | 71.66 | 2025-01-15 | VerticalCompact-BCD_1x2 | 1884 | 623 | 953 |  |  | 144.7 | 28 | 28 | 630 | EC motor | 5060 | 2 | no | no | C | D | Aluminum | 2025-01-02 | 8 | 6 | yes | piece | 1
GCVC PD 050.2/11-35 | GCVC PD | 050.2/11-35 | 4249342 | finoox | GCVC 050.2C/1x1-2517-1-D/3/32/2.10/900/AXS/1/015023 | 2639 | 1 | 1 | 2517 | Axial | 16695 | 16.78 | 45.16 | 4760 | 880 | VT03011U.1 | 0.165 | 0.84 | C | 35.41 | 66.68 | 2025-09-03 | VerticalCompact-BCD_1x1 | 984 | 586 | 953 |  |  | 59.3 | 16 | 16 | 500 | EC motor | 5060 | 1 | no | no | C | D | Aluminum | 2025-01-02 | 8 | 3 | yes | piece | 1
GCVC PD 050.2/23-43 | GCVC PD | 050.2/23-43 | 4246365 | finoox | GCVC 050.2D/2x3-2517-1-D/6/80/2.10/3600/EXS/1/015023 | 21339 | 3 | 2 | 2517 | Axial | 163136 | 163859 | 903.29 | 29522 | 880 | VT03011U.1 | 0.969 | 0.84 | B | 42.76 | 74.72 | 78.2 | VerticalCompact-BCD_2x3 | 3684 | 800 | 2161 |  |  | 563.7 | 54 | 54 | 500 | EC motor | 5060 | 1 | no | no | D | D | Epoxy coated aluminum | 2025-01-02 | 6 | 6 | yes | piece | 1
GCVC PD 050.2/13-43 | GCVC PD | 050.2/13-43 | 4250783 | finoox | GCVC 050.2D/1x3-2519-1-D/3/40/2.10/3600/EXS/1/015023 | 8141 | 3 | 1 | 2519 | Axial | 67611 | 67502 | 225.82 | 17827 | 1010 | VT03011U.1 | 0.676 | 2015-01-01 | C | 43.47 | 75.15 | 2025-03-19 | VerticalCompact-BCD_1x3 | 3684 | 586 | 1153 |  |  | 222.9 | 35 | 35 | 500 | EC motor | 5060 | 1 | no | no | D | D | Epoxy coated aluminum | 2025-01-02 | 4 | 3 | yes | piece | 1
GCVC PD 063.2/12-61 | GCVC PD | 063.2/12-61 | 4252097 | finoox | GCVC 063.2D/1x2-2550-2-D/4/40/2.10/2400/AXS/1/015023 | 9390 | 2 | 1 | 2550 | Axial | 100052 | 100496 | 200.73 | 28963 | 1285 | VT03143U.1 | 3961 | 2026-03-01 | E | 60.73 | 92.26 | 2025-05-17 | VerticalCompact-BCD_1x2 | 2484 | 611 | 1153 |  |  | 213.2 | 35 | 35 | 630 | EC motor | 5060 | 2 | no | no | D | D | Aluminum | 2025-01-02 | 4 | 4 | yes | piece | 1
GCVC PD 050.2/11-50 | GCVC PD | 050.2/11-50 | 4249394 | finoox | GCVC 050.2C/1x1-2561-2-D/4/32/2.10/900/EXS/1/015023 | 3319 | 1 | 1 | 2561 | Axial | 27246 | 27429 | 60.22 | 7991 | 1505 | VT03013U.1 | 0.767 | 1938-01-01 | E | 49.63 | 80.9 | 2025-04-05 | VerticalCompact-BCD_1x1 | 984 | 607 | 953 |  |  | 68.8 | 22 | 22 | 500 | EC motor | 5060 | 2 | no | no | C | D | Epoxy coated aluminum | 2025-01-02 | 8 | 4 | yes | piece | 1
GCVC PD 045.2/11-41 | GCVC PD | 045.2/11-41 | 4243856 | finoox | GCVC 045.2B/1x1-2528-1-D/3/24/2.10/720/AXS/1/015023 | 2348 | 1 | 1 | 2528 | Axial | 11621 | 11712 | 2025-01-27 | 3671 | 1050 | VT03007U.1 | 0.192 | 0.84 | D | 40.85 | 72.03 | 2025-04-02 | VerticalCompact-BCD_1x1 | 804 | 535 | 753 |  |  | 42.4 | 16 | 16 | 450 | EC motor | 5060 | 1 | no | no | B | D | Aluminum | 2025-01-02 | 8 | 3 | yes | piece | 1
GCVC PD 080.3/11-48 | GCVC PD | 080.3/11-48 | 6192741 | finoox | GCVC 080.3D/1x1-3485-I-D/3/40/2.10/1200/EXS/1/015023 | 4223 | 1 | 1 | 3485 | Axial | 42167 | 42272 | 75.27 | 16818 | 900 | VT01526 | 2288 | 2025-09-03 | E | 47.51 | 78.88 | 2025-01-07 | VerticalCompact-BCD_1x1 | 1284 | 611 | 1153 |  |  | 110.1 | 28 | 28 | 800 | AC motor | 60 | I | no | no | D | D | Epoxy coated aluminum | 2025-01-02 | 8 | 3 | yes | piece | 1
GCVC PD 050.3/12-49 | GCVC PD | 050.3/12-49 | 6104083 | finoox | GCVC 050.3D/1x2-3617-X-D/3/40/2.10/2400/EXS/1/015023 | 4345 | 2 | 1 | 3617 | Axial | 55596 | 55531 | 150.55 | 16798 | 1260 | VT01524 | 1828 | 2025-04-04 | E | 49.29 | 80.81 | 2025-09-12 | VerticalCompact-BCD_1x2 | 2484 | 596 | 1153 |  |  | 163.7 | 28 | 28 | 500 | AC motor | 60 | X | no | no | D | D | Epoxy coated aluminum | 2025-01-02 | 6 | 3 | yes | piece | 1
GCVC PD 040.2/11-42 | GCVC PD | 040.2/11-42 | 4243779 | finoox | GCVC 040.2B/1x1-1735-X-D/4/24/2.10/720/EXS/1/015023 | 1779 | 1 | 1 | 1735 | Axial | 13449 | 13559 | 36.13 | 3648 | 1450 | VT0605 | 0.268 | 2025-01-01 | D | 41.87 | 73.04 | 2025-02-03 | VerticalCompact-BCD_1x1 | 804 | 476 | 753 |  |  | 45 | 16 | 16 | 400 | AC motor | 60 | X | no | no | B | D | Epoxy coated aluminum | 2025-01-02 | 8 | 4 | yes | piece | 1
GCVC PD 050.2/24-34 | GCVC PD | 050.2/24-34 | 4245546 | finoox | GCVC 050.2C/2x4-2385-J-D/3/64/2.10/3600/AXS/1/015023 | 11558 | 4 | 2 | 2385 | Axial | 92479 | 92449 | 361.32 | 22120 | 430 | VT01435 | 1063 | 0.32 | C | 34.26 | 66.12 | 2025-08-30 | VerticalCompact-BCD_2x4 | 3684 | 800 | 1761 |  |  | 427 | 35 | 35 | 500 | AC motor | 60 | J | no | no | C | D | Aluminum | 2025-01-02 | 4 | 3 | yes | piece | 1
GCVC PD 063.2/13-61 | GCVC PD | 063.2/13-61 | 4252160 | finoox | GCVC 063.2D/1x3-2356-D-D/4/40/2.10/3600/EXS/1/015023 | 10434 | 3 | 1 | 2356 | Axial | 145.78 | 145089 | 301.1 | 48960 | 1330 | VT01441 | 7359 | 5 | E | 60.52 | 92.2 | 26 | VerticalCompact-BCD_1x3 | 3684 | 606 | 1153 |  |  | 316.5 | 42 | 42 | 630 | AC motor | 50 | D | no | no | D | D | Epoxy coated aluminum | 2025-01-02 | 4 | 4 | yes | piece | 1
GCVC PD 050.2/11-30 | GCVC PD | 050.2/11-30 | 4250205 | finoox | GCVC 050.2D/1x1-2387-L-D/4/40/2.10/1200/AXS/1/015023 | 2643 | 1 | 1 | 2387 | Axial | 18073 | 18149 | 100.37 | 3566 | 500 | VT01435 | 0.176 | 0.37 | C | 29.98 | 61.35 | 2025-03-08 | VerticalCompact-BCD_1x1 | 1284 | 596 | 1153 |  |  | 93.8 | 16 | 16 | 500 | AC motor | 60 | L | no | no | D | D | Aluminum | 2025-01-02 | 10 | 4 | yes | piece | 1
GCVC PD 050.2/22-25 | GCVC PD | 050.2/22-25 | 4246049 | finoox | GCVC 050.2D/2x2-2389-J-D/4/80/2.10/2400/AXS/1/015023 | 8604 | 2 | 2 | 2389 | Axial | 59.84 | 60014 | 401.46 | 11254 | 450 | VT01437 | 0.325 | 0.17 | A | 2025-02-25 | 56.82 | 33.5 | VerticalCompact-BCD_2x2 | 2484 | 800 | 2161 |  |  | 327.9 | 28 | 28 | 500 | AC motor | 60 | J | no | no | D | D | Aluminum | 2025-01-02 | 8 | 4 | yes | piece | 1
GCVC PD 050.2/23-29 | GCVC PD | 050.2/23-29 | 4245347 | finoox | GCVC 050.2C/2x3-2391-L-D/4/64/2.10/2700/AXS/1/015023 | 9854 | 3 | 2 | 2391 | Axial | 79181 | 79196 | 361.32 | 16864 | 520 | VT01437 | 0.619 | 0.18 | B | 28.62 | 60.36 | 2025-09-30 | VerticalCompact-BCD_2x3 | 2784 | 800 | 1761 |  |  | 339.7 | 35 | 35 | 500 | AC motor | 60 | L | no | no | C | D | Aluminum | 2025-01-02 | 8 | 4 | yes | piece | 1
GCVC PD 050.2/12-54 | GCVC PD | 050.2/12-54 | 4249537 | finoox | GCVC 050.2C/1x2-2420-2-D/4/32/2.10/1800/AXS/1/015023 | 5585 | 2 | 1 | 2420 | Axial | 60056 | 60256 | 120.44 | 17792 | 1600 | VT03013U.1 | 1876 | 1965-01-01 | E | 53.56 | 84.95 | 2025-04-10 | VerticalCompact-BCD_1x2 | 1884 | 607 | 953 |  |  | 126.3 | 28 | 28 | 500 | EC motor | 5060 | 2 | no | no | C | D | Aluminum | 2025-01-02 | 6 | 4 | yes | piece | 1
GCVC PD 050.2/23-54 | GCVC PD | 050.2/23-54 | 4246398 | finoox | GCVC 050.2D/2x3-2559-2-D/6/80/2.10/3600/AXS/1/015023 | 23073 | 3 | 2 | 2559 | Axial | 225159 | 225611 | 903.29 | 44769 | 1330 | VT03013U.1 | 3064 | 2025-08-01 | C | 54.47 | 86.43 | 78.2 | VerticalCompact-BCD_2x3 | 3684 | 800 | 2161 |  |  | 591.3 | 54 | 54 | 500 | EC motor | 5060 | 2 | no | no | D | D | Aluminum | 2025-01-02 | 6 | 6 | yes | piece | 1
GCVC PD 080.2/23-35 | GCVC PD | 080.2/23-35 | 4248596 | finoox | GCVC 080.2D/2x3-2482-1-D/3/80/2.10/3600/AXS/1/015023 | 23542 | 3 | 2 | 2482 | Axial | 159819 | 159755 | 451.65 | 44868 | 440 | VT03061U.1 | 1003 | 0.75 | B | 35.32 | 67.28 | 43.1 | VerticalCompact-BCD_2x3 | 3684 | 800 | 2161 |  |  | 472.8 | 54 | 54 | 800 | EC motor | 5060 | 1 | no | no | D | D | Aluminum | 2025-01-02 | 4 | 3 | yes | piece | 1
GCVC PD 063.2/22-44 | GCVC PD | 063.2/22-44 | 4246829 | finoox | GCVC 063.2C/2x2-2557-2-D/4/64/2.10/1800/AXS/1/015023 | 13108 | 2 | 2 | 2557 | Axial | 108244 | 107724 | 240.88 | 31712 | 900 | VT03144U.1 | 2008 | 0.85 | D | 43.88 | 75.51 | 2025-09-22 | VerticalCompact-BCD_2x2 | 1884 | 800 | 1761 |  |  | 247.6 | 42 | 42 | 630 | EC motor | 5060 | 2 | no | no | C | D | Aluminum | 2025-01-02 | 8 | 4 | yes | piece | 1
GCVC PD 080.2/12-14 | GCVC PD | 080.2/12-14 | 4252769 | finoox | GCVC 080.2D/1x2-2488-1-D/4/40/2.10/2400/EXS/1/015023 | 7785 | 2 | 1 | 2488 | Axial | 29828 | 29881 | 200.73 | 5746 | 195 | VT03062U.1 | 0.049 | 0.12 | A+ | 13.51 | 45.04 | 2025-03-16 | VerticalCompact-BCD_1x2 | 2484 | 608 | 1153 |  |  | 178.6 | 22 | 22 | 800 | EC motor | 5060 | 1 | no | no | D | D | Epoxy coated aluminum | 2025-01-02 | 10 | 4 | yes | piece | 1
GCVC PD 050.2/24-48 | GCVC PD | 050.2/24-48 | 4245665 | finoox | GCVC 050.2C/2x4-2520-1-D/6/64/2.10/3600/EXS/1/015023 | 21469 | 4 | 2 | 2520 | Axial | 206851 | 207854 | 722.63 | 41786 | 1070 | VT03011U.1 | 2434 | 2025-04-01 | C | 47.74 | 79.6 | 62.7 | VerticalCompact-BCD_2x4 | 3684 | 800 | 1761 |  |  | 499.9 | 54 | 54 | 500 | EC motor | 5060 | 1 | no | no | C | D | Epoxy coated aluminum | 2025-01-02 | 4 | 6 | yes | piece | 1
GCVC PD 045.2/11-35 | GCVC PD | 045.2/11-35 | 4248854 | finoox | GCVC 045.2C/1x1-2525-1-D/6/32/2.10/900/AXS/1/015023 | 3066 | 1 | 1 | 2525 | Axial | 16682 | 16844 | 90.33 | 3022 | 825 | VT03007U.1 | 0.098 | 0.47 | B | 35.19 | 66.45 | 2025-06-07 | VerticalCompact-BCD_1x1 | 984 | 535 | 953 |  |  | 70.6 | 16 | 16 | 450 | EC motor | 5060 | 1 | no | no | C | D | Aluminum | 2025-01-02 | 12 | 6 | yes | piece | 1
GCVC PD 063.2/21-40 | GCVC PD | 063.2/21-40 | 4247476 | finoox | GCVC 063.2D/2x1-2555-2-D/4/80/2.10/1200/EXS/1/015023 | 9155 | 1 | 2 | 2555 | Axial | 67217 | 67387 | 200.73 | 16627 | 800 | VT03144U.1 | 0.628 | 0.69 | C | 39.7 | 71.35 | 2025-04-19 | VerticalCompact-BCD_2x1 | 1284 | 800 | 2161 |  |  | 188.5 | 35 | 35 | 630 | EC motor | 5060 | 2 | no | no | D | D | Epoxy coated aluminum | 2025-01-02 | 10 | 4 | yes | piece | 1
GCVC PD 050.2/12-54 | GCVC PD | 050.2/12-54 | 4249636 | finoox | GCVC 050.2C/1x2-2562-2-D/4/32/2.10/1800/EXS/1/015023 | 5803 | 2 | 1 | 2562 | Axial | 54124 | 54028 | 120.44 | 16960 | 1595 | VT03013U.1 | 1814 | 1965-01-01 | E | 53.77 | 85.16 | 2025-04-10 | VerticalCompact-BCD_1x2 | 1884 | 607 | 953 |  |  | 126.3 | 28 | 28 | 500 | EC motor | 5060 | 2 | no | no | C | D | Epoxy coated aluminum | 2025-01-02 | 8 | 4 | yes | piece | 1
GCVC PD 080.2/22-32 | GCVC PD | 080.2/22-32 | 4248395 | finoox | GCVC 080.2D/2x2-2497-1-D/4/80/2.10/2400/AXS/1/015023 | 16537 | 2 | 2 | 2497 | Axial | 115871 | 116141 | 401.46 | 26076 | 415 | VT03062U.1 | 0.572 | 0.7 | A | 31.72 | 63.53 | 36.3 | VerticalCompact-BCD_2x2 | 2484 | 800 | 2161 |  |  | 348.5 | 42 | 42 | 800 | EC motor | 5060 | 1 | no | no | D | D | Aluminum | 2025-01-02 | 6 | 4 | yes | piece | 1
GCVC PD 080.2/21-28 | GCVC PD | 080.2/21-28 | 4248122 | finoox | GCVC 080.2D/2x1-2497-1-D/3/80/2.10/1200/EXS/1/015023 | 7647 | 1 | 2 | 2497 | Axial | 50059 | 50122 | 150.55 | 13921 | 415 | VT03062U.1 | 0.277 | 0.7 | A | 2025-03-28 | 59.95 | 14 | VerticalCompact-BCD_2x1 | 1284 | 800 | 2161 |  |  | 175.5 | 28 | 28 | 800 | EC motor | 5060 | 1 | no | no | D | D | Epoxy coated aluminum | 2025-01-02 | 10 | 3 | yes | piece | 1
GCVC PD 063.2/24-39 | GCVC PD | 063.2/24-39 | 4247167 | finoox | GCVC 063.2C/2x4-2507-1-D/6/64/2.10/3600/EXS/1/015023 | 25942 | 4 | 2 | 2507 | Axial | 155315 | 155622 | 722.63 | 29662 | 580 | VT03145U.1 | 0.891 | 0.55 | B | 39.27 | 71.13 | 60.1 | VerticalCompact-BCD_2x4 | 3684 | 800 | 1761 |  |  | 501.9 | 42 | 42 | 630 | EC motor | 5060 | 1 | no | no | C | D | Epoxy coated aluminum | 2025-01-02 | 6 | 6 | yes | piece | 1
GCVC PD 050.2/14-47 | GCVC PD | 050.2/14-47 | 4250085 | finoox | GCVC 050.2C/1x4-2522-1-D/6/32/2.10/3600/EXS/1/015023 | 10834 | 4 | 1 | 2522 | Axial | 112494 | 112922 | 361.32 | 23500 | 1200 | VT03011U.1 | 1678 | 2025-09-01 | D | 47.38 | 79 | 31.4 | VerticalCompact-BCD_1x4 | 3684 | 586 | 953 |  |  | 260.8 | 42 | 42 | 500 | EC motor | 5060 | 1 | no | no | C | D | Epoxy coated aluminum | 2025-01-02 | 4 | 6 | yes | piece | 1
GCVC PD 080.2/23-27 | GCVC PD | 080.2/23-27 | 4248652 | finoox | GCVC 080.2D/2x3-2493-1-D/3/80/2.10/3600/AXS/1/015023 | 21623 | 3 | 2 | 2493 | Axial | 126391 | 128066 | 451.65 | 31343 | 320 | VT03062U.1 | 0.409 | 0.35 | A+ | 2025-06-27 | 59.02 | 40 | VerticalCompact-BCD_2x3 | 3684 | 800 | 2161 |  |  | 463.1 | 42 | 42 | 800 | EC motor | 5060 | 1 | no | no | D | D | Aluminum | 2025-01-02 | 4 | 3 | yes | piece | 1
GCVC PD 063.2/22-20 | GCVC PD | 063.2/22-20 | 4246711 | finoox | GCVC 063.2C/2x2-2500-1-D/3/64/2.10/1800/EXS/1/015023 | 11560 | 2 | 2 | 2500 | Axial | 39881 | 39895 | 180.66 | 9269 | 310 | VT03145U.1 | 0.1 | 0.13 | A+ | 2025-01-20 | 51.64 | 2025-02-15 | VerticalCompact-BCD_2x2 | 1884 | 800 | 1761 |  |  | 209.1 | 22 | 22 | 630 | EC motor | 5060 | 1 | no | no | C | D | Epoxy coated aluminum | 2025-01-02 | 8 | 3 | yes | piece | 1
GCVC PD 063.2/14-62 | GCVC PD | 063.2/14-62 | 4251606 | finoox | GCVC 063.2C/1x4-2548-2-D/3/32/2.10/3600/EXS/1/015023 | 14854 | 4 | 1 | 2548 | Axial | 96974 | 96114 | 180.66 | 44148 | 1135 | VT03143U.1 | 1977-05-01 | 1937-02-01 | E | 62.36 | 93.99 | 2025-05-15 | VerticalCompact-BCD_1x4 | 3684 | 611 | 953 |  |  | 298.8 | 35 | 35 | 630 | EC motor | 5060 | 2 | no | no | C | D | Epoxy coated aluminum | 2025-01-02 | 4 | 3 | yes | piece | 1
GCVC PD 080.2/23-35 | GCVC PD | 080.2/23-35 | 4248673 | finoox | GCVC 080.2D/2x3-2498-1-D/4/80/2.10/3600/AXS/1/015023 | 23811 | 3 | 2 | 2498 | Axial | 181.98 | 182185 | 602.19 | 41606 | 440 | VT03062U.1 | 1005 | 0.85 | A | 34.52 | 66.48 | 54.8 | VerticalCompact-BCD_2x3 | 3684 | 800 | 2161 |  |  | 513 | 54 | 54 | 800 | EC motor | 5060 | 1 | no | no | D | D | Aluminum | 2025-01-02 | 4 | 4 | yes | piece | 1
GCVC PD 045.2/11-40 | GCVC PD | 045.2/11-40 | 4248874 | finoox | GCVC 045.2C/1x1-2528-1-D/4/32/2.10/900/EXS/1/015023 | 2852 | 1 | 1 | 2528 | Axial | 17513 | 17637 | 60.22 | 4152 | 1050 | VT03007U.1 | 0.188 | 0.84 | C | 40.17 | 71.43 | 2025-01-05 | VerticalCompact-BCD_1x1 | 984 | 535 | 953 |  |  | 61.9 | 16 | 16 | 450 | EC motor | 5060 | 1 | no | no | C | D | Epoxy coated aluminum | 2025-01-02 | 8 | 4 | yes | piece | 1
GCVC PD 045.2/22-47 | GCVC PD | 045.2/22-47 | 4244559 | finoox | GCVC 045.2C/2x2-2529-1-D/4/64/2.10/1800/AXS/1/015023 | 8351 | 2 | 2 | 2529 | Axial | 76088 | 76196 | 240.88 | 17837 | 1125 | VT03007U.1 | 0.916 | 1 | C | 47.32 | 78.95 | 2025-07-21 | VerticalCompact-BCD_2x2 | 1884 | 800 | 1761 |  |  | 218.4 | 35 | 35 | 450 | EC motor | 5060 | 1 | no | no | C | D | Aluminum | 2025-01-02 | 8 | 4 | yes | piece | 1
GCVC PD 080.3/22-61 | GCVC PD | 080.3/22-61 | 6102850 | finoox | GCVC 080.3D/2x2-3557-2-D/4/80/2.10/2400/AXS/1/015023 | 23312 | 2 | 2 | 3557 | Axial | 236036 | 236902 | 401.46 | 77526 | 1100 | VT01445U.3 | 11065 | 2025-02-04 | E | 61.35 | 93.16 | 39.5 | VerticalCompact-BCD_2x2 | 2484 | 800 | 2161 |  |  | 439.1 | 54 | 54 | 800 | EC motor | 5060 | 2 | no | no | D | D | Aluminum | 2025-01-02 | 4 | 4 | yes | piece | 1
GCVC PD 080.3/23-55 | GCVC PD | 080.3/23-55 | 6062976 | finoox | GCVC 080.3D/2x3-3562-2-D/6/80/2.10/3600/AXS/1/015023 | 37784 | 3 | 2 | 3562 | Axial | 331955 | 333371 | 903.29 | 72684 | 800 | VT01445U.3 | 6711 | 1985-01-01 | D | 55.09 | 87.05 | 81.5 | VerticalCompact-BCD_2x3 | 3684 | 800 | 2161 |  |  | 735 | 64 | 64 | 800 | EC motor | 5060 | 2 | no | no | D | D | Aluminum | 2025-01-02 | 4 | 6 | yes | piece | 1
GCVC PD 050.2/11-29 | GCVC PD | 050.2/11-29 | 4250132 | finoox | GCVC 050.2D/1x1-2333-S-D/3/40/2.10/1200/AXS/1/015023 | 2520 | 1 | 1 | 2333 | Axial | 16865 | 16883 | 75.27 | 3878 | 530 | VT01435 | 0.147 | 0.35 | C | 29.33 | 60.7 | 2025-03-06 | VerticalCompact-BCD_1x1 | 1284 | 596 | 1153 |  |  | 86.5 | 16 | 16 | 500 | AC motor | 50 | S | no | no | D | D | Aluminum | 2025-01-02 | 10 | 3 | yes | piece | 1
GCVC PD 050.2/23-24 | GCVC PD | 050.2/23-24 | 4245339 | finoox | GCVC 050.2C/2x3-2389-J-D/6/64/2.10/2700/EXS/1/015023 | 12707 | 3 | 2 | 2389 | Axial | 73888 | 74422 | 541.97 | 12631 | 450 | VT01437 | 0.496 | 0.17 | B | 24.32 | 56.07 | 45 | VerticalCompact-BCD_2x3 | 2784 | 800 | 1761 |  |  | 392.8 | 35 | 35 | 500 | AC motor | 60 | J | no | no | C | D | Epoxy coated aluminum | 2025-01-02 | 8 | 6 | yes | piece | 1
GCVC PD 050.2/11-30 | GCVC PD | 050.2/11-30 | 4244050 | finoox | GCVC 050.2B/1x1-2390-K-D/3/24/2.10/720/AXS/1/015023 | 1827 | 1 | 1 | 2390 | Axial | 11339 | 11427 | 2025-01-27 | 3534 | 760 | VT01437 | 0.185 | 0.35 | D | 30.48 | 61.67 | 2025-04-02 | VerticalCompact-BCD_1x1 | 804 | 596 | 753 |  |  | 46.5 | 16 | 16 | 500 | AC motor | 60 | K | no | no | B | D | Aluminum | 2025-01-02 | 8 | 3 | yes | piece | 1
GCVC PD 050.2/13-37 | GCVC PD | 050.2/13-37 | 4244306 | finoox | GCVC 050.2B/1x3-2355-X-D/3/24/2.10/2160/AXS/1/015023 | 3933 | 3 | 1 | 2355 | Axial | 35664 | 35667 | 81.3 | 11390 | 810 | VT03093U | 0.891 | 2025-03-01 | D | 37.45 | 68.84 | 2025-08-06 | VerticalCompact-BCD_1x3a | 2244 | 569 | 753 |  |  | 123.1 | 22 | 22 | 500 | AC motor | 60 | X | no | no | B | D | Aluminum | 2025-01-02 | 6 | 3 | yes | piece | 1
GCVC PD 063.2/22-40 | GCVC PD | 063.2/22-40 | 4246773 | finoox | GCVC 063.2C/2x2-2510-1-D/6/64/2.10/1800/EXS/1/015023 | 14069 | 2 | 2 | 2510 | Axial | 92709 | 93215 | 361.32 | 18120 | 695 | VT03145U.1 | 0.736 | 0.9 | B | 40.11 | 71.74 | 31.2 | VerticalCompact-BCD_2x2 | 1884 | 800 | 1761 |  |  | 264.1 | 35 | 35 | 630 | EC motor | 5060 | 1 | no | no | C | D | Epoxy coated aluminum | 2025-01-02 | 8 | 6 | yes | piece | 1
GCVC PD 080.2/12-32 | GCVC PD | 080.2/12-32 | 4252734 | finoox | GCVC 080.2D/1x2-2482-1-D/4/40/2.10/2400/EXS/1/015023 | 8339 | 2 | 1 | 2482 | Axial | 59445 | 59388 | 200.73 | 13981 | 440 | VT03061U.1 | 0.344 | 0.75 | B | 31.9 | 63.42 | 2025-08-16 | VerticalCompact-BCD_1x2 | 2484 | 608 | 1153 |  |  | 180.6 | 28 | 28 | 800 | EC motor | 5060 | 1 | no | no | D | D | Epoxy coated aluminum | 2025-01-02 | 6 | 4 | yes | piece | 1
GCVC PD 045.2/23-50 | GCVC PD | 045.2/23-50 | 4244658 | finoox | GCVC 045.2C/2x3-2530-1-D/4/64/2.10/2700/EXS/1/015023 | 12567 | 3 | 2 | 2530 | Axial | 114697 | 114676 | 361.32 | 28600 | 1200 | VT03007U.1 | 1653 | 2025-01-01 | D | 50.36 | 82.11 | 32.1 | VerticalCompact-BCD_2x3 | 2784 | 800 | 1761 |  |  | 317.4 | 42 | 42 | 450 | EC motor | 5060 | 1 | no | no | C | D | Epoxy coated aluminum | 2025-01-02 | 6 | 4 | yes | piece | 1
GCVC PD 063.2/14-67 | GCVC PD | 063.2/14-67 | 4251620 | finoox | GCVC 063.2C/1x4-2552-2-D/3/32/2.10/3600/AXS/1/015023 | 14567 | 4 | 1 | 2552 | Axial | 133088 | 130968 | 180.66 | 56839 | 1435 | VT03143U.1 | 11639 | 2025-03-04 | E | 67.32 | 98.95 | 2025-04-17 | VerticalCompact-BCD_1x4 | 3684 | 611 | 953 |  |  | 302.3 | 42 | 42 | 630 | EC motor | 5060 | 2 | no | no | C | D | Aluminum | 2025-01-02 | 2 | 3 | yes | piece | 1
GCVC PD 080.2/23-56 | GCVC PD | 080.2/23-56 | 4248725 | finoox | GCVC 080.2D/2x3-2541-2-D/3/80/2.10/3600/EXS/1/015023 | 30548 | 3 | 2 | 2541 | Axial | 235533 | 233963 | 451.65 | 102467 | 950 | VT03059U.2 | 9831 | 1982-02-01 | E | 56.21 | 88.17 | 43.1 | VerticalCompact-BCD_2x3 | 3684 | 800 | 2161 |  |  | 539.4 | 54 | 54 | 800 | EC motor | 5060 | 2 | no | no | D | D | Epoxy coated aluminum | 2025-01-02 | 4 | 3 | yes | piece | 1
GCVC PD 050.2/11-49 | GCVC PD | 050.2/11-49 | 4244121 | finoox | GCVC 050.2B/1x1-2560-2-D/4/24/2.10/720/AXS/1/015023 | 2818 | 1 | 1 | 2560 | Axial | 19316 | 19531 | 36.13 | 6103 | 1415 | VT03013U.1 | 0.683 | 2021-01-01 | E | 49.26 | 80.45 | 2025-02-03 | VerticalCompact-BCD_1x1 | 804 | 607 | 753 |  |  | 51.9 | 16 | 16 | 500 | EC motor | 5060 | 2 | no | no | B | D | Aluminum | 2025-01-02 | 8 | 4 | yes | piece | 1
GCVC PD 063.2/21-58 | GCVC PD | 063.2/21-58 | 4246574 | finoox | GCVC 063.2C/2x1-2547-2-D/3/64/2.10/900/AXS/1/015023 | 9023 | 1 | 2 | 2547 | Axial | 53505 | 53884 | 90.33 | 20502 | 1055 | VT03143U.1 | 2352 | 2025-01-02 | E | 58.02 | 89.53 | 9 | VerticalCompact-BCD_2x1 | 984 | 800 | 1761 |  |  | 165 | 28 | 28 | 630 | EC motor | 5060 | 2 | no | no | C | D | Aluminum | 2025-01-02 | 8 | 3 | yes | piece | 1
GCVC PD 063.2/22-18 | GCVC PD | 063.2/22-18 | 4247599 | finoox | GCVC 063.2D/2x2-2500-1-D/4/80/2.10/2400/AXS/1/015023 | 13970 | 2 | 2 | 2500 | Axial | 58658 | 58537 | 401.46 | 10918 | 310 | VT03145U.1 | 0.094 | 0.13 | A+ | 2025-02-18 | 49.83 | 33.5 | VerticalCompact-BCD_2x2 | 2484 | 800 | 2161 |  |  | 322.1 | 28 | 28 | 630 | EC motor | 5060 | 1 | no | no | D | D | Aluminum | 2025-01-02 | 8 | 4 | yes | piece | 1
GCVC PD 063.2/23-28 | GCVC PD | 063.2/23-28 | 4246925 | finoox | GCVC 063.2C/2x3-2501-1-D/6/64/2.10/2700/EXS/1/015023 | 19930 | 3 | 2 | 2501 | Axial | 74086 | 74631 | 541.97 | 12670 | 345 | VT03145U.1 | 0.195 | 0.15 | A+ | 2025-02-28 | 59.77 | 45 | VerticalCompact-BCD_2x3 | 2784 | 800 | 1761 |  |  | 383.7 | 35 | 35 | 630 | EC motor | 5060 | 1 | no | no | C | D | Epoxy coated aluminum | 2025-01-02 | 8 | 6 | yes | piece | 1
GCVC PD 045.2/23-53 | GCVC PD | 045.2/23-53 | 4244669 | finoox | GCVC 045.2C/2x3-2532-1-D/3/64/2.10/2700/EXS/1/015023 | 11621 | 3 | 2 | 2532 | Axial | 102443 | 102191 | 270.99 | 33118 | 1350 | VT03007U.1 | 2296 | 1965-01-01 | D | 53 | 84.74 | 2025-01-25 | VerticalCompact-BCD_2x3 | 2784 | 800 | 1761 |  |  | 291.4 | 42 | 42 | 450 | EC motor | 5060 | 1 | no | no | C | D | Epoxy coated aluminum | 2025-01-02 | 6 | 3 | yes | piece | 1
GCVC PD 080.2/23-62 | GCVC PD | 080.2/23-62 | 4248786 | finoox | GCVC 080.2D/2x3-2658-J-D/3/80/2.10/3600/AXS/1/015023 | 20380 | 3 | 2 | 2658 | Axial | 241061 | 239583 | 451.65 | 99331 | 1030 | VT01384U | 9993 | 2025-03-03 | E | 62.46 | 94.42 | 46.4 | VerticalCompact-BCD_2x3 | 3684 | 800 | 2161 |  |  | 563 | 64 | 64 | 800 | AC motor | 60 | J | no | no | D | D | Aluminum | 2025-01-02 | 4 | 3 | yes | piece | 1
GCVC PD 080.3/12-53 | GCVC PD | 080.3/12-53 | 6220524 | finoox | GCVC 080.3D/1x2-3559-2-D/6/40/2.10/2400/AXS/1/015023 | 11449 | 2 | 1 | 3559 | Axial | 139885 | 140.12 | 301.1 | 35657 | 1045 | VT01445U.3 | 4974 | 1965-03-01 | E | 52.82 | 84.35 | 2025-01-26 | VerticalCompact-BCD_1x2 | 2484 | 620 | 1153 |  |  | 252.6 | 42 | 42 | 800 | EC motor | 5060 | 2 | no | no | D | D | Aluminum | 2025-01-02 | 6 | 6 | yes | piece | 1
GCVC PD 050.3/22-50 | GCVC PD | 050.3/22-50 | 6074222 | finoox | GCVC 050.3C/2x2-3616-W-D/3/64/2.10/1800/AXS/1/015023 | 6294 | 2 | 2 | 3616 | Axial | 87183 | 87323 | 180.66 | 28695 | 1240 | VT01524 | 2675 | 2025-02-03 | E | 49.64 | 81.27 | 17 | VerticalCompact-BCD_2x2 | 1884 | 800 | 1761 |  |  | 231.6 | 35 | 35 | 500 | AC motor | 50 | W | no | no | C | D | Aluminum | 2025-01-02 | 6 | 3 | yes | piece | 1
GCVC PD 050.2/13-28 | GCVC PD | 050.2/13-28 | 4244286 | finoox | GCVC 050.2B/1x3-2337-S-D/3/24/2.10/2160/AXS/1/015023 | 3959 | 3 | 1 | 2337 | Axial | 26449 | 26453 | 81.3 | 6989 | 510 | VT01437 | 0.246 | 0.16 | C | 28.24 | 59.63 | 2025-08-06 | VerticalCompact-BCD_1x3a | 2244 | 596 | 753 |  |  | 121 | 22 | 22 | 500 | AC motor | 50 | S | no | no | B | D | Aluminum | 2025-01-02 | 6 | 3 | yes | piece | 1
GCVC PD 063.2/11-17 | GCVC PD | 063.2/11-17 | 4251684 | finoox | GCVC 063.2D/1x1-2359-S-D/6/40/2.10/1200/AXS/1/015023 | 4332 | 1 | 1 | 2359 | Axial | 18353 | 18507 | 150.55 | 3093 | 320 | VT01442 | 0.064 | 0.14 | A+ | 16.67 | 48.04 | 2025-04-12 | VerticalCompact-BCD_1x1 | 1284 | 598 | 1153 |  |  | 107.6 | 16 | 16 | 630 | AC motor | 50 | S | no | no | D | D | Aluminum | 2025-01-02 | 10 | 6 | yes | piece | 1
GCVC PD 050.2/13-35 | GCVC PD | 050.2/13-35 | 4244322 | finoox | GCVC 050.2B/1x3-2390-K-D/3/24/2.10/2160/AXS/1/015023 | 3959 | 3 | 1 | 2390 | Axial | 34255 | 34355 | 81.3 | 10602 | 760 | VT01437 | 0.556 | 0.35 | D | 35.05 | 66.44 | 2025-08-06 | VerticalCompact-BCD_1x3a | 2244 | 596 | 753 |  |  | 121 | 22 | 22 | 500 | AC motor | 60 | K | no | no | B | D | Aluminum | 2025-01-02 | 6 | 3 | yes | piece | 1
GCVC PD 050.2/21-36 | GCVC PD | 050.2/21-36 | 4244831 | finoox | GCVC 050.2C/2x1-2355-X-D/6/64/2.10/900/EXS/1/015023 | 5189 | 1 | 2 | 2355 | Axial | 42921 | 43317 | 180.66 | 8361 | 810 | VT03093U | 0.59 | 2025-03-01 | D | 36.05 | 67.56 | 2025-03-16 | VerticalCompact-BCD_2x1 | 984 | 800 | 1761 |  |  | 151.5 | 28 | 28 | 500 | AC motor | 60 | X | no | no | C | D | Epoxy coated aluminum | 2025-01-02 | 12 | 6 | yes | piece | 1
GCVC PD 050.2/21-44 | GCVC PD | 050.2/21-44 | 4245847 | finoox | GCVC 050.2D/2x1-2421-1-D/3/80/2.10/1200/EXS/1/015023 | 6180 | 1 | 2 | 2421 | Axial | 50366 | 50432 | 150.55 | 14054 | 1150 | VT03011U.1 | 0.664 | 1975-01-01 | C | 43.81 | 75.46 | 14 | VerticalCompact-BCD_2x1 | 1284 | 800 | 2161 |  |  | 162.4 | 28 | 28 | 500 | EC motor | 5060 | 1 | no | no | D | D | Epoxy coated aluminum | 2025-01-02 | 10 | 3 | yes | piece | 1
GCVC PD 063.2/22-33 | GCVC PD | 063.2/22-33 | 4246684 | finoox | GCVC 063.2C/2x2-2400-K-D/3/64/2.10/1800/AXS/1/015023 | 8684 | 2 | 2 | 2400 | Axial | 62446 | 62403 | 180.66 | 17346 | 490 | VT01442 | 0.646 | 0.34 | C | 33.07 | 64.7 | 2025-09-16 | VerticalCompact-BCD_2x2 | 1884 | 800 | 1761 |  |  | 224.8 | 35 | 35 | 630 | AC motor | 60 | K | no | no | C | D | Aluminum | 2025-01-02 | 8 | 3 | yes | piece | 1
GCVC PD 080.2/12-35 | GCVC PD | 080.2/12-35 | 4252735 | finoox | GCVC 080.2D/1x2-2482-1-D/6/40/2.10/2400/EXS/1/015023 | 9680 | 2 | 1 | 2482 | Axial | 64474 | 64723 | 301.1 | 12134 | 440 | VT03061U.1 | 0.357 | 0.75 | B | 34.51 | 66.04 | 2025-06-24 | VerticalCompact-BCD_1x2 | 2484 | 608 | 1153 |  |  | 209.5 | 28 | 28 | 800 | EC motor | 5060 | 1 | no | no | D | D | Epoxy coated aluminum | 2025-01-02 | 8 | 6 | yes | piece | 1
GCVC PD 063.2/11-29 | GCVC PD | 063.2/11-29 | 4251819 | finoox | GCVC 063.2D/1x1-2509-1-D/6/40/2.10/1200/EXS/1/015023 | 5250 | 1 | 1 | 2509 | Axial | 30137 | 30388 | 150.55 | 5568 | 655 | VT03145U.1 | 0.14 | 0.75 | A | 2025-07-29 | 60.44 | 2025-07-12 | VerticalCompact-BCD_1x1 | 1284 | 615 | 1153 |  |  | 105 | 22 | 22 | 630 | EC motor | 5060 | 1 | no | no | D | D | Epoxy coated aluminum | 2025-01-02 | 10 | 6 | yes | piece | 1
GCVC PD 063.2/14-41 | GCVC PD | 063.2/14-41 | 4251596 | finoox | GCVC 063.2C/1x4-2511-1-D/6/32/2.10/3600/AXS/1/015023 | 12280 | 4 | 1 | 2511 | Axial | 98844 | 99.37 | 361.32 | 19228 | 730 | VT03145U.1 | 0.858 | 1 | C | 41.18 | 72.81 | 2025-03-31 | VerticalCompact-BCD_1x4 | 3684 | 615 | 953 |  |  | 265.3 | 35 | 35 | 630 | EC motor | 5060 | 1 | no | no | C | D | Aluminum | 2025-01-02 | 4 | 6 | yes | piece | 1
GCVC PD 050.2/21-36 | GCVC PD | 050.2/21-36 | 4244929 | finoox | GCVC 050.2C/2x1-2516-1-D/4/64/2.10/900/AXS/1/015023 | 5287 | 1 | 2 | 2516 | Axial | 36467 | 36687 | 120.44 | 8507 | 820 | VT03011U.1 | 0.275 | 0.68 | B | 36.36 | 67.87 | 2025-07-10 | VerticalCompact-BCD_2x1 | 984 | 800 | 1761 |  |  | 126.4 | 22 | 22 | 500 | EC motor | 5060 | 1 | no | no | C | D | Aluminum | 2025-01-02 | 8 | 4 | yes | piece | 1
GCVC PD 050.2/23-47 | GCVC PD | 050.2/23-47 | 4245429 | finoox | GCVC 050.2C/2x3-2520-1-D/6/64/2.10/2700/EXS/1/015023 | 16466 | 3 | 2 | 2520 | Axial | 153661 | 154388 | 541.97 | 31340 | 1070 | VT03011U.1 | 1826 | 2025-04-01 | C | 46.6 | 78.35 | 46.3 | VerticalCompact-BCD_2x3 | 2784 | 800 | 1761 |  |  | 380.6 | 42 | 42 | 500 | EC motor | 5060 | 1 | no | no | C | D | Epoxy coated aluminum | 2025-01-02 | 6 | 6 | yes | piece | 1
GCVC PD 045.2/22-39 | GCVC PD | 045.2/22-39 | 4244531 | finoox | GCVC 045.2C/2x2-2524-1-D/3/64/2.10/1800/EXS/1/015023 | 8271 | 2 | 2 | 2524 | Axial | 48181 | 48144 | 180.66 | 12071 | 750 | VT03007U.1 | 0.299 | 0.37 | B | 38.53 | 70.16 | 2025-09-15 | VerticalCompact-BCD_2x2 | 1884 | 800 | 1761 |  |  | 200 | 28 | 28 | 450 | EC motor | 5060 | 1 | no | no | C | D | Epoxy coated aluminum | 2025-01-02 | 8 | 3 | yes | piece | 1
GCVC PD 063.2/12-56 | GCVC PD | 063.2/12-56 | 4252078 | finoox | GCVC 063.2D/1x2-2547-2-D/3/40/2.10/2400/AXS/1/015023 | 8831 | 2 | 1 | 2547 | Axial | 70246 | 69851 | 150.55 | 24506 | 1055 | VT03143U.1 | 2188 | 2025-01-02 | E | 56.3 | 87.83 | 2025-05-13 | VerticalCompact-BCD_1x2 | 2484 | 611 | 1153 |  |  | 198.7 | 35 | 35 | 630 | EC motor | 5060 | 2 | no | no | D | D | Aluminum | 2025-01-02 | 6 | 3 | yes | piece | 1
GCVC PD 050.2/22-55 | GCVC PD | 050.2/22-55 | 4245222 | finoox | GCVC 050.2C/2x2-2561-2-D/4/64/2.10/1800/EXS/1/015023 | 11717 | 2 | 2 | 2561 | Axial | 105059 | 104.92 | 240.88 | 31965 | 1505 | VT03013U.1 | 3066 | 1938-01-01 | E | 55.29 | 86.92 | 2025-09-22 | VerticalCompact-BCD_2x2 | 1884 | 800 | 1761 |  |  | 245.9 | 42 | 42 | 500 | EC motor | 5060 | 2 | no | no | C | D | Epoxy coated aluminum | 2025-01-02 | 8 | 4 | yes | piece | 1
GCVC PD 045.2/22-43 | GCVC PD | 045.2/22-43 | 4244542 | finoox | GCVC 045.2C/2x2-2526-1-D/6/64/2.10/1800/AXS/1/015023 | 9496 | 2 | 2 | 2526 | Axial | 73042 | 73694 | 361.32 | 13249 | 900 | VT03007U.1 | 0.497 | 0.58 | B | 42.7 | 74.33 | 31.2 | VerticalCompact-BCD_2x2 | 1884 | 800 | 1761 |  |  | 253.8 | 35 | 35 | 450 | EC motor | 5060 | 1 | no | no | C | D | Aluminum | 2025-01-02 | 8 | 6 | yes | piece | 1
GCVC PD 050.2/12-44 | GCVC PD | 050.2/12-44 | 4244247 | finoox | GCVC 050.2B/1x2-2521-1-D/4/24/2.10/1440/EXS/1/015023 | 4087 | 2 | 1 | 2521 | Axial | 32941 | 33009 | 72.26 | 9725 | 1135 | VT03011U.1 | 0.748 | 1965-01-01 | D | 44.29 | 75.57 | 2025-01-06 | VerticalCompact-BCD_1x2 | 1524 | 586 | 753 |  |  | 85 | 22 | 22 | 500 | EC motor | 5060 | 1 | no | no | B | D | Epoxy coated aluminum | 2025-01-02 | 8 | 4 | yes | piece | 1
GCVC PD 080.2/12-36 | GCVC PD | 080.2/12-36 | 4252738 | finoox | GCVC 080.2D/1x2-2483-1-D/6/40/2.10/2400/AXS/1/015023 | 9130 | 2 | 1 | 2483 | Axial | 69207 | 69607 | 301.1 | 13095 | 470 | VT03061U.1 | 0.433 | 0.9 | B | 35.86 | 67.39 | 2025-03-25 | VerticalCompact-BCD_1x2 | 2484 | 608 | 1153 |  |  | 210.2 | 35 | 35 | 800 | EC motor | 5060 | 1 | no | no | D | D | Aluminum | 2025-01-02 | 8 | 6 | yes | piece | 1
GCVC PD 063.2/12-38 | GCVC PD | 063.2/12-38 | 4252124 | finoox | GCVC 063.2D/1x2-2554-2-D/4/40/2.10/2400/EXS/1/015023 | 8140 | 2 | 1 | 2554 | Axial | 63634 | 63672 | 200.73 | 15552 | 750 | VT03144U.1 | 0.523 | 0.6 | B | 38.38 | 69.91 | 2025-08-16 | VerticalCompact-BCD_1x2 | 2484 | 623 | 1153 |  |  | 176.5 | 28 | 28 | 630 | EC motor | 5060 | 2 | no | no | D | D | Epoxy coated aluminum | 2025-01-02 | 6 | 4 | yes | piece | 1
GCVC PD 050.3/12-45 | GCVC PD | 050.3/12-45 | 6115838 | finoox | GCVC 050.3B/1x2-3616-W-D/4/24/2.10/1440/EXS/1/015023 | 3037 | 2 | 1 | 3616 | Axial | 35249 | 35317 | 72.26 | 10999 | 1240 | VT01524 | 1411 | 2025-02-03 | E | 45.49 | 76.78 | 2025-01-06 | VerticalCompact-BCD_1x2 | 1524 | 596 | 753 |  |  | 96.8 | 22 | 22 | 500 | AC motor | 50 | W | no | no | B | D | Epoxy coated aluminum | 2025-01-02 | 8 | 4 | yes | piece | 1
GCVC PD 080.2/13-47 | GCVC PD | 080.2/13-47 | 4253002 | finoox | GCVC 080.2D/1x3-2449-2-D/4/40/2.10/3600/EXS/1/015023 | 12919 | 3 | 1 | 2449 | Axial | 129365 | 129367 | 301.1 | 38740 | 770 | VT03060U.1 | 2609 | 2025-05-01 | D | 46.6 | 78.28 | 26 | VerticalCompact-BCD_1x3 | 3684 | 613 | 1153 |  |  | 276.1 | 42 | 42 | 800 | EC motor | 5060 | 2 | no | no | D | D | Epoxy coated aluminum | 2025-01-02 | 4 | 4 | yes | piece | 1
GCVC PD 050.2/21-41 | GCVC PD | 050.2/21-41 | 4244832 | finoox | GCVC 050.2C/2x1-2384-I-D/3/64/2.10/900/AXS/1/015023 | 3995 | 1 | 2 | 2384 | Axial | 35449 | 35639 | 90.33 | 10407 | 790 | VT01435 | 0.73 | 0.88 | D | 41.33 | 72.84 | 2025-03-08 | VerticalCompact-BCD_2x1 | 984 | 800 | 1761 |  |  | 127.7 | 22 | 22 | 500 | AC motor | 60 | I | no | no | C | D | Aluminum | 2025-01-02 | 8 | 3 | yes | piece | 1
GCVC PD 050.2/22-44 | GCVC PD | 050.2/22-44 | 4245072 | finoox | GCVC 050.2C/2x2-2384-I-D/4/64/2.10/1800/EXS/1/015023 | 7268 | 2 | 2 | 2384 | Axial | 79994 | 80066 | 240.88 | 19910 | 790 | VT01435 | 1477 | 0.88 | D | 44.05 | 75.68 | 2025-07-21 | VerticalCompact-BCD_2x2 | 1884 | 800 | 1761 |  |  | 245.3 | 35 | 35 | 500 | AC motor | 60 | I | no | no | C | D | Epoxy coated aluminum | 2025-01-02 | 8 | 4 | yes | piece | 1
GCVC PD 035.2/12-32 | GCVC PD | 035.2/12-32 | 4243664 | finoox | GCVC 035.2A/1x2-2345-X-D/2/20/2.10/1200/AXS/2/015023 | 1349 | 2 | 1 | 2345 | Axial | 10448 | 10429 | 2025-09-25 | 3960 | 1020 | VT03149U | 0.182 | 0.42 | D | 31.89 | 63.05 | 2025-01-02 | VerticalCompact-A_1x2 | 1260 | 326 | 507 |  |  | 2025-01-26 | 16 | 16 | 350 | AC motor | 60 | X | no | no | A | D | Aluminum | 2025-01-02 | 10 | 2 | yes | piece | 1
GCVC PD 080.2/11-33 | GCVC PD | 080.2/11-33 | 4252475 | finoox | GCVC 080.2D/1x1-2485-1-D/4/40/2.10/1200/AXS/1/015023 | 4661 | 1 | 1 | 2485 | Axial | 35282 | 35393 | 100.37 | 8624 | 535 | VT03061U.1 | 0.298 | 1935-01-01 | B | 33.02 | 64.39 | 2025-06-08 | VerticalCompact-BCD_1x1 | 1284 | 608 | 1153 |  |  | 96.7 | 22 | 22 | 800 | EC motor | 5060 | 1 | no | no | D | D | Aluminum | 2025-01-02 | 10 | 4 | yes | piece | 1
GCVC PD 063.2/11-35 | GCVC PD | 063.2/11-35 | 4251871 | finoox | GCVC 063.2D/1x1-2553-2-D/3/40/2.10/1200/EXS/1/015023 | 4540 | 1 | 1 | 2553 | Axial | 26176 | 26186 | 75.27 | 7451 | 700 | VT03144U.1 | 0.209 | 0.52 | B | 34.61 | 65.97 | 2025-04-06 | VerticalCompact-BCD_1x1 | 1284 | 623 | 1153 |  |  | 86.8 | 18 | 18 | 630 | EC motor | 5060 | 2 | no | no | D | D | Epoxy coated aluminum | 2025-01-02 | 10 | 3 | yes | piece | 1
GCVC PD 045.2/23-54 | GCVC PD | 045.2/23-54 | 4244672 | finoox | GCVC 045.2C/2x3-2533-1-D/3/64/2.10/2700/AXS/1/015023 | 11056 | 3 | 2 | 2533 | Axial | 115922 | 116086 | 270.99 | 35005 | 1425 | VT03007U.1 | 2687 | 2025-09-01 | D | 54.18 | 85.92 | 2025-01-25 | VerticalCompact-BCD_2x3 | 2784 | 800 | 1761 |  |  | 291.4 | 42 | 42 | 450 | EC motor | 5060 | 1 | no | no | C | D | Aluminum | 2025-01-02 | 4 | 3 | yes | piece | 1
GCVC PD 063.2/24-41 | GCVC PD | 063.2/24-41 | 4247186 | finoox | GCVC 063.2C/2x4-2511-1-D/3/64/2.10/3600/AXS/1/015023 | 20413 | 4 | 2 | 2511 | Axial | 149181 | 149117 | 361.32 | 46964 | 730 | VT03145U.1 | 1588 | 1 | C | 40.64 | 72.51 | 34.6 | VerticalCompact-BCD_2x4 | 3684 | 800 | 1761 |  |  | 401.3 | 54 | 54 | 630 | EC motor | 5060 | 1 | no | no | C | D | Aluminum | 2025-01-02 | 4 | 3 | yes | piece | 1
GCVC PD 063.2/23-43 | GCVC PD | 063.2/23-43 | 4247966 | finoox | GCVC 063.2D/2x3-2555-2-D/6/80/2.10/3600/AXS/1/015023 | 25674 | 3 | 2 | 2555 | Axial | 232255 | 232604 | 903.29 | 46878 | 800 | VT03144U.1 | 1999-01-01 | 0.69 | B | 43.16 | 75.12 | 78.2 | VerticalCompact-BCD_2x3 | 3684 | 800 | 2161 |  |  | 594.3 | 54 | 54 | 630 | EC motor | 5060 | 2 | no | no | D | D | Aluminum | 2025-01-02 | 6 | 6 | yes | piece | 1
GCVC PD 050.2/13-53 | GCVC PD | 050.2/13-53 | 4249857 | finoox | GCVC 050.2C/1x3-2560-2-D/4/32/2.10/2700/AXS/1/015023 | 8532 | 3 | 1 | 2560 | Axial | 81974 | 82254 | 180.66 | 22509 | 1415 | VT03013U.1 | 1925 | 2021-01-01 | D | 52.83 | 84.34 | 2025-06-15 | VerticalCompact-BCD_1x3 | 2784 | 607 | 953 |  |  | 185.3 | 35 | 35 | 500 | EC motor | 5060 | 2 | no | no | C | D | Aluminum | 2025-01-02 | 4 | 4 | yes | piece | 1
GCVC PD 050.2/13-58 | GCVC PD | 050.2/13-58 | 4250828 | finoox | GCVC 050.2D/1x3-2563-2-D/3/40/2.10/3600/AXS/1/015023 | 9288 | 3 | 1 | 2563 | Axial | 93931 | 93888 | 225.82 | 29762 | 1680 | VT03013U.1 | 2952 | 1975-01-01 | E | 57.63 | 89.31 | 2025-03-19 | VerticalCompact-BCD_1x3 | 3684 | 607 | 1153 |  |  | 236.7 | 35 | 35 | 500 | EC motor | 5060 | 2 | no | no | D | D | Aluminum | 2025-01-02 | 4 | 3 | yes | piece | 1
GCVC PD 063.2/14-28 | GCVC PD | 063.2/14-28 | 4251547 | finoox | GCVC 063.2C/1x4-2503-1-D/4/32/2.10/3600/AXS/1/015023 | 10699 | 4 | 1 | 2503 | Axial | 57823 | 57987 | 240.88 | 12159 | 425 | VT03145U.1 | 0.195 | 0.25 | A+ | 27.71 | 59.34 | 2025-06-19 | VerticalCompact-BCD_1x4 | 3684 | 615 | 953 |  |  | 226.7 | 28 | 28 | 630 | EC motor | 5060 | 1 | no | no | C | D | Aluminum | 2025-01-02 | 4 | 4 | yes | piece | 1
GCVC PD 050.2/11-37 | GCVC PD | 050.2/11-37 | 4249350 | finoox | GCVC 050.2C/1x1-2518-1-D/6/32/2.10/900/AXS/1/015023 | 3058 | 1 | 1 | 2518 | Axial | 23442 | 23634 | 90.33 | 4575 | 945 | VT03011U.1 | 0.213 | 1 | C | 36.59 | 67.86 | 2025-07-07 | VerticalCompact-BCD_1x1 | 984 | 586 | 953 |  |  | 72.4 | 18 | 18 | 500 | EC motor | 5060 | 1 | no | no | C | D | Aluminum | 2025-01-02 | 12 | 6 | yes | piece | 1
GCVC PD 045.2/13-41 | GCVC PD | 045.2/13-41 | 4249041 | finoox | GCVC 045.2C/1x3-2526-1-D/3/32/2.10/2700/EXS/1/015023 | 6319 | 3 | 1 | 2526 | Axial | 40563 | 40466 | 135.49 | 10921 | 900 | VT03007U.1 | 0.364 | 0.58 | C | 41.39 | 72.89 | 2025-05-11 | VerticalCompact-BCD_1x3 | 2784 | 535 | 953 |  |  | 152.9 | 28 | 28 | 450 | EC motor | 5060 | 1 | no | no | C | D | Epoxy coated aluminum | 2025-01-02 | 6 | 3 | yes | piece | 1
GCVC PD 045.2/14-51 | GCVC PD | 045.2/14-51 | 4249164 | finoox | GCVC 045.2C/1x4-2532-1-D/3/32/2.10/3600/AXS/1/015023 | 7621 | 4 | 1 | 2532 | Axial | 72126 | 72097 | 180.66 | 22079 | 1350 | VT03007U.1 | 1953-01-01 | 1965-01-01 | D | 51.36 | 82.98 | 2025-05-15 | VerticalCompact-BCD_1x4 | 3684 | 535 | 953 |  |  | 199.7 | 35 | 35 | 450 | EC motor | 5060 | 1 | no | no | C | D | Aluminum | 2025-01-02 | 4 | 3 | yes | piece | 1
GCVC PD 050.2/23-33 | GCVC PD | 050.2/23-33 | 4245377 | finoox | GCVC 050.2C/2x3-2512-1-D/4/64/2.10/2700/AXS/1/015023 | 13458 | 3 | 2 | 2512 | Axial | 82922 | 83119 | 361.32 | 17372 | 565 | VT03011U.1 | 0.317 | 0.28 | A+ | 32.85 | 64.6 | 2025-09-30 | VerticalCompact-BCD_2x3 | 2784 | 800 | 1761 |  |  | 325.3 | 35 | 35 | 500 | EC motor | 5060 | 1 | no | no | C | D | Aluminum | 2025-01-02 | 6 | 4 | yes | piece | 1
GCVC PD 050.2/14-54 | GCVC PD | 050.2/14-54 | 4250116 | finoox | GCVC 050.2C/1x4-2790-K-D/3/32/2.10/3600/AXS/1/015023 | 6126 | 4 | 1 | 2790 | Axial | 92218 | 91.69 | 180.66 | 35829 | 1640 | VT03150U | 3969 | 1964-01-01 | E | 54.06 | 85.68 | 2025-05-15 | VerticalCompact-BCD_1x4 | 3684 | 569 | 953 |  |  | 223.8 | 35 | 35 | 500 | AC motor | 60 | K | no | no | C | D | Aluminum | 2025-01-02 | 4 | 3 | yes | piece | 1
GCVC PD 045.2/12-48 | GCVC PD | 045.2/12-48 | 4248915 | finoox | GCVC 045.2C/1x2-0426-W-D/3/32/2.10/1800/EXS/1/015023 | 3354 | 2 | 1 | 426 | Axial | 35025 | 34966 | 90.33 | 11024 | 1360 | VT0326U | 0.818 | 2025-02-02 | D | 47.7 | 79.08 | 2025-06-07 | VerticalCompact-BCD_1x2 | 1884 | 521 | 953 |  |  | 111.8 | 22 | 22 | 450 | AC motor | 50 | W | no | no | C | D | Epoxy coated aluminum | 2025-01-02 | 8 | 3 | yes | piece | 1
GCVC PD 050.2/12-34 | GCVC PD | 050.2/12-34 | 4250452 | finoox | GCVC 050.2D/1x2-2388-I-D/6/40/2.10/2400/AXS/1/015023 | 5432 | 2 | 1 | 2388 | Axial | 49136 | 49445 | 301.1 | 8555 | 710 | VT01437 | 0.312 | 0.34 | B | 34.19 | 65.71 | 2025-06-24 | VerticalCompact-BCD_1x2 | 2484 | 596 | 1153 |  |  | 200.1 | 28 | 28 | 500 | AC motor | 60 | I | no | no | D | D | Aluminum | 2025-01-02 | 8 | 6 | yes | piece | 1
GCVC PD 050.2/23-26 | GCVC PD | 050.2/23-26 | 4245337 | finoox | GCVC 050.2C/2x3-2389-J-D/3/64/2.10/2700/EXS/1/015023 | 9554 | 3 | 2 | 2389 | Axial | 63.22 | 63152 | 270.99 | 15054 | 450 | VT01437 | 0.492 | 0.17 | B | 25.54 | 57.29 | 2025-08-22 | VerticalCompact-BCD_2x3 | 2784 | 800 | 1761 |  |  | 312.6 | 28 | 28 | 500 | AC motor | 60 | J | no | no | C | D | Epoxy coated aluminum | 2025-01-02 | 6 | 3 | yes | piece | 1
GCVC PD 050.2/24-25 | GCVC PD | 050.2/24-25 | 4245575 | finoox | GCVC 050.2C/2x4-2389-J-D/6/64/2.10/3600/EXS/1/015023 | 16299 | 4 | 2 | 2389 | Axial | 98591 | 99309 | 722.63 | 16842 | 450 | VT01437 | 0.661 | 0.17 | B | 25.45 | 57.31 | 58.9 | VerticalCompact-BCD_2x4 | 3684 | 800 | 1761 |  |  | 511.9 | 35 | 35 | 500 | AC motor | 60 | J | no | no | C | D | Epoxy coated aluminum | 2025-01-02 | 6 | 6 | yes | piece | 1
GCVC PD 050.2/13-36 | GCVC PD | 050.2/13-36 | 4249749 | finoox | GCVC 050.2C/1x3-2390-K-D/4/32/2.10/2700/AXS/1/015023 | 5212 | 3 | 1 | 2390 | Axial | 53904 | 53885 | 180.66 | 12535 | 760 | VT01437 | 0.53 | 0.35 | C | 35.97 | 67.48 | 15 | VerticalCompact-BCD_1x3 | 2784 | 596 | 953 |  |  | 178.2 | 28 | 28 | 500 | AC motor | 60 | K | no | no | C | D | Aluminum | 2025-01-02 | 6 | 4 | yes | piece | 1
GCVC PD 063.2/12-63 | GCVC PD | 063.2/12-63 | 4252107 | finoox | GCVC 063.2D/1x2-2551-2-D/6/40/2.10/2400/EXS/1/015023 | 11224 | 2 | 1 | 2551 | Axial | 119409 | 119734 | 301.1 | 28574 | 1360 | VT03143U.1 | 4856 | 4 | E | 62.63 | 94.16 | 2025-01-26 | VerticalCompact-BCD_1x2 | 2484 | 611 | 1153 |  |  | 243.6 | 42 | 42 | 630 | EC motor | 5060 | 2 | no | no | D | D | Epoxy coated aluminum | 2025-01-02 | 6 | 6 | yes | piece | 1
GCVC PD 045.2/12-50 | GCVC PD | 045.2/12-50 | 4248991 | finoox | GCVC 045.2C/1x2-2533-1-D/4/32/2.10/1800/AXS/1/015023 | 4649 | 2 | 1 | 2533 | Axial | 44546 | 44594 | 120.44 | 11384 | 1425 | VT03007U.1 | 0.906 | 2025-09-01 | D | 49.69 | 81.08 | 2025-04-10 | VerticalCompact-BCD_1x2 | 1884 | 535 | 953 |  |  | 113.7 | 28 | 28 | 450 | EC motor | 5060 | 1 | no | no | C | D | Aluminum | 2025-01-02 | 8 | 4 | yes | piece | 1
GCVC PD 063.2/21-63 | GCVC PD | 063.2/21-63 | 4247455 | finoox | GCVC 063.2D/2x1-2552-2-D/4/80/2.10/1200/AXS/1/015023 | 10570 | 1 | 2 | 2552 | Axial | 106538 | 107031 | 200.73 | 32521 | 1435 | VT03143U.1 | 5507 | 2025-03-04 | E | 62.98 | 94.63 | 2025-09-20 | VerticalCompact-BCD_2x1 | 1284 | 800 | 2161 |  |  | 227.2 | 42 | 42 | 630 | EC motor | 5060 | 2 | no | no | D | D | Aluminum | 2025-01-02 | 8 | 4 | yes | piece | 1
GCVC PD 063.2/24-42 | GCVC PD | 063.2/24-42 | 4247190 | finoox | GCVC 063.2C/2x4-2511-1-D/4/64/2.10/3600/EXS/1/015023 | 22900 | 4 | 2 | 2511 | Axial | 170583 | 170742 | 481.75 | 43967 | 730 | VT03145U.1 | 1639 | 1 | C | 41.59 | 73.46 | 44 | VerticalCompact-BCD_2x4 | 3684 | 800 | 1761 |  |  | 436.2 | 54 | 54 | 630 | EC motor | 5060 | 1 | no | no | C | D | Epoxy coated aluminum | 2025-01-02 | 4 | 4 | yes | piece | 1
GCVC PD 050.2/13-45 | GCVC PD | 050.2/13-45 | 4250786 | finoox | GCVC 050.2D/1x3-2520-1-D/3/40/2.10/3600/AXS/1/015023 | 7712 | 3 | 1 | 2520 | Axial | 71825 | 71826 | 225.82 | 18958 | 1070 | VT03011U.1 | 0.804 | 2025-04-01 | C | 44.79 | 76.47 | 2025-03-19 | VerticalCompact-BCD_1x3 | 3684 | 586 | 1153 |  |  | 222.9 | 35 | 35 | 500 | EC motor | 5060 | 1 | no | no | D | D | Aluminum | 2025-01-02 | 4 | 3 | yes | piece | 1
GCVC PD 063.2/14-34 | GCVC PD | 063.2/14-34 | 4251571 | finoox | GCVC 063.2C/1x4-2507-1-D/4/32/2.10/3600/AXS/1/015023 | 10721 | 4 | 1 | 2507 | Axial | 73916 | 74014 | 240.88 | 17023 | 580 | VT03145U.1 | 0.427 | 0.55 | B | 34 | 65.63 | 2025-02-20 | VerticalCompact-BCD_1x4 | 3684 | 615 | 953 |  |  | 227.3 | 35 | 35 | 630 | EC motor | 5060 | 1 | no | no | C | D | Aluminum | 2025-01-02 | 4 | 4 | yes | piece | 1
GCVC PD 050.2/13-47 | GCVC PD | 050.2/13-47 | 4244387 | finoox | GCVC 050.2B/1x3-2522-1-D/4/24/2.10/2160/EXS/1/015023 | 6146 | 3 | 1 | 2522 | Axial | 50102 | 50152 | 108.39 | 15463 | 1200 | VT03011U.1 | 1311 | 2025-09-01 | D | 47.08 | 78.46 | 2025-02-09 | VerticalCompact-BCD_1x3a | 2244 | 586 | 753 |  |  | 123.3 | 28 | 28 | 500 | EC motor | 5060 | 1 | no | no | B | D | Epoxy coated aluminum | 2025-01-02 | 6 | 4 | yes | piece | 1
GCVC PD 050.2/23-58 | GCVC PD | 050.2/23-58 | 4246409 | finoox | GCVC 050.2D/2x3-2561-2-D/4/80/2.10/3600/AXS/1/015023 | 20061 | 3 | 2 | 2561 | Axial | 212206 | 212543 | 602.19 | 52483 | 1505 | VT03013U.1 | 4308 | 1938-01-01 | D | 57.68 | 89.64 | 54.8 | VerticalCompact-BCD_2x3 | 3684 | 800 | 2161 |  |  | 501.5 | 54 | 54 | 500 | EC motor | 5060 | 2 | no | no | D | D | Aluminum | 2025-01-02 | 4 | 4 | yes | piece | 1
GCVC PD 080.2/21-47 | GCVC PD | 080.2/21-47 | 4248151 | finoox | GCVC 080.2D/2x1-2537-2-D/4/80/2.10/1200/AXS/1/015023 | 9903 | 1 | 2 | 2537 | Axial | 89074 | 89284 | 200.73 | 24731 | 750 | VT03059U.2 | 1656 | 2025-05-01 | D | 47.46 | 79.11 | 2025-04-19 | VerticalCompact-BCD_2x1 | 1284 | 800 | 2161 |  |  | 214.7 | 35 | 35 | 800 | EC motor | 5060 | 2 | no | no | D | D | Aluminum | 2025-01-02 | 10 | 4 | yes | piece | 1
GCVC PD 080.3/12-50 | GCVC PD | 080.3/12-50 | 6082986 | finoox | GCVC 080.3D/1x2-3562-2-D/4/40/2.10/2400/EXS/1/015023 | 10604 | 2 | 1 | 3562 | Axial | 88482 | 88056 | 200.73 | 27563 | 800 | VT01445U.3 | 2175 | 1985-01-01 | D | 49.88 | 81.41 | 2025-05-17 | VerticalCompact-BCD_1x2 | 2484 | 620 | 1153 |  |  | 222.2 | 35 | 35 | 800 | EC motor | 5060 | 2 | no | no | D | D | Epoxy coated aluminum | 2025-01-02 | 6 | 4 | yes | piece | 1
GCVC PD 050.2/23-38 | GCVC PD | 050.2/23-38 | 4246210 | finoox | GCVC 050.2D/2x3-2336-D-D/3/80/2.10/3600/AXS/1/015023 | 11392 | 3 | 2 | 2336 | Axial | 102162 | 101861 | 451.65 | 24620 | 660 | VT01437 | 0.723 | 0.33 | B | 37.98 | 69.94 | 39.9 | VerticalCompact-BCD_2x3 | 3684 | 800 | 2161 |  |  | 438.3 | 42 | 42 | 500 | AC motor | 50 | D | no | no | D | D | Aluminum | 2025-01-02 | 6 | 3 | yes | piece | 1
GCVC PD 050.2/12-33 | GCVC PD | 050.2/12-33 | 4250380 | finoox | GCVC 050.2D/1x2-2336-D-D/6/40/2.10/2400/AXS/1/015023 | 5432 | 2 | 1 | 2336 | Axial | 44991 | 45.31 | 301.1 | 7718 | 660 | VT01437 | 0.247 | 0.33 | B | 33.4 | 64.92 | 2025-06-24 | VerticalCompact-BCD_1x2 | 2484 | 596 | 1153 |  |  | 200.1 | 28 | 28 | 500 | AC motor | 50 | D | no | no | D | D | Aluminum | 2025-01-02 | 8 | 6 | yes | piece | 1
GCVC PD 050.2/21-38 | GCVC PD | 050.2/21-38 | 4244776 | finoox | GCVC 050.2C/2x1-2332-D-D/6/64/2.10/900/AXS/1/015023 | 4910 | 1 | 2 | 2332 | Axial | 46271 | 46664 | 180.66 | 9000 | 850 | VT01435 | 0.546 | 0.74 | C | 37.67 | 69.18 | 2025-03-16 | VerticalCompact-BCD_2x1 | 984 | 800 | 1761 |  |  | 155.3 | 28 | 28 | 500 | AC motor | 50 | D | no | no | C | D | Aluminum | 2025-01-02 | 12 | 6 | yes | piece | 1
GCVC PD 050.2/11-38 | GCVC PD | 050.2/11-38 | 4249244 | finoox | GCVC 050.2C/1x1-2384-I-D/4/32/2.10/900/EXS/1/015023 | 2324 | 1 | 1 | 2384 | Axial | 19936 | 20032 | 60.22 | 4978 | 790 | VT01435 | 0.369 | 0.88 | D | 38.39 | 69.66 | 2025-01-05 | VerticalCompact-BCD_1x1 | 984 | 596 | 953 |  |  | 68.6 | 16 | 16 | 500 | AC motor | 60 | I | no | no | C | D | Epoxy coated aluminum | 2025-01-02 | 8 | 4 | yes | piece | 1
GCVC PD 050.2/12-25 | GCVC PD | 050.2/12-25 | 4250470 | finoox | GCVC 050.2D/1x2-2391-L-D/6/40/2.10/2400/AXS/1/015023 | 5372 | 2 | 1 | 2391 | Axial | 37026 | 37.36 | 301.1 | 6222 | 520 | VT01437 | 0.204 | 0.18 | B | 24.94 | 56.46 | 2025-02-24 | VerticalCompact-BCD_1x2 | 2484 | 596 | 1153 |  |  | 199.4 | 22 | 22 | 500 | AC motor | 60 | L | no | no | D | D | Aluminum | 2025-01-02 | 10 | 6 | yes | piece | 1
GCVC PD 050.2/13-40 | GCVC PD | 050.2/13-40 | 4249706 | finoox | GCVC 050.2C/1x3-2355-X-D/3/32/2.10/2700/AXS/1/015023 | 4783 | 3 | 1 | 2355 | Axial | 49698 | 49.61 | 135.49 | 14910 | 810 | VT03093U | 0.868 | 2025-03-01 | D | 40.16 | 71.66 | 2025-05-11 | VerticalCompact-BCD_1x3 | 2784 | 569 | 953 |  |  | 167.3 | 28 | 28 | 500 | AC motor | 60 | X | no | no | C | D | Aluminum | 2025-01-02 | 6 | 3 | yes | piece | 1
GCVC PD 050.2/11-46 | GCVC PD | 050.2/11-46 | 4244019 | finoox | GCVC 050.2B/1x1-2347-D-D/4/24/2.10/720/AXS/1/015023 | 1887 | 1 | 1 | 2347 | Axial | 19146 | 19358 | 36.13 | 6014 | 1390 | VT03150U | 0.751 | 1941-01-01 | E | 46.13 | 77.32 | 2025-02-03 | VerticalCompact-BCD_1x1 | 804 | 569 | 753 |  |  | 51.9 | 16 | 16 | 500 | AC motor | 50 | D | no | no | B | D | Aluminum | 2025-01-02 | 8 | 4 | yes | piece | 1
GCVC PD 050.2/21-50 | GCVC PD | 050.2/21-50 | 4244972 | finoox | GCVC 050.2C/2x1-2559-2-D/6/64/2.10/900/AXS/1/015023 | 7077 | 1 | 2 | 2559 | Axial | 61394 | 61843 | 180.66 | 13038 | 1330 | VT03013U.1 | 1097 | 2025-08-01 | D | 49.62 | 81.13 | 2025-03-16 | VerticalCompact-BCD_2x1 | 984 | 800 | 1761 |  |  | 154.5 | 28 | 28 | 500 | EC motor | 5060 | 2 | no | no | C | D | Aluminum | 2025-01-02 | 12 | 6 | yes | piece | 1
GCVC PD 045.2/23-38 | GCVC PD | 045.2/23-38 | 4244616 | finoox | GCVC 045.2C/2x3-2523-1-D/4/64/2.10/2700/EXS/1/015023 | 12484 | 3 | 2 | 2523 | Axial | 75837 | 76.04 | 361.32 | 15759 | 675 | VT03007U.1 | 0.348 | 0.3 | A | 37.88 | 69.63 | 2025-09-30 | VerticalCompact-BCD_2x3 | 2784 | 800 | 1761 |  |  | 315.3 | 35 | 35 | 450 | EC motor | 5060 | 1 | no | no | C | D | Epoxy coated aluminum | 2025-01-02 | 6 | 4 | yes | piece | 1
GCVC PD 080.2/23-24 | GCVC PD | 080.2/23-24 | 4248647 | finoox | GCVC 080.2D/2x3-2491-1-D/4/80/2.10/3600/EXS/1/015023 | 24920 | 3 | 2 | 2491 | Axial | 117609 | 117.65 | 602.19 | 24397 | 270 | VT03062U.1 | 0.281 | 0.25 | A+ | 24.34 | 56.3 | 51.6 | VerticalCompact-BCD_2x3 | 3684 | 800 | 2161 |  |  | 506.8 | 42 | 42 | 800 | EC motor | 5060 | 1 | no | no | D | D | Epoxy coated aluminum | 2025-01-02 | 6 | 4 | yes | piece | 1
GCVC PD 050.2/11-33 | GCVC PD | 050.2/11-33 | 4250279 | finoox | GCVC 050.2D/1x1-2515-1-D/3/40/2.10/1200/EXS/1/015023 | 3160 | 1 | 1 | 2515 | Axial | 18336 | 18349 | 75.27 | 4435 | 755 | VT03011U.1 | 0.101 | 0.58 | A | 32.71 | 64.08 | 2025-03-06 | VerticalCompact-BCD_1x1 | 1284 | 586 | 1153 |  |  | 81.5 | 16 | 16 | 500 | EC motor | 5060 | 1 | no | no | D | D | Epoxy coated aluminum | 2025-01-02 | 10 | 3 | yes | piece | 1
GCVC PD 045.2/12-38 | GCVC PD | 045.2/12-38 | 4248945 | finoox | GCVC 045.2C/1x2-2525-1-D/3/32/2.10/1800/EXS/1/015023 | 4610 | 2 | 1 | 2525 | Axial | 25747 | 25786 | 90.33 | 6658 | 825 | VT03007U.1 | 0.192 | 0.47 | B | 37.85 | 69.23 | 2025-05-07 | VerticalCompact-BCD_1x2 | 1884 | 535 | 953 |  |  | 103.9 | 18 | 18 | 450 | EC motor | 5060 | 1 | no | no | C | D | Epoxy coated aluminum | 2025-01-02 | 8 | 3 | yes | piece | 1
GCVC PD 050.2/23-59 | GCVC PD | 050.2/23-59 | 4245467 | finoox | GCVC 050.2C/2x3-2563-2-D/4/64/2.10/2700/AXS/1/015023 | 17093 | 3 | 2 | 2563 | Axial | 182274 | 182944 | 361.32 | 53820 | 1680 | VT03013U.1 | 6381 | 1975-01-01 | E | 59.37 | 91.12 | 34.7 | VerticalCompact-BCD_2x3 | 2784 | 800 | 1761 |  |  | 360.2 | 54 | 54 | 500 | EC motor | 5060 | 2 | no | no | C | D | Aluminum | 2025-01-02 | 4 | 4 | yes | piece | 1
GCVC PD 050.2/22-41 | GCVC PD | 050.2/22-41 | 4246121 | finoox | GCVC 050.2D/2x2-2517-1-D/4/80/2.10/2400/AXS/1/015023 | 10910 | 2 | 2 | 2517 | Axial | 94961 | 95024 | 401.46 | 20418 | 880 | VT03011U.1 | 0.628 | 0.84 | B | 41.49 | 73.3 | 34.8 | VerticalCompact-BCD_2x2 | 2484 | 800 | 2161 |  |  | 319.5 | 35 | 35 | 500 | EC motor | 5060 | 1 | no | no | D | D | Aluminum | 2025-01-02 | 8 | 4 | yes | piece | 1
GCVC PD 050.2/22-34 | GCVC PD | 050.2/22-34 | 4246098 | finoox | GCVC 050.2D/2x2-2513-1-D/6/80/2.10/2400/AXS/1/015023 | 12870 | 2 | 2 | 2513 | Axial | 82027 | 82386 | 602.19 | 13918 | 630 | VT03011U.1 | 0.263 | 0.37 | A+ | 33.76 | 65.57 | 50.5 | VerticalCompact-BCD_2x2 | 2484 | 800 | 2161 |  |  | 379.9 | 35 | 35 | 500 | EC motor | 5060 | 1 | no | no | D | D | Aluminum | 2025-01-02 | 10 | 6 | yes | piece | 1
GCVC PD 045.2/12-40 | GCVC PD | 045.2/12-40 | 4248949 | finoox | GCVC 045.2C/1x2-2526-1-D/4/32/2.10/1800/AXS/1/015023 | 4609 | 2 | 1 | 2526 | Axial | 32311 | 32378 | 120.44 | 7079 | 900 | VT03007U.1 | 0.245 | 0.58 | B | 39.71 | 71.09 | 10 | VerticalCompact-BCD_1x2 | 1884 | 535 | 953 |  |  | 113.1 | 22 | 22 | 450 | EC motor | 5060 | 1 | no | no | C | D | Aluminum | 2025-01-02 | 8 | 4 | yes | piece | 1
GCVC PD 045.2/12-49 | GCVC PD | 045.2/12-49 | 4248985 | finoox | GCVC 045.2C/1x2-2532-1-D/4/32/2.10/1800/AXS/1/015023 | 4649 | 2 | 1 | 2532 | Axial | 43025 | 43077 | 120.44 | 10766 | 1350 | VT03007U.1 | 0.774 | 1965-01-01 | D | 48.52 | 79.9 | 2025-04-10 | VerticalCompact-BCD_1x2 | 1884 | 535 | 953 |  |  | 113.7 | 28 | 28 | 450 | EC motor | 5060 | 1 | no | no | C | D | Aluminum | 2025-01-02 | 8 | 4 | yes | piece | 1
GCVC PD 080.2/13-44 | GCVC PD | 080.2/13-44 | 4253150 | finoox | GCVC 080.2D/1x3-2545-2-D/3/40/2.10/3600/EXS/1/015023 | 11939 | 3 | 1 | 2545 | Axial | 102082 | 101422 | 225.82 | 36789 | 695 | VT03060U.1 | 1855 | 2015-01-01 | D | 43.73 | 75.42 | 2025-03-19 | VerticalCompact-BCD_1x3 | 3684 | 613 | 1153 |  |  | 253 | 35 | 35 | 800 | EC motor | 5060 | 2 | no | no | D | D | Epoxy coated aluminum | 2025-01-02 | 4 | 3 | yes | piece | 1
GCVC PD 063.2/23-43 | GCVC PD | 063.2/23-43 | 4247021 | finoox | GCVC 063.2C/2x3-2554-2-D/6/64/2.10/2700/EXS/1/015023 | 22108 | 3 | 2 | 2554 | Axial | 164862 | 165276 | 541.97 | 34652 | 750 | VT03144U.1 | 1892 | 0.6 | C | 43.42 | 75.17 | 48.8 | VerticalCompact-BCD_2x3 | 2784 | 800 | 1761 |  |  | 416.2 | 54 | 54 | 630 | EC motor | 5060 | 2 | no | no | C | D | Epoxy coated aluminum | 2025-01-02 | 6 | 6 | yes | piece | 1
GCVC PD 080.2/11-51 | GCVC PD | 080.2/11-51 | 4252674 | finoox | GCVC 080.2D/1x1-2710-2-D/4/40/2.10/1200/EXS/1/015023 | 5758 | 1 | 1 | 2710 | Axial | 52779 | 52982 | 100.37 | 17135 | 975 | VT03059U.2 | 1924 | 3 | E | 50.51 | 81.88 | 2025-01-09 | VerticalCompact-BCD_1x1 | 1284 | 650 | 1153 |  |  | 108.5 | 28 | 28 | 800 | EC motor | 5060 | 2 | no | no | D | D | Epoxy coated aluminum | 2025-01-02 | 8 | 4 | yes | piece | 1
GCVC PD 080.3/13-51 | GCVC PD | 080.3/13-51 | 6195354 | finoox | GCVC 080.3D/1x3-3481-D-D/3/40/2.10/3600/EXS/1/015023 | 9717 | 3 | 1 | 3481 | Axial | 116007 | 115359 | 225.82 | 49354 | 850 | VT01526 | 5137 | 2025-03-03 | E | 51.42 | 83.1 | 2025-01-20 | VerticalCompact-BCD_1x3 | 3684 | 611 | 1153 |  |  | 305.4 | 42 | 42 | 800 | AC motor | 50 | D | no | no | D | D | Epoxy coated aluminum | 2025-01-02 | 4 | 3 | yes | piece | 1
GCVC PD 080.3/21-60 | GCVC PD | 080.3/21-60 | 6199107 | finoox | GCVC 080.3D/2x1-3557-2-D/6/80/2.10/1200/AXS/1/015023 | 11839 | 1 | 2 | 3557 | Axial | 139796 | 140486 | 301.1 | 34360 | 1100 | VT01445U.3 | 2025-07-05 | 2025-02-04 | E | 59.6 | 91.25 | 2025-09-28 | VerticalCompact-BCD_2x1 | 1284 | 800 | 2161 |  |  | 267.3 | 42 | 42 | 800 | EC motor | 5060 | 2 | no | no | D | D | Aluminum | 2025-01-02 | 10 | 6 | yes | piece | 1
GCVC PD 050.2/23-42 | GCVC PD | 050.2/23-42 | 4246200 | finoox | GCVC 050.2D/2x3-2332-D-D/6/80/2.10/3600/AXS/1/015023 | 16232 | 3 | 2 | 2332 | Axial | 174256 | 175007 | 903.29 | 31640 | 850 | VT01435 | 1528 | 0.74 | C | 42.49 | 74.45 | 78.2 | VerticalCompact-BCD_2x3 | 3684 | 800 | 2161 |  |  | 593.6 | 54 | 54 | 500 | AC motor | 50 | D | no | no | D | D | Aluminum | 2025-01-02 | 6 | 6 | yes | piece | 1
GCVC PD 050.2/21-28 | GCVC PD | 050.2/21-28 | 4245740 | finoox | GCVC 050.2D/2x1-2337-S-D/4/80/2.10/1200/EXS/1/015023 | 5418 | 1 | 2 | 2337 | Axial | 33032 | 33173 | 200.73 | 6477 | 510 | VT01437 | 0.155 | 0.16 | A | 2025-05-27 | 59.15 | 2025-02-17 | VerticalCompact-BCD_2x1 | 1284 | 800 | 2161 |  |  | 180.4 | 22 | 22 | 500 | AC motor | 50 | S | no | no | D | D | Epoxy coated aluminum | 2025-01-02 | 10 | 4 | yes | piece | 1
GCVC PD 035.2/12-28 | GCVC PD | 035.2/12-28 | 4243663 | finoox | GCVC 035.2A/1x2-2344-W-D/3/20/2.10/1200/EXS/2/015023 | 1707 | 2 | 1 | 2344 | Axial | 11894 | 2025-09-11 | 37.64 | 3221 | 910 | VT03149U | 0.145 | 0.35 | C | 2025-07-28 | 59.23 | 2025-02-03 | VerticalCompact-A_1x2 | 1260 | 326 | 507 |  |  | 2025-04-30 | 16 | 16 | 350 | AC motor | 50 | W | no | no | A | D | Epoxy coated aluminum | 2025-01-02 | 10 | 3 | yes | piece | 1
GCVC PD 050.2/13-50 | GCVC PD | 050.2/13-50 | 4250644 | finoox | GCVC 050.2D/1x3-2349-I-D/6/40/2.10/3600/AXS/1/015023 | 8487 | 3 | 1 | 2349 | Axial | 135471 | 136061 | 451.65 | 27111 | 1590 | VT03150U | 2541 | 2025-07-01 | D | 50.47 | 82.15 | 39.2 | VerticalCompact-BCD_1x3 | 3684 | 569 | 1153 |  |  | 306.2 | 42 | 42 | 500 | AC motor | 60 | I | no | no | D | D | Aluminum | 2025-01-02 | 4 | 6 | yes | piece | 1
GCVC PD 050.2/11-43 | GCVC PD | 050.2/11-43 | 4244062 | finoox | GCVC 050.2B/1x1-2411-1-D/3/24/2.10/720/EXS/1/015023 | 2402 | 1 | 1 | 2411 | Axial | 14703 | 14.83 | 2025-01-27 | 5822 | 1260 | VT03011U.1 | 0.5 | 2025-02-02 | E | 43.05 | 74.24 | 2025-04-02 | VerticalCompact-BCD_1x1 | 804 | 586 | 753 |  |  | 44.1 | 16 | 16 | 500 | EC motor | 5060 | 1 | no | no | B | D | Epoxy coated aluminum | 2025-01-02 | 8 | 3 | yes | piece | 1
GCVC PD 063.2/11-21 | GCVC PD | 063.2/11-21 | 4251741 | finoox | GCVC 063.2D/1x1-2401-L-D/6/40/2.10/1200/EXS/1/015023 | 4609 | 1 | 1 | 2401 | Axial | 19415 | 19584 | 150.55 | 3317 | 340 | VT01442 | 0.088 | 0.16 | A | 20.97 | 52.33 | 2025-04-12 | VerticalCompact-BCD_1x1 | 1284 | 598 | 1153 |  |  | 107.6 | 16 | 16 | 630 | AC motor | 60 | L | no | no | D | D | Epoxy coated aluminum | 2025-01-02 | 12 | 6 | yes | piece | 1
GCVC PD 063.2/22-40 | GCVC PD | 063.2/22-40 | 4246806 | finoox | GCVC 063.2C/2x2-2553-2-D/6/64/2.10/1800/AXS/1/015023 | 14633 | 2 | 2 | 2553 | Axial | 107217 | 107604 | 361.32 | 21425 | 700 | VT03144U.1 | 1036 | 0.52 | C | 40.43 | 72.06 | 32.4 | VerticalCompact-BCD_2x2 | 1884 | 800 | 1761 |  |  | 283.1 | 42 | 42 | 630 | EC motor | 5060 | 2 | no | no | C | D | Aluminum | 2025-01-02 | 8 | 6 | yes | piece | 1
GCVC PD 063.2/14-45 | GCVC PD | 063.2/14-45 | 4251654 | finoox | GCVC 063.2C/1x4-2558-2-D/3/32/2.10/3600/AXS/1/015023 | 11222 | 4 | 1 | 2558 | Axial | 91828 | 91327 | 180.66 | 35491 | 950 | VT03144U.1 | 2267 | 1 | D | 45.09 | 76.72 | 2025-05-15 | VerticalCompact-BCD_1x4 | 3684 | 623 | 953 |  |  | 226.8 | 35 | 35 | 630 | EC motor | 5060 | 2 | no | no | C | D | Aluminum | 2025-01-02 | 4 | 3 | yes | piece | 1
GCVC PD 080.2/23-35 | GCVC PD | 080.2/23-35 | 4248678 | finoox | GCVC 080.2D/2x3-2499-1-D/3/80/2.10/3600/EXS/1/015023 | 22989 | 3 | 2 | 2499 | Axial | 160435 | 160277 | 451.65 | 47026 | 465 | VT03062U.1 | 1129 | 0.95 | B | 35.13 | 67.09 | 43.1 | VerticalCompact-BCD_2x3 | 3684 | 800 | 2161 |  |  | 469.2 | 54 | 54 | 800 | EC motor | 5060 | 1 | no | no | D | D | Epoxy coated aluminum | 2025-01-02 | 4 | 3 | yes | piece | 1
GCVC PD 045.2/14-39 | GCVC PD | 045.2/14-39 | 4249117 | finoox | GCVC 045.2C/1x4-2524-1-D/4/32/2.10/3600/AXS/1/015023 | 8087 | 4 | 1 | 2524 | Axial | 54146 | 54138 | 240.88 | 11720 | 750 | VT03007U.1 | 0.302 | 0.37 | A | 38.53 | 70.15 | 2025-06-19 | VerticalCompact-BCD_1x4 | 3684 | 535 | 953 |  |  | 216.4 | 28 | 28 | 450 | EC motor | 5060 | 1 | no | no | C | D | Aluminum | 2025-01-02 | 6 | 4 | yes | piece | 1
GCVC PD 050.2/22-55 | GCVC PD | 050.2/22-55 | 4246162 | finoox | GCVC 050.2D/2x2-2560-2-D/3/80/2.10/2400/AXS/1/015023 | 12155 | 2 | 2 | 2560 | Axial | 113564 | 113493 | 301.1 | 33341 | 1415 | VT03013U.1 | 2373 | 2021-01-01 | D | 54.98 | 86.79 | 2025-04-28 | VerticalCompact-BCD_2x2 | 2484 | 800 | 2161 |  |  | 311.4 | 42 | 42 | 500 | EC motor | 5060 | 2 | no | no | D | D | Aluminum | 2025-01-02 | 6 | 3 | yes | piece | 1
GCVC PD 050.2/13-56 | GCVC PD | 050.2/13-56 | 4244401 | finoox | GCVC 050.2B/1x3-2562-2-D/4/24/2.10/2160/AXS/1/015023 | 7492 | 3 | 1 | 2562 | Axial | 60291 | 60302 | 108.39 | 20805 | 1595 | VT03013U.1 | 2901 | 1965-01-01 | E | 56.29 | 87.67 | 2025-02-09 | VerticalCompact-BCD_1x3a | 2244 | 607 | 753 |  |  | 137.1 | 28 | 28 | 500 | EC motor | 5060 | 2 | no | no | B | D | Aluminum | 2025-01-02 | 6 | 4 | yes | piece | 1
GCVC PD 050.2/22-58 | GCVC PD | 050.2/22-58 | 4245231 | finoox | GCVC 050.2C/2x2-2563-2-D/4/64/2.10/1800/AXS/1/015023 | 11264 | 2 | 2 | 2563 | Axial | 120687 | 121.08 | 240.88 | 35880 | 1680 | VT03013U.1 | 4254 | 1975-01-01 | E | 57.73 | 89.36 | 2025-09-22 | VerticalCompact-BCD_2x2 | 1884 | 800 | 1761 |  |  | 245.9 | 42 | 42 | 500 | EC motor | 5060 | 2 | no | no | C | D | Aluminum | 2025-01-02 | 6 | 4 | yes | piece | 1
GCVC PD 063.2/22-24 | GCVC PD | 063.2/22-24 | 4246718 | finoox | GCVC 063.2C/2x2-2501-1-D/4/64/2.10/1800/EXS/1/015023 | 12282 | 2 | 2 | 2501 | Axial | 47939 | 48062 | 240.88 | 9774 | 345 | VT03145U.1 | 0.127 | 0.15 | A+ | 23.66 | 55.29 | 2025-06-20 | VerticalCompact-BCD_2x2 | 1884 | 800 | 1761 |  |  | 227.7 | 28 | 28 | 630 | EC motor | 5060 | 1 | no | no | C | D | Epoxy coated aluminum | 2025-01-02 | 8 | 4 | yes | piece | 1
GCVC PD 063.2/22-31 | GCVC PD | 063.2/22-31 | 4246739 | finoox | GCVC 063.2C/2x2-2505-1-D/4/64/2.10/1800/AXS/1/015023 | 11791 | 2 | 2 | 2505 | Axial | 66016 | 66153 | 240.88 | 14577 | 500 | VT03145U.1 | 0.294 | 0.39 | A | 31.09 | 62.72 | 2025-07-21 | VerticalCompact-BCD_2x2 | 1884 | 800 | 1761 |  |  | 228.7 | 35 | 35 | 630 | EC motor | 5060 | 1 | no | no | C | D | Aluminum | 2025-01-02 | 8 | 4 | yes | piece | 1
GCVC PD 045.2/21-43 | GCVC PD | 045.2/21-43 | 4244464 | finoox | GCVC 045.2C/2x1-2528-1-D/6/64/2.10/900/AXS/1/015023 | 5489 | 1 | 2 | 2528 | Axial | 41181 | 41548 | 180.66 | 7791 | 1050 | VT03007U.1 | 0.382 | 0.84 | C | 43.11 | 74.62 | 2025-06-15 | VerticalCompact-BCD_2x1 | 984 | 800 | 1761 |  |  | 140.8 | 22 | 22 | 450 | EC motor | 5060 | 1 | no | no | C | D | Aluminum | 2025-01-02 | 12 | 6 | yes | piece | 1
GCVC PD 080.3/23-51 | GCVC PD | 080.3/23-51 | 6155007 | finoox | GCVC 080.3D/2x3-3490-K-D/3/80/2.10/3600/EXS/1/015023 | 21738 | 3 | 2 | 3490 | Axial | 221164 | 220718 | 451.65 | 88162 | 770 | VT01371 | 7909 | 2025-04-02 | E | 51.48 | 83.44 | 43.1 | VerticalCompact-BCD_2x3 | 3684 | 800 | 2161 |  |  | 600 | 54 | 54 | 800 | AC motor | 60 | K | no | no | D | D | Epoxy coated aluminum | 2025-01-02 | 4 | 3 | yes | piece | 1
GCVC PD 050.3/11-45 | GCVC PD | 050.3/11-45 | 6130406 | finoox | GCVC 050.3C/1x1-3617-X-D/4/32/2.10/900/AXS/1/015023 | 2231 | 1 | 1 | 3617 | Axial | 26625 | 26823 | 60.22 | 7314 | 1260 | VT01524 | 0.951 | 2025-04-04 | E | 45.14 | 76.41 | 2025-04-05 | VerticalCompact-BCD_1x1 | 984 | 596 | 953 |  |  | 70.1 | 22 | 22 | 500 | AC motor | 60 | X | no | no | C | D | Aluminum | 2025-01-02 | 8 | 4 | yes | piece | 1
GCVC PD 045.2/11-49 | GCVC PD | 045.2/11-49 | 4248819 | finoox | GCVC 045.2C/1x1-0423-X-D/3/32/2.10/900/EXS/1/015023 | 2163 | 1 | 1 | 423 | Axial | 19424 | 19524 | 45.16 | 6303 | 1460 | VT0326U | 0.593 | 3 | E | 48.58 | 79.84 | 2025-09-03 | VerticalCompact-BCD_1x1 | 984 | 521 | 953 |  |  | 61.2 | 16 | 16 | 450 | AC motor | 60 | X | no | no | C | D | Epoxy coated aluminum | 2025-01-02 | 8 | 3 | yes | piece | 1
GCVC PD 050.2/11-39 | GCVC PD | 050.2/11-39 | 4250188 | finoox | GCVC 050.2D/1x1-2384-I-D/6/40/2.10/1200/AXS/1/015023 | 3190 | 1 | 1 | 2384 | Axial | 29.86 | 30127 | 150.55 | 5426 | 790 | VT01435 | 0.36 | 0.88 | C | 38.66 | 70.03 | 2025-07-12 | VerticalCompact-BCD_1x1 | 1284 | 596 | 1153 |  |  | 109.1 | 22 | 22 | 500 | AC motor | 60 | I | no | no | D | D | Aluminum | 2025-01-02 | 10 | 6 | yes | piece | 1
GCVC PD 063.2/21-52 | GCVC PD | 063.2/21-52 | 4247262 | finoox | GCVC 063.2D/2x1-2357-S-D/3/80/2.10/1200/AXS/1/015023 | 7400 | 1 | 2 | 2357 | Axial | 76138 | 76364 | 150.55 | 25781 | 1040 | VT01441 | 3006 | 3 | E | 52.01 | 83.66 | 2025-04-15 | VerticalCompact-BCD_2x1 | 1284 | 800 | 2161 |  |  | 210.7 | 35 | 35 | 630 | AC motor | 50 | S | no | no | D | D | Aluminum | 2025-01-02 | 8 | 3 | yes | piece | 1
GCVC PD 063.2/23-70 | GCVC PD | 063.2/23-70 | 4246900 | finoox | GCVC 063.2C/2x3-2412-2-D/3/64/2.10/2700/EXS/1/015023 | 23568 | 3 | 2 | 2412 | Axial | 179281 | 177914 | 270.99 | 90054 | 1510 | VT03143U.1 | 20333 | 5 | E | 70.04 | 101.79 | 2025-07-27 | VerticalCompact-BCD_2x3 | 2784 | 800 | 1761 |  |  | 444.9 | 54 | 54 | 630 | EC motor | 5060 | 2 | no | no | C | D | Epoxy coated aluminum | 2025-01-02 | 4 | 3 | yes | piece | 1
GCVC PD 080.2/23-31 | GCVC PD | 080.2/23-31 | 4248663 | finoox | GCVC 080.2D/2x3-2495-1-D/4/80/2.10/3600/EXS/1/015023 | 25263 | 3 | 2 | 2495 | Axial | 155054 | 155292 | 602.19 | 34161 | 365 | VT03062U.1 | 0.612 | 0.5 | A+ | 30.73 | 62.69 | 54.8 | VerticalCompact-BCD_2x3 | 3684 | 800 | 2161 |  |  | 513 | 54 | 54 | 800 | EC motor | 5060 | 1 | no | no | D | D | Epoxy coated aluminum | 2025-01-02 | 4 | 4 | yes | piece | 1
GCVC PD 080.2/13-14 | GCVC PD | 080.2/13-14 | 4253040 | finoox | GCVC 080.2D/1x3-2488-1-D/3/40/2.10/3600/AXS/1/015023 | 9752 | 3 | 1 | 2488 | Axial | 42039 | 41964 | 225.82 | 9298 | 195 | VT03062U.1 | 0.072 | 0.12 | A+ | 2025-12-14 | 45.8 | 2025-06-18 | VerticalCompact-BCD_1x3 | 3684 | 608 | 1153 |  |  | 241.8 | 28 | 28 | 800 | EC motor | 5060 | 1 | no | no | D | D | Aluminum | 2025-01-02 | 6 | 3 | yes | piece | 1
GCVC PD 080.3/22-50 | GCVC PD | 080.3/22-50 | 6129997 | finoox | GCVC 080.3D/2x2-3490-K-D/3/80/2.10/2400/AXS/1/015023 | 14677 | 2 | 2 | 3490 | Axial | 164549 | 165087 | 301.1 | 58775 | 770 | VT01371 | 5273 | 2025-04-02 | E | 49.87 | 81.68 | 31.6 | VerticalCompact-BCD_2x2 | 2484 | 800 | 2161 |  |  | 412.7 | 54 | 54 | 800 | AC motor | 60 | K | no | no | D | D | Aluminum | 2025-01-02 | 4 | 3 | yes | piece | 1
GCVC PD 050.3/12-47 | GCVC PD | 050.3/12-47 | 6210621 | finoox | GCVC 050.3D/1x2-3616-W-D/4/40/2.10/2400/EXS/1/015023 | 4837 | 2 | 1 | 3616 | Axial | 63266 | 63302 | 200.73 | 15412 | 1240 | VT01524 | 1294 | 2025-02-03 | D | 47.17 | 78.69 | 2025-05-17 | VerticalCompact-BCD_1x2 | 2484 | 596 | 1153 |  |  | 178.8 | 35 | 35 | 500 | AC motor | 50 | W | no | no | D | D | Epoxy coated aluminum | 2025-01-02 | 6 | 4 | yes | piece | 1
GCVC PD 080.2/21-32 | GCVC PD | 080.2/21-32 | 4248034 | finoox | GCVC 080.2D/2x1-2447-1-D/3/80/2.10/1200/AXS/1/015023 | 7321 | 1 | 2 | 2447 | Axial | 57.48 | 57512 | 150.55 | 16556 | 490 | VT03062U.1 | 0.435 | 2025-01-01 | B | 31.77 | 63.42 | 14 | VerticalCompact-BCD_2x1 | 1284 | 800 | 2161 |  |  | 175.5 | 28 | 28 | 800 | EC motor | 5060 | 1 | no | no | D | D | Aluminum | 2025-01-02 | 10 | 3 | yes | piece | 1
GCVC PD 050.2/13-36 | GCVC PD | 050.2/13-36 | 4250690 | finoox | GCVC 050.2D/1x3-2388-I-D/3/40/2.10/3600/AXS/1/015023 | 6013 | 3 | 1 | 2388 | Axial | 57308 | 57287 | 225.82 | 13662 | 710 | VT01437 | 0.454 | 0.34 | B | 36.48 | 68.16 | 2025-06-18 | VerticalCompact-BCD_1x3 | 3684 | 596 | 1153 |  |  | 229.5 | 28 | 28 | 500 | AC motor | 60 | I | no | no | D | D | Aluminum | 2025-01-02 | 4 | 3 | yes | piece | 1
GCVC PD 050.2/12-47 | GCVC PD | 050.2/12-47 | 4250483 | finoox | GCVC 050.2D/1x2-2411-1-D/3/40/2.10/2400/EXS/1/015023 | 5391 | 2 | 1 | 2411 | Axial | 51862 | 51805 | 150.55 | 14908 | 1260 | VT03011U.1 | 0.858 | 2025-02-02 | D | 46.74 | 78.27 | 2025-09-12 | VerticalCompact-BCD_1x2 | 2484 | 586 | 1153 |  |  | 151.9 | 28 | 28 | 500 | EC motor | 5060 | 1 | no | no | D | D | Epoxy coated aluminum | 2025-01-02 | 6 | 3 | yes | piece | 1
GCVC PD 050.2/11-30 | GCVC PD | 050.2/11-30 | 4250208 | finoox | GCVC 050.2D/1x1-2387-L-D/4/40/2.10/1200/EXS/1/015023 | 2816 | 1 | 1 | 2387 | Axial | 17863 | 17931 | 100.37 | 3566 | 500 | VT01435 | 0.176 | 0.37 | C | 29.98 | 61.35 | 2025-03-08 | VerticalCompact-BCD_1x1 | 1284 | 596 | 1153 |  |  | 93.8 | 16 | 16 | 500 | AC motor | 60 | L | no | no | D | D | Epoxy coated aluminum | 2025-01-02 | 10 | 4 | yes | piece | 1
GCVC PD 050.2/24-49 | GCVC PD | 050.2/24-49 | 4245608 | finoox | GCVC 050.2C/2x4-2421-1-D/6/64/2.10/3600/AXS/1/015023 | 20147 | 4 | 2 | 2421 | Axial | 226736 | 227766 | 722.63 | 46167 | 1150 | VT03011U.1 | 1996-02-01 | 1975-01-01 | C | 48.73 | 80.59 | 62.7 | VerticalCompact-BCD_2x4 | 3684 | 800 | 1761 |  |  | 499.9 | 54 | 54 | 500 | EC motor | 5060 | 1 | no | no | C | D | Aluminum | 2025-01-02 | 4 | 6 | yes | piece | 1
GCVC PD 063.2/14-64 | GCVC PD | 063.2/14-64 | 4251611 | finoox | GCVC 063.2C/1x4-2549-2-D/4/32/2.10/3600/EXS/1/015023 | 15654 | 4 | 1 | 2549 | Axial | 123037 | 122145 | 240.88 | 44250 | 1210 | VT03143U.1 | 7062 | 1986-02-01 | E | 64.41 | 96.04 | 2025-08-20 | VerticalCompact-BCD_1x4 | 3684 | 611 | 953 |  |  | 317.2 | 42 | 42 | 630 | EC motor | 5060 | 2 | no | no | C | D | Epoxy coated aluminum | 2025-01-02 | 4 | 4 | yes | piece | 1
GCVC PD 063.2/11-33 | GCVC PD | 063.2/11-33 | 4251010 | finoox | GCVC 063.2C/1x1-2553-2-D/4/32/2.10/900/EXS/1/015023 | 4199 | 1 | 1 | 2553 | Axial | 22.81 | 22953 | 60.22 | 6059 | 700 | VT03144U.1 | 0.244 | 0.52 | C | 32.86 | 64.13 | 2025-02-05 | VerticalCompact-BCD_1x1 | 984 | 623 | 953 |  |  | 68.8 | 18 | 18 | 630 | EC motor | 5060 | 2 | no | no | C | D | Epoxy coated aluminum | 2025-01-02 | 8 | 4 | yes | piece | 1
GCVC PD 045.2/13-48 | GCVC PD | 045.2/13-48 | 4243986 | finoox | GCVC 045.2B/1x3-2530-1-D/3/24/2.10/2160/EXS/1/015023 | 5453 | 3 | 1 | 2530 | Axial | 36638 | 36618 | 81.3 | 12695 | 1200 | VT03007U.1 | 0.842 | 2025-01-01 | D | 48.25 | 79.63 | 2025-08-06 | VerticalCompact-BCD_1x3a | 2244 | 535 | 753 |  |  | 108.7 | 22 | 22 | 450 | EC motor | 5060 | 1 | no | no | B | D | Epoxy coated aluminum | 2025-01-02 | 6 | 3 | yes | piece | 1
GCVC PD 080.2/11-36 | GCVC PD | 080.2/11-36 | 4252593 | finoox | GCVC 080.2D/1x1-2543-2-D/4/40/2.10/1200/AXS/1/015023 | 4982 | 1 | 1 | 2543 | Axial | 37566 | 37738 | 100.37 | 9472 | 575 | VT03060U.1 | 0.377 | 0.78 | C | 36.2 | 67.57 | 2025-06-08 | VerticalCompact-BCD_1x1 | 1284 | 613 | 1153 |  |  | 99.6 | 22 | 22 | 800 | EC motor | 5060 | 2 | no | no | D | D | Aluminum | 2025-01-02 | 10 | 4 | yes | piece | 1
GCVC PD 063.2/21-29 | GCVC PD | 063.2/21-29 | 4246531 | finoox | GCVC 063.2C/2x1-2504-1-D/6/64/2.10/900/EXS/1/015023 | 8113 | 1 | 2 | 2504 | Axial | 31889 | 32173 | 180.66 | 5801 | 460 | VT03145U.1 | 0.125 | 0.3 | A+ | 29.18 | 60.69 | 2025-06-15 | VerticalCompact-BCD_2x1 | 984 | 800 | 1761 |  |  | 146 | 22 | 22 | 630 | EC motor | 5060 | 1 | no | no | C | D | Epoxy coated aluminum | 2025-01-02 | 12 | 6 | yes | piece | 1
GCVC PD 045.2/24-41 | GCVC PD | 045.2/24-41 | 4244708 | finoox | GCVC 045.2C/2x4-2524-1-D/3/64/2.10/3600/AXS/1/015023 | 14181 | 4 | 2 | 2524 | Axial | 98457 | 98415 | 361.32 | 24143 | 750 | VT03007U.1 | 0.599 | 0.37 | B | 41.31 | 73.17 | 2025-08-30 | VerticalCompact-BCD_2x4 | 3684 | 800 | 1761 |  |  | 373.3 | 35 | 35 | 450 | EC motor | 5060 | 1 | no | no | C | D | Aluminum | 2025-01-02 | 4 | 3 | yes | piece | 1
GCVC PD 045.2/11-33 | GCVC PD | 045.2/11-33 | 4248850 | finoox | GCVC 045.2C/1x1-2524-1-D/4/32/2.10/900/EXS/1/015023 | 2852 | 1 | 1 | 2524 | Axial | 13575 | 13548 | 60.22 | 2930 | 750 | VT03007U.1 | 0.076 | 0.37 | B | 32.87 | 64.13 | 2025-01-05 | VerticalCompact-BCD_1x1 | 984 | 535 | 953 |  |  | 61.9 | 16 | 16 | 450 | EC motor | 5060 | 1 | no | no | C | D | Epoxy coated aluminum | 2025-01-02 | 8 | 4 | yes | piece | 1
GCVC PD 050.2/12-45 | GCVC PD | 050.2/12-45 | 4244250 | finoox | GCVC 050.2B/1x2-2522-1-D/3/24/2.10/1440/EXS/1/015023 | 3925 | 2 | 1 | 2522 | Axial | 28459 | 28426 | 54.2 | 11021 | 1200 | VT03011U.1 | 0.86 | 2025-09-01 | E | 44.87 | 76.16 | 2025-07-04 | VerticalCompact-BCD_1x2 | 1524 | 586 | 753 |  |  | 79.2 | 22 | 22 | 500 | EC motor | 5060 | 1 | no | no | B | D | Epoxy coated aluminum | 2025-01-02 | 8 | 3 | yes | piece | 1
GCVC PD 050.2/22-56 | GCVC PD | 050.2/22-56 | 4246173 | finoox | GCVC 050.2D/2x2-2561-2-D/6/80/2.10/2400/EXS/1/015023 | 16376 | 2 | 2 | 2561 | Axial | 168836 | 169616 | 602.19 | 33931 | 1505 | VT03013U.1 | 2948 | 1938-01-01 | D | 55.62 | 87.42 | 55.2 | VerticalCompact-BCD_2x2 | 2484 | 800 | 2161 |  |  | 407.3 | 54 | 54 | 500 | EC motor | 5060 | 2 | no | no | D | D | Epoxy coated aluminum | 2025-01-02 | 6 | 6 | yes | piece | 1
GCVC PD 063.2/22-24 | GCVC PD | 063.2/22-24 | 4246715 | finoox | GCVC 063.2C/2x2-2501-1-D/4/64/2.10/1800/AXS/1/015023 | 11744 | 2 | 2 | 2501 | Axial | 48573 | 48717 | 240.88 | 9774 | 345 | VT03145U.1 | 0.127 | 0.15 | A+ | 23.66 | 55.29 | 2025-06-20 | VerticalCompact-BCD_2x2 | 1884 | 800 | 1761 |  |  | 227.7 | 28 | 28 | 630 | EC motor | 5060 | 1 | no | no | C | D | Aluminum | 2025-01-02 | 8 | 4 | yes | piece | 1
GCVC PD 080.2/23-53 | GCVC PD | 080.2/23-53 | 4248697 | finoox | GCVC 080.2D/2x3-2536-2-D/6/80/2.10/3600/EXS/1/015023 | 37756 | 3 | 2 | 2536 | Axial | 284.52 | 285596 | 903.29 | 59742 | 700 | VT03059U.2 | 4145 | 2025-04-01 | D | 52.54 | 84.51 | 81.5 | VerticalCompact-BCD_2x3 | 3684 | 800 | 2161 |  |  | 678.6 | 64 | 64 | 800 | EC motor | 5060 | 2 | no | no | D | D | Epoxy coated aluminum | 2025-01-02 | 4 | 6 | yes | piece | 1
GCVC PD 080.2/21-30 | GCVC PD | 080.2/21-30 | 4248127 | finoox | GCVC 080.2D/2x1-2498-1-D/4/80/2.10/1200/EXS/1/015023 | 8186 | 1 | 2 | 2498 | Axial | 59454 | 59545 | 200.73 | 13869 | 440 | VT03062U.1 | 0.335 | 0.85 | B | 2025-06-30 | 61.71 | 2025-01-18 | VerticalCompact-BCD_2x1 | 1284 | 800 | 2161 |  |  | 190.1 | 28 | 28 | 800 | EC motor | 5060 | 1 | no | no | D | D | Epoxy coated aluminum | 2025-01-02 | 10 | 4 | yes | piece | 1
GCVC PD 050.2/24-34 | GCVC PD | 050.2/24-34 | 4245612 | finoox | GCVC 050.2C/2x4-2512-1-D/3/64/2.10/3600/AXS/1/015023 | 16233 | 4 | 2 | 2512 | Axial | 98257 | 98219 | 361.32 | 24075 | 565 | VT03011U.1 | 0.415 | 0.28 | A+ | 34.15 | 66.01 | 2025-08-30 | VerticalCompact-BCD_2x4 | 3684 | 800 | 1761 |  |  | 387.1 | 35 | 35 | 500 | EC motor | 5060 | 1 | no | no | C | D | Aluminum | 2025-01-02 | 4 | 3 | yes | piece | 1
GCVC PD 050.2/13-35 | GCVC PD | 050.2/13-35 | 4249799 | finoox | GCVC 050.2C/1x3-2514-1-D/3/32/2.10/2700/EXS/1/015023 | 6781 | 3 | 1 | 2514 | Axial | 41003 | 40914 | 135.49 | 11120 | 695 | VT03011U.1 | 0.258 | 0.47 | B | 34.65 | 66.16 | 2025-05-11 | VerticalCompact-BCD_1x3 | 2784 | 586 | 953 |  |  | 158 | 28 | 28 | 500 | EC motor | 5060 | 1 | no | no | C | D | Epoxy coated aluminum | 2025-01-02 | 6 | 3 | yes | piece | 1
GCVC PD 045.2/13-45 | GCVC PD | 045.2/13-45 | 4249051 | finoox | GCVC 045.2C/1x3-2528-1-D/4/32/2.10/2700/AXS/1/015023 | 6373 | 3 | 1 | 2528 | Axial | 53697 | 53664 | 180.66 | 12456 | 1050 | VT03007U.1 | 0.565 | 0.84 | C | 44.7 | 76.2 | 15 | VerticalCompact-BCD_1x3 | 2784 | 535 | 953 |  |  | 165.8 | 28 | 28 | 450 | EC motor | 5060 | 1 | no | no | C | D | Aluminum | 2025-01-02 | 6 | 4 | yes | piece | 1
GCVC PD 080.3/11-48 | GCVC PD | 080.3/11-48 | 6213634 | finoox | GCVC 080.3D/1x1-3559-2-D/3/40/2.10/1200/AXS/1/015023 | 5585 | 1 | 1 | 3559 | Axial | 48988 | 49147 | 75.27 | 21026 | 1045 | VT01445U.3 | 2295 | 1965-03-01 | E | 48.08 | 79.44 | 2025-01-07 | VerticalCompact-BCD_1x1 | 1284 | 620 | 1153 |  |  | 110.7 | 28 | 28 | 800 | EC motor | 5060 | 2 | no | no | D | D | Aluminum | 2025-01-02 | 8 | 3 | yes | piece | 1
GCVC PD 063.2/23-42 | GCVC PD | 063.2/23-42 | 4246909 | finoox | GCVC 063.2C/2x3-2414-1-D/4/64/2.10/2700/AXS/1/015023 | 16763 | 3 | 2 | 2414 | Axial | 131676 | 131.65 | 361.32 | 34854 | 770 | VT03145U.1 | 1942-01-01 | 2015-01-01 | C | 41.51 | 73.25 | 32.1 | VerticalCompact-BCD_2x3 | 2784 | 800 | 1761 |  |  | 332.7 | 42 | 42 | 630 | EC motor | 5060 | 1 | no | no | C | D | Aluminum | 2025-01-02 | 6 | 4 | yes | piece | 1
GCVC PD 063.2/13-25 | GCVC PD | 063.2/13-25 | 4251303 | finoox | GCVC 063.2C/1x3-2401-L-D/4/32/2.10/2700/AXS/1/015023 | 6613 | 3 | 1 | 2401 | Axial | 39233 | 39243 | 180.66 | 8324 | 340 | VT01442 | 0.269 | 0.16 | B | 25.15 | 56.66 | 2025-06-14 | VerticalCompact-BCD_1x3 | 2784 | 598 | 953 |  |  | 183.2 | 22 | 22 | 630 | AC motor | 60 | L | no | no | C | D | Aluminum | 2025-01-02 | 8 | 4 | yes | piece | 1
GCVC PD 045.2/21-51 | GCVC PD | 045.2/21-51 | 4244425 | finoox | GCVC 045.2C/2x1-2409-1-D/6/64/2.10/900/EXS/1/015023 | 5910 | 1 | 2 | 2409 | Axial | 54136 | 54459 | 180.66 | 11289 | 1500 | VT03007U.1 | 1064 | 2025-02-02 | D | 50.93 | 82.44 | 2025-03-16 | VerticalCompact-BCD_2x1 | 984 | 800 | 1761 |  |  | 141.9 | 28 | 28 | 450 | EC motor | 5060 | 1 | no | no | C | D | Epoxy coated aluminum | 2025-01-02 | 12 | 6 | yes | piece | 1
GCVC PD 063.2/24-49 | GCVC PD | 063.2/24-49 | 4247109 | finoox | GCVC 063.2C/2x4-2413-2-D/4/64/2.10/3600/AXS/1/015023 | 24256 | 4 | 2 | 2413 | Axial | 229475 | 229156 | 481.75 | 70976 | 1000 | VT03144U.1 | 5454 | 2025-01-01 | D | 48.93 | 80.79 | 44 | VerticalCompact-BCD_2x4 | 3684 | 800 | 1761 |  |  | 469.8 | 54 | 54 | 630 | EC motor | 5060 | 2 | no | no | C | D | Aluminum | 2025-01-02 | 4 | 4 | yes | piece | 1
GCVC PD 050.2/14-56 | GCVC PD | 050.2/14-56 | 4250008 | finoox | GCVC 050.2C/1x4-2420-2-D/3/32/2.10/3600/AXS/1/015023 | 10353 | 4 | 1 | 2420 | Axial | 93229 | 92909 | 180.66 | 36723 | 1600 | VT03013U.1 | 3676 | 1965-01-01 | E | 56.49 | 88.11 | 2025-05-15 | VerticalCompact-BCD_1x4 | 3684 | 607 | 953 |  |  | 223.8 | 35 | 35 | 500 | EC motor | 5060 | 2 | no | no | C | D | Aluminum | 2025-01-02 | 4 | 3 | yes | piece | 1
GCVC PD 050.2/12-56 | GCVC PD | 050.2/12-56 | 4249528 | finoox | GCVC 050.2C/1x2-2410-2-D/4/32/2.10/1800/EXS/1/015023 | 5803 | 2 | 1 | 2410 | Axial | 57249 | 57086 | 120.44 | 18921 | 1770 | VT03013U.1 | 2475 | 2025-01-02 | E | 56.08 | 87.47 | 2025-04-10 | VerticalCompact-BCD_1x2 | 1884 | 607 | 953 |  |  | 126.3 | 28 | 28 | 500 | EC motor | 5060 | 2 | no | no | C | D | Epoxy coated aluminum | 2025-01-02 | 8 | 4 | yes | piece | 1
GCVC PD 063.2/22-65 | GCVC PD | 063.2/22-65 | 4247699 | finoox | GCVC 063.2D/2x2-2551-2-D/6/80/2.10/2400/EXS/1/015023 | 22746 | 2 | 2 | 2551 | Axial | 238817 | 239463 | 602.19 | 57147 | 1360 | VT03143U.1 | 9711 | 4 | E | 65.36 | 97.17 | 55.2 | VerticalCompact-BCD_2x2 | 2484 | 800 | 2161 |  |  | 481.5 | 54 | 54 | 630 | EC motor | 5060 | 2 | no | no | D | D | Epoxy coated aluminum | 2025-01-02 | 6 | 6 | yes | piece | 1
GCVC PD 063.2/24-38 | GCVC PD | 063.2/24-38 | 4247158 | finoox | GCVC 063.2C/2x4-2506-1-D/6/64/2.10/3600/AXS/1/015023 | 24450 | 4 | 2 | 2506 | Axial | 148639 | 149195 | 722.63 | 27494 | 540 | VT03145U.1 | 0.741 | 0.45 | A | 37.9 | 69.76 | 60.1 | VerticalCompact-BCD_2x4 | 3684 | 800 | 1761 |  |  | 501.9 | 42 | 42 | 630 | EC motor | 5060 | 1 | no | no | C | D | Aluminum | 2025-01-02 | 6 | 6 | yes | piece | 1
GCVC PD 045.2/21-46 | GCVC PD | 045.2/21-46 | 4244478 | finoox | GCVC 045.2C/2x1-2530-1-D/4/64/2.10/900/EXS/1/015023 | 5142 | 1 | 2 | 2530 | Axial | 38686 | 38902 | 120.44 | 9533 | 1200 | VT03007U.1 | 0.551 | 2025-01-01 | D | 45.83 | 77.34 | 2025-07-10 | VerticalCompact-BCD_2x1 | 984 | 800 | 1761 |  |  | 123 | 22 | 22 | 450 | EC motor | 5060 | 1 | no | no | C | D | Epoxy coated aluminum | 2025-01-02 | 8 | 4 | yes | piece | 1
GCVC PD 080.2/21-39 | GCVC PD | 080.2/21-39 | 4248185 | finoox | GCVC 080.2D/2x1-2543-2-D/4/80/2.10/1200/AXS/1/015023 | 8933 | 1 | 2 | 2543 | Axial | 75132 | 75476 | 200.73 | 18944 | 575 | VT03060U.1 | 0.753 | 0.78 | C | 38.93 | 70.58 | 2025-04-19 | VerticalCompact-BCD_2x1 | 1284 | 800 | 2161 |  |  | 198.3 | 35 | 35 | 800 | EC motor | 5060 | 2 | no | no | D | D | Aluminum | 2025-01-02 | 10 | 4 | yes | piece | 1
GCVC PD 063.2/21-27 | GCVC PD | 063.2/21-27 | 4246530 | finoox | GCVC 063.2C/2x1-2504-1-D/4/64/2.10/900/EXS/1/015023 | 7155 | 1 | 2 | 2504 | Axial | 29995 | 30132 | 120.44 | 6682 | 460 | VT03145U.1 | 0.12 | 0.3 | A+ | 26.58 | 58.09 | 2025-07-10 | VerticalCompact-BCD_2x1 | 984 | 800 | 1761 |  |  | 128.2 | 22 | 22 | 630 | EC motor | 5060 | 1 | no | no | C | D | Epoxy coated aluminum | 2025-01-02 | 12 | 4 | yes | piece | 1
GCVC PD 063.2/24-44 | GCVC PD | 063.2/24-44 | 4247229 | finoox | GCVC 063.2C/2x4-2555-2-D/4/64/2.10/3600/AXS/1/015023 | 24256 | 4 | 2 | 2555 | Axial | 201579 | 201504 | 481.75 | 55919 | 800 | VT03144U.1 | 2859 | 0.69 | C | 44.14 | 76 | 44 | VerticalCompact-BCD_2x4 | 3684 | 800 | 1761 |  |  | 469.8 | 54 | 54 | 630 | EC motor | 5060 | 2 | no | no | C | D | Aluminum | 2025-01-02 | 4 | 4 | yes | piece | 1
GCVC PD 050.2/11-53 | GCVC PD | 050.2/11-53 | 4250352 | finoox | GCVC 050.2D/1x1-2563-2-D/4/40/2.10/1200/EXS/1/015023 | 3813 | 1 | 1 | 2563 | Axial | 37394 | 37532 | 100.37 | 9794 | 1680 | VT03013U.1 | 0.997 | 1975-01-01 | E | 52.94 | 84.3 | 2025-06-08 | VerticalCompact-BCD_1x1 | 1284 | 607 | 1153 |  |  | 94.2 | 22 | 22 | 500 | EC motor | 5060 | 2 | no | no | D | D | Epoxy coated aluminum | 2025-01-02 | 10 | 4 | yes | piece | 1
GCVC PD 063.2/22-60 | GCVC PD | 063.2/22-60 | 4247672 | finoox | GCVC 063.2D/2x2-2547-2-D/6/80/2.10/2400/AXS/1/015023 | 21487 | 2 | 2 | 2547 | Axial | 206727 | 207624 | 602.19 | 43813 | 1055 | VT03143U.1 | 4616 | 2025-01-02 | D | 60.05 | 91.85 | 55.2 | VerticalCompact-BCD_2x2 | 2484 | 800 | 2161 |  |  | 481.5 | 54 | 54 | 630 | EC motor | 5060 | 2 | no | no | D | D | Aluminum | 2025-01-02 | 6 | 6 | yes | piece | 1
GCVC PD 063.2/13-22 | GCVC PD | 063.2/13-22 | 4252268 | finoox | GCVC 063.2D/1x3-2502-1-D/4/40/2.10/3600/EXS/1/015023 | 10553 | 3 | 1 | 2502 | Axial | 51785 | 51859 | 301.1 | 10349 | 385 | VT03145U.1 | 0.108 | 0.2 | A+ | 21.71 | 53.39 | 2025-05-24 | VerticalCompact-BCD_1x3 | 3684 | 615 | 1153 |  |  | 246.6 | 28 | 28 | 630 | EC motor | 5060 | 1 | no | no | D | D | Epoxy coated aluminum | 2025-01-02 | 6 | 4 | yes | piece | 1
GCVC PD 050.2/11-37 | GCVC PD | 050.2/11-37 | 4249349 | finoox | GCVC 050.2C/1x1-2518-1-D/4/32/2.10/900/AXS/1/015023 | 2717 | 1 | 1 | 2518 | Axial | 20.31 | 20427 | 60.22 | 4939 | 945 | VT03011U.1 | 0.205 | 1 | C | 36.73 | 68 | 2025-02-05 | VerticalCompact-BCD_1x1 | 984 | 586 | 953 |  |  | 63.7 | 18 | 18 | 500 | EC motor | 5060 | 1 | no | no | C | D | Aluminum | 2025-01-02 | 8 | 4 | yes | piece | 1
GCVC PD 063.2/22-62 | GCVC PD | 063.2/22-62 | 4247681 | finoox | GCVC 063.2D/2x2-2548-2-D/6/80/2.10/2400/EXS/1/015023 | 22746 | 2 | 2 | 2548 | Axial | 211789 | 212545 | 602.19 | 47132 | 1135 | VT03143U.1 | 5659 | 1937-02-01 | E | 61.5 | 93.31 | 55.2 | VerticalCompact-BCD_2x2 | 2484 | 800 | 2161 |  |  | 481.5 | 54 | 54 | 630 | EC motor | 5060 | 2 | no | no | D | D | Epoxy coated aluminum | 2025-01-02 | 6 | 6 | yes | piece | 1
GCVC PD 045.2/13-52 | GCVC PD | 045.2/13-52 | 4243943 | finoox | GCVC 045.2B/1x3-0423-X-D/4/24/2.10/2160/EXS/1/015023 | 3850 | 3 | 1 | 423 | Axial | 49.92 | 49969 | 108.39 | 15353 | 1460 | VT0326U | 1976 | 3 | E | 51.67 | 83.05 | 2025-02-09 | VerticalCompact-BCD_1x3a | 2244 | 521 | 753 |  |  | 129.3 | 28 | 28 | 450 | AC motor | 60 | X | no | no | B | D | Epoxy coated aluminum | 2025-01-02 | 6 | 4 | yes | piece | 1
GCVC PD 045.2/11-48 | GCVC PD | 045.2/11-48 | 4248820 | finoox | GCVC 045.2C/1x1-0423-X-D/4/32/2.10/900/EXS/1/015023 | 2255 | 1 | 1 | 423 | Axial | 22999 | 23142 | 60.22 | 6134 | 1460 | VT0326U | 0.603 | 3 | E | 48.37 | 79.63 | 2025-02-05 | VerticalCompact-BCD_1x1 | 984 | 521 | 953 |  |  | 65.7 | 18 | 18 | 450 | AC motor | 60 | X | no | no | C | D | Epoxy coated aluminum | 2025-01-02 | 8 | 4 | yes | piece | 1
GCVC PD 050.2/23-38 | GCVC PD | 050.2/23-38 | 4245261 | finoox | GCVC 050.2C/2x3-2336-D-D/3/64/2.10/2700/EXS/1/015023 | 9558 | 3 | 2 | 2336 | Axial | 82068 | 81891 | 270.99 | 22268 | 660 | VT01437 | 0.749 | 0.33 | C | 37.82 | 69.57 | 2025-09-23 | VerticalCompact-BCD_2x3 | 2784 | 800 | 1761 |  |  | 313.6 | 35 | 35 | 500 | AC motor | 50 | D | no | no | C | D | Epoxy coated aluminum | 2025-01-02 | 6 | 3 | yes | piece | 1
GCVC PD 050.2/23-32 | GCVC PD | 050.2/23-32 | 4245264 | finoox | GCVC 050.2C/2x3-2337-S-D/3/64/2.10/2700/AXS/1/015023 | 9037 | 3 | 2 | 2337 | Axial | 71.84 | 71.77 | 270.99 | 17631 | 510 | VT01437 | 0.476 | 0.16 | B | 31.55 | 63.3 | 2025-09-23 | VerticalCompact-BCD_2x3 | 2784 | 800 | 1761 |  |  | 313.6 | 35 | 35 | 500 | AC motor | 50 | S | no | no | C | D | Aluminum | 2025-01-02 | 6 | 3 | yes | piece | 1
GCVC PD 080.2/23-43 | GCVC PD | 080.2/23-43 | 4248586 | finoox | GCVC 080.2D/2x3-2448-1-D/3/80/2.10/3600/AXS/1/015023 | 23542 | 3 | 2 | 2448 | Axial | 197805 | 197613 | 451.65 | 65524 | 630 | VT03061U.1 | 2767 | 2025-01-02 | C | 42.6 | 74.57 | 43.1 | VerticalCompact-BCD_2x3 | 3684 | 800 | 2161 |  |  | 472.8 | 54 | 54 | 800 | EC motor | 5060 | 1 | no | no | D | D | Aluminum | 2025-01-02 | 4 | 3 | yes | piece | 1
GCVC PD 063.2/22-55 | GCVC PD | 063.2/22-55 | 4247509 | finoox | GCVC 063.2D/2x2-2357-S-D/4/80/2.10/2400/AXS/1/015023 | 14026 | 2 | 2 | 2357 | Axial | 172704 | 172728 | 401.46 | 49275 | 1040 | VT01441 | 6069 | 3 | E | 54.74 | 86.55 | 39.4 | VerticalCompact-BCD_2x2 | 2484 | 800 | 2161 |  |  | 422.5 | 54 | 54 | 630 | AC motor | 50 | S | no | no | D | D | Aluminum | 2025-01-02 | 6 | 4 | yes | piece | 1
GCVC PD 063.2/22-27 | GCVC PD | 063.2/22-27 | 4247576 | finoox | GCVC 063.2D/2x2-2401-L-D/6/80/2.10/2400/AXS/1/015023 | 13950 | 2 | 2 | 2401 | Axial | 78294 | 79015 | 602.19 | 13266 | 340 | VT01442 | 0.351 | 0.16 | A | 26.54 | 58.35 | 50.5 | VerticalCompact-BCD_2x2 | 2484 | 800 | 2161 |  |  | 397.3 | 35 | 35 | 630 | AC motor | 60 | L | no | no | D | D | Aluminum | 2025-01-02 | 10 | 6 | yes | piece | 1
GCVC PD 045.2/24-55 | GCVC PD | 045.2/24-55 | 4244762 | finoox | GCVC 045.2C/2x4-2533-1-D/3/64/2.10/3600/AXS/1/015023 | 14309 | 4 | 2 | 2533 | Axial | 148686 | 148615 | 361.32 | 46673 | 1425 | VT03007U.1 | 3582 | 2025-09-01 | D | 55.31 | 87.17 | 34.6 | VerticalCompact-BCD_2x4 | 3684 | 800 | 1761 |  |  | 380.4 | 54 | 54 | 450 | EC motor | 5060 | 1 | no | no | C | D | Aluminum | 2025-01-02 | 4 | 3 | yes | piece | 1
GCVC PD 045.2/23-52 | GCVC PD | 045.2/23-52 | 4244660 | finoox | GCVC 045.2C/2x3-2531-1-D/3/64/2.10/2700/AXS/1/015023 | 11013 | 3 | 2 | 2531 | Axial | 101896 | 101699 | 270.99 | 31233 | 1275 | VT03007U.1 | 1945 | 2025-04-01 | D | 51.75 | 83.5 | 2025-01-25 | VerticalCompact-BCD_2x3 | 2784 | 800 | 1761 |  |  | 291.4 | 42 | 42 | 450 | EC motor | 5060 | 1 | no | no | C | D | Aluminum | 2025-01-02 | 6 | 3 | yes | piece | 1
GCVC PD 080.2/12-39 | GCVC PD | 080.2/12-39 | 4252759 | finoox | GCVC 080.2D/1x2-2486-1-D/6/40/2.10/2400/EXS/1/015023 | 9710 | 2 | 1 | 2486 | Axial | 78968 | 79139 | 301.1 | 16012 | 565 | VT03061U.1 | 0.731 | 1955-01-01 | C | 39.44 | 70.97 | 2025-03-25 | VerticalCompact-BCD_1x2 | 2484 | 608 | 1153 |  |  | 210.2 | 35 | 35 | 800 | EC motor | 5060 | 1 | no | no | D | D | Epoxy coated aluminum | 2025-01-02 | 8 | 6 | yes | piece | 1
GCVC PD 050.2/11-48 | GCVC PD | 050.2/11-48 | 4249389 | finoox | GCVC 050.2C/1x1-2560-2-D/6/32/2.10/900/EXS/1/015023 | 3721 | 1 | 1 | 2560 | Axial | 31404 | 31681 | 90.33 | 6979 | 1415 | VT03013U.1 | 0.662 | 2021-01-01 | D | 48.24 | 79.51 | 2025-08-07 | VerticalCompact-BCD_1x1 | 984 | 607 | 953 |  |  | 77.5 | 22 | 22 | 500 | EC motor | 5060 | 2 | no | no | C | D | Epoxy coated aluminum | 2025-01-02 | 8 | 6 | yes | piece | 1
GCVC PD 050.2/22-48 | GCVC PD | 050.2/22-48 | 4246151 | finoox | GCVC 050.2D/2x2-2522-1-D/4/80/2.10/2400/AXS/1/015023 | 11044 | 2 | 2 | 2522 | Axial | 121432 | 121.56 | 401.46 | 27875 | 1200 | VT03011U.1 | 1498 | 2025-09-01 | C | 48.19 | 80 | 36.3 | VerticalCompact-BCD_2x2 | 2484 | 800 | 2161 |  |  | 322.2 | 42 | 42 | 500 | EC motor | 5060 | 1 | no | no | D | D | Aluminum | 2025-01-02 | 6 | 4 | yes | piece | 1
GCVC PD 050.2/13-33 | GCVC PD | 050.2/13-33 | 4250745 | finoox | GCVC 050.2D/1x3-2513-1-D/4/40/2.10/3600/AXS/1/015023 | 8336 | 3 | 1 | 2513 | Axial | 54394 | 54452 | 301.1 | 10860 | 630 | VT03011U.1 | 0.192 | 0.37 | A+ | 33 | 64.68 | 2025-05-24 | VerticalCompact-BCD_1x3 | 3684 | 586 | 1153 |  |  | 243.9 | 28 | 28 | 500 | EC motor | 5060 | 1 | no | no | D | D | Aluminum | 2025-01-02 | 6 | 4 | yes | piece | 1
GCVC PD 050.2/22-43 | GCVC PD | 050.2/22-43 | 4246131 | finoox | GCVC 050.2D/2x2-2518-1-D/6/80/2.10/2400/EXS/1/015023 | 14024 | 2 | 2 | 2518 | Axial | 115707 | 116247 | 602.19 | 21127 | 945 | VT03011U.1 | 0.784 | 1 | B | 42.66 | 74.47 | 52 | VerticalCompact-BCD_2x2 | 2484 | 800 | 2161 |  |  | 382.6 | 42 | 42 | 500 | EC motor | 5060 | 1 | no | no | D | D | Epoxy coated aluminum | 2025-01-02 | 8 | 6 | yes | piece | 1
GCVC PD 050.2/23-33 | GCVC PD | 050.2/23-33 | 4245380 | finoox | GCVC 050.2C/2x3-2512-1-D/4/64/2.10/2700/EXS/1/015023 | 14166 | 3 | 2 | 2512 | Axial | 81684 | 81836 | 361.32 | 17372 | 565 | VT03011U.1 | 0.317 | 0.28 | A+ | 32.85 | 64.6 | 2025-09-30 | VerticalCompact-BCD_2x3 | 2784 | 800 | 1761 |  |  | 325.3 | 35 | 35 | 500 | EC motor | 5060 | 1 | no | no | C | D | Epoxy coated aluminum | 2025-01-02 | 6 | 4 | yes | piece | 1
GCVC PD 080.2/21-42 | GCVC PD | 080.2/21-42 | 4248194 | finoox | GCVC 080.2D/2x1-2545-2-D/3/80/2.10/1200/EXS/1/015023 | 8769 | 1 | 2 | 2545 | Axial | 70105 | 70052 | 150.55 | 24526 | 695 | VT03060U.1 | 1237 | 2015-01-01 | D | 42 | 73.65 | 2025-03-15 | VerticalCompact-BCD_2x1 | 1284 | 800 | 2161 |  |  | 183.7 | 35 | 35 | 800 | EC motor | 5060 | 2 | no | no | D | D | Epoxy coated aluminum | 2025-01-02 | 10 | 3 | yes | piece | 1
GCVC PD 080.3/22-53 | GCVC PD | 080.3/22-53 | 6095056 | finoox | GCVC 080.3D/2x2-3562-2-D/6/80/2.10/2400/AXS/1/015023 | 25942 | 2 | 2 | 3562 | Axial | 221109 | 222005 | 602.19 | 48456 | 800 | VT01445U.3 | 4474 | 1985-01-01 | D | 53.49 | 85.29 | 55.2 | VerticalCompact-BCD_2x2 | 2484 | 800 | 2161 |  |  | 499.6 | 54 | 54 | 800 | EC motor | 5060 | 2 | no | no | D | D | Aluminum | 2025-01-02 | 6 | 6 | yes | piece | 1
GCVC PD 050.3/22-52 | GCVC PD | 050.3/22-52 | 6146143 | finoox | GCVC 050.3D/2x2-3617-X-D/6/80/2.10/2400/EXS/1/015023 | 11924 | 2 | 2 | 3617 | Axial | 156649 | 155766 | 602.19 | 31649 | 1260 | VT01524 | 3725 | 2025-04-04 | D | 51.51 | 83.32 | 55.1 | VerticalCompact-BCD_2x2 | 2484 | 800 | 2161 |  |  | 412.4 | 54 | 54 | 500 | AC motor | 60 | X | no | no | D | D | Epoxy coated aluminum | 2025-01-02 | 8 | 6 | yes | piece | 1
GCVC PD 050.2/13-32 | GCVC PD | 050.2/13-32 | 4250617 | finoox | GCVC 050.2D/1x3-2333-S-D/6/40/2.10/3600/EXS/1/015023 | 8927 | 3 | 1 | 2333 | Axial | 62852 | 63236 | 451.65 | 10769 | 530 | VT01435 | 0.445 | 0.35 | B | 32.26 | 63.94 | 36.2 | VerticalCompact-BCD_1x3 | 3684 | 596 | 1153 |  |  | 302.3 | 28 | 28 | 500 | AC motor | 50 | S | no | no | D | D | Epoxy coated aluminum | 2025-01-02 | 6 | 6 | yes | piece | 1
GCVC PD 050.2/13-29 | GCVC PD | 050.2/13-29 | 4249676 | finoox | GCVC 050.2C/1x3-2337-S-D/4/32/2.10/2700/EXS/1/015023 | 5484 | 3 | 1 | 2337 | Axial | 38.95 | 38944 | 180.66 | 8407 | 510 | VT01437 | 0.24 | 0.16 | B | 28.54 | 60.06 | 2025-06-14 | VerticalCompact-BCD_1x3 | 2784 | 596 | 953 |  |  | 177.5 | 22 | 22 | 500 | AC motor | 50 | S | no | no | C | D | Epoxy coated aluminum | 2025-01-02 | 8 | 4 | yes | piece | 1
GCVC PD 035.2/11-25 | GCVC PD | 035.2/11-25 | 4243714 | finoox | GCVC 035.2B/1x1-2344-W-D/3/24/2.10/720/EXS/1/015023 | 1693 | 1 | 1 | 2344 | Axial | 7068 | 7099 | 2025-01-27 | 1808 | 910 | VT03149U | 0.071 | 0.35 | C | 25.46 | 56.64 | 2025-04-02 | VerticalCompact-BCD_1x1 | 804 | 514 | 753 |  |  | 39.9 | 16 | 16 | 350 | AC motor | 50 | W | no | no | B | D | Epoxy coated aluminum | 2025-01-02 | 12 | 3 | yes | piece | 1
GCVC PD 050.2/22-41 | GCVC PD | 050.2/22-41 | 4246011 | finoox | GCVC 050.2D/2x2-2354-W-D/6/80/2.10/2400/EXS/1/015023 | 11705 | 2 | 2 | 2354 | Axial | 110916 | 111467 | 602.19 | 20043 | 865 | VT03093U | 0.818 | 0.97 | B | 40.8 | 72.61 | 52 | VerticalCompact-BCD_2x2 | 2484 | 800 | 2161 |  |  | 395 | 42 | 42 | 500 | AC motor | 50 | W | no | no | D | D | Epoxy coated aluminum | 2025-01-02 | 8 | 6 | yes | piece | 1
GCVC PD 063.2/21-24 | GCVC PD | 063.2/21-24 | 4247331 | finoox | GCVC 063.2D/2x1-2401-L-D/3/80/2.10/1200/EXS/1/015023 | 6654 | 1 | 2 | 2401 | Axial | 33243 | 33265 | 150.55 | 7765 | 340 | VT01442 | 0.171 | 0.16 | A | 24.14 | 55.79 | 2025-02-13 | VerticalCompact-BCD_2x1 | 1284 | 800 | 2161 |  |  | 169.7 | 22 | 22 | 630 | AC motor | 60 | L | no | no | D | D | Epoxy coated aluminum | 2025-01-02 | 10 | 3 | yes | piece | 1
GCVC PD 050.2/13-58 | GCVC PD | 050.2/13-58 | 4249762 | finoox | GCVC 050.2C/1x3-2410-2-D/6/32/2.10/2700/AXS/1/015023 | 9528 | 3 | 1 | 2410 | Axial | 110067 | 110121 | 270.99 | 26499 | 1770 | VT03013U.1 | 3834 | 2025-01-02 | E | 57.59 | 89.1 | 2025-03-23 | VerticalCompact-BCD_1x3 | 2784 | 607 | 953 |  |  | 212.5 | 42 | 42 | 500 | EC motor | 5060 | 2 | no | no | C | D | Aluminum | 2025-01-02 | 6 | 6 | yes | piece | 1
GCVC PD 050.2/13-58 | GCVC PD | 050.2/13-58 | 4249765 | finoox | GCVC 050.2C/1x3-2410-2-D/6/32/2.10/2700/EXS/1/015023 | 10025 | 3 | 1 | 2410 | Axial | 107175 | 107.19 | 270.99 | 26499 | 1770 | VT03013U.1 | 3834 | 2025-01-02 | E | 57.59 | 89.1 | 2025-03-23 | VerticalCompact-BCD_1x3 | 2784 | 607 | 953 |  |  | 212.5 | 42 | 42 | 500 | EC motor | 5060 | 2 | no | no | C | D | Epoxy coated aluminum | 2025-01-02 | 6 | 6 | yes | piece | 1
GCVC PD 063.2/23-68 | GCVC PD | 063.2/23-68 | 4247826 | finoox | GCVC 063.2D/2x3-2412-2-D/3/80/2.10/3600/AXS/1/015023 | 25878 | 3 | 2 | 2412 | Axial | 247878 | 245586 | 451.65 | 106362 | 1510 | VT03143U.1 | 18871 | 5 | E | 68.3 | 100.26 | 46.4 | VerticalCompact-BCD_2x3 | 3684 | 800 | 2161 |  |  | 574.3 | 64 | 64 | 630 | EC motor | 5060 | 2 | no | no | D | D | Aluminum | 2025-01-02 | 4 | 3 | yes | piece | 1
GCVC PD 080.2/22-39 | GCVC PD | 080.2/22-39 | 4248341 | finoox | GCVC 080.2D/2x2-2485-1-D/4/80/2.10/2400/AXS/1/015023 | 17661 | 2 | 2 | 2485 | Axial | 139812 | 140 | 401.46 | 34496 | 535 | VT03061U.1 | 1192 | 1935-01-01 | B | 38.6 | 70.41 | 36.3 | VerticalCompact-BCD_2x2 | 2484 | 800 | 2161 |  |  | 350.9 | 42 | 42 | 800 | EC motor | 5060 | 1 | no | no | D | D | Aluminum | 2025-01-02 | 6 | 4 | yes | piece | 1
GCVC PD 063.2/14-33 | GCVC PD | 063.2/14-33 | 4251568 | finoox | GCVC 063.2C/1x4-2506-1-D/4/32/2.10/3600/EXS/1/015023 | 11228 | 4 | 1 | 2506 | Axial | 68579 | 68937 | 240.88 | 15797 | 540 | VT03145U.1 | 0.356 | 0.45 | A | 32.6 | 64.22 | 2025-02-20 | VerticalCompact-BCD_1x4 | 3684 | 615 | 953 |  |  | 227.3 | 35 | 35 | 630 | EC motor | 5060 | 1 | no | no | C | D | Epoxy coated aluminum | 2025-01-02 | 4 | 4 | yes | piece | 1
GCVC PD 045.2/24-39 | GCVC PD | 045.2/24-39 | 4244706 | finoox | GCVC 045.2C/2x4-2523-1-D/4/64/2.10/3600/EXS/1/015023 | 16085 | 4 | 2 | 2523 | Axial | 98886 | 98975 | 481.75 | 21011 | 675 | VT03007U.1 | 0.464 | 0.3 | A | 39.01 | 70.88 | 40.1 | VerticalCompact-BCD_2x4 | 3684 | 800 | 1761 |  |  | 408.1 | 35 | 35 | 450 | EC motor | 5060 | 1 | no | no | C | D | Epoxy coated aluminum | 2025-01-02 | 6 | 4 | yes | piece | 1
GCVC PD 063.2/13-33 | GCVC PD | 063.2/13-33 | 4252306 | finoox | GCVC 063.2D/1x3-2509-1-D/3/40/2.10/3600/AXS/1/015023 | 9249 | 3 | 1 | 2509 | Axial | 71078 | 71067 | 225.82 | 18651 | 655 | VT03145U.1 | 0.386 | 0.75 | A | 33.28 | 64.96 | 2025-03-19 | VerticalCompact-BCD_1x3 | 3684 | 615 | 1153 |  |  | 225.6 | 35 | 35 | 630 | EC motor | 5060 | 1 | no | no | D | D | Aluminum | 2025-01-02 | 4 | 3 | yes | piece | 1
GCVC PD 063.2/24-32 | GCVC PD | 063.2/24-32 | 4247148 | finoox | GCVC 063.2C/2x4-2504-1-D/4/64/2.10/3600/EXS/1/015023 | 22724 | 4 | 2 | 2504 | Axial | 122048 | 122238 | 481.75 | 26729 | 460 | VT03145U.1 | 0.482 | 0.3 | A+ | 32.25 | 64.11 | 41.4 | VerticalCompact-BCD_2x4 | 3684 | 800 | 1761 |  |  | 431.2 | 42 | 42 | 630 | EC motor | 5060 | 1 | no | no | C | D | Epoxy coated aluminum | 2025-01-02 | 4 | 4 | yes | piece | 1
GCVC PD 050.2/12-55 | GCVC PD | 050.2/12-55 | 4250586 | finoox | GCVC 050.2D/1x2-2562-2-D/4/40/2.10/2400/EXS/1/015023 | 6854 | 2 | 1 | 2562 | Axial | 70979 | 71009 | 200.73 | 18541 | 1595 | VT03013U.1 | 1699 | 1965-01-01 | D | 54.6 | 86.12 | 2025-05-17 | VerticalCompact-BCD_1x2 | 2484 | 607 | 1153 |  |  | 176.2 | 35 | 35 | 500 | EC motor | 5060 | 2 | no | no | D | D | Epoxy coated aluminum | 2025-01-02 | 6 | 4 | yes | piece | 1
GCVC PD 050.2/23-37 | GCVC PD | 050.2/23-37 | 4245391 | finoox | GCVC 050.2C/2x3-2514-1-D/3/64/2.10/2700/EXS/1/015023 | 13172 | 3 | 2 | 2514 | Axial | 82004 | 81827 | 270.99 | 22239 | 695 | VT03011U.1 | 0.515 | 0.47 | B | 37.42 | 69.17 | 2025-09-23 | VerticalCompact-BCD_2x3 | 2784 | 800 | 1761 |  |  | 299.2 | 35 | 35 | 500 | EC motor | 5060 | 1 | no | no | C | D | Epoxy coated aluminum | 2025-01-02 | 6 | 3 | yes | piece | 1
GCVC PD 080.3/23-62 | GCVC PD | 080.3/23-62 | 6083189 | finoox | GCVC 080.3D/2x3-3558-2-D/4/80/2.10/3600/EXS/1/015023 | 35329 | 3 | 2 | 3558 | Axial | 309052 | 306683 | 602.19 | 111866 | 1060 | VT01445U.3 | 14924 | 2025-04-04 | E | 61.99 | 93.95 | 58.2 | VerticalCompact-BCD_2x3 | 3684 | 800 | 2161 |  |  | 645.3 | 64 | 64 | 800 | EC motor | 5060 | 2 | no | no | D | D | Epoxy coated aluminum | 2025-01-02 | 4 | 4 | yes | piece | 1
GCVC PD 080.3/21-38 | GCVC PD | 080.3/21-38 | 6070126 | finoox | GCVC 080.3D/2x1-1334-S-D/3/80/2.10/1200/EXS/1/015023 | 7287 | 1 | 2 | 1334 | Axial | 61084 | 61.07 | 150.55 | 19167 | 510 | VT01371 | 1058 | 1 | D | 38.31 | 69.96 | 14 | VerticalCompact-BCD_2x1 | 1284 | 800 | 2161 |  |  | 219.1 | 28 | 28 | 800 | AC motor | 50 | S | no | no | D | D | Epoxy coated aluminum | 2025-01-02 | 10 | 3 | yes | piece | 1
GCVC PD 045.2/13-49 | GCVC PD | 045.2/13-49 | 4249004 | finoox | GCVC 045.2C/1x3-0426-W-D/6/32/2.10/2700/AXS/1/015023 | 5432 | 3 | 1 | 426 | Axial | 76954 | 77.43 | 270.99 | 15301 | 1360 | VT0326U | 2025-03-01 | 2025-02-02 | D | 48.9 | 80.4 | 2025-06-22 | VerticalCompact-BCD_1x3 | 2784 | 521 | 953 |  |  | 203.5 | 35 | 35 | 450 | AC motor | 50 | W | no | no | C | D | Aluminum | 2025-01-02 | 6 | 6 | yes | piece | 1
GCVC PD 050.2/13-50 | GCVC PD | 050.2/13-50 | 4249690 | finoox | GCVC 050.2C/1x3-2349-I-D/3/32/2.10/2700/AXS/1/015023 | 4930 | 3 | 1 | 2349 | Axial | 72901 | 72982 | 135.49 | 26184 | 1590 | VT03150U | 2603 | 2025-07-01 | E | 49.98 | 81.49 | 12 | VerticalCompact-BCD_1x3 | 2784 | 569 | 953 |  |  | 172.4 | 35 | 35 | 500 | AC motor | 60 | I | no | no | C | D | Aluminum | 2025-01-02 | 4 | 3 | yes | piece | 1
GCVC PD 050.2/11-39 | GCVC PD | 050.2/11-39 | 4249240 | finoox | GCVC 050.2C/1x1-2384-I-D/3/32/2.10/900/AXS/1/015023 | 2146 | 1 | 1 | 2384 | Axial | 17726 | 17821 | 45.16 | 5204 | 790 | VT01435 | 0.365 | 0.88 | D | 38.56 | 69.83 | 2025-09-03 | VerticalCompact-BCD_1x1 | 984 | 596 | 953 |  |  | 64.2 | 16 | 16 | 500 | AC motor | 60 | I | no | no | C | D | Aluminum | 2025-01-02 | 8 | 3 | yes | piece | 1
GCVC PD 045.2/14-54 | GCVC PD | 045.2/14-54 | 4249101 | finoox | GCVC 045.2C/1x4-2409-1-D/3/32/2.10/3600/EXS/1/015023 | 8031 | 4 | 1 | 2409 | Axial | 74.2 | 74124 | 180.66 | 24505 | 1500 | VT03007U.1 | 2065 | 2025-02-02 | E | 53.85 | 85.47 | 2025-05-15 | VerticalCompact-BCD_1x4 | 3684 | 535 | 953 |  |  | 199.7 | 35 | 35 | 450 | EC motor | 5060 | 1 | no | no | C | D | Epoxy coated aluminum | 2025-01-02 | 4 | 3 | yes | piece | 1
GCVC PD 080.2/23-19 | GCVC PD | 080.2/23-19 | 4248636 | finoox | GCVC 080.2D/2x3-2489-1-D/3/80/2.10/3600/AXS/1/015023 | 21541 | 3 | 2 | 2489 | Axial | 92061 | 91.93 | 451.65 | 21114 | 220 | VT03062U.1 | 0.179 | 0.15 | A+ | 19.31 | 51.27 | 38.5 | VerticalCompact-BCD_2x3 | 3684 | 800 | 2161 |  |  | 460.4 | 35 | 35 | 800 | EC motor | 5060 | 1 | no | no | D | D | Aluminum | 2025-01-02 | 6 | 3 | yes | piece | 1
GCVC PD 080.2/11-16 | GCVC PD | 080.2/11-16 | 4252504 | finoox | GCVC 080.2D/1x1-2491-1-D/3/40/2.10/1200/AXS/1/015023 | 4228 | 1 | 1 | 2491 | Axial | 18441 | 18462 | 75.27 | 4367 | 270 | VT03062U.1 | 0.046 | 0.25 | A+ | 16.35 | 47.71 | 2025-03-06 | VerticalCompact-BCD_1x1 | 1284 | 608 | 1153 |  |  | 88 | 16 | 16 | 800 | EC motor | 5060 | 1 | no | no | D | D | Aluminum | 2025-01-02 | 10 | 3 | yes | piece | 1
GCVC PD 063.2/23-38 | GCVC PD | 063.2/23-38 | 4247910 | finoox | GCVC 063.2D/2x3-2511-1-D/3/80/2.10/3600/AXS/1/015023 | 18650 | 3 | 2 | 2511 | Axial | 153084 | 153013 | 451.65 | 41851 | 730 | VT03145U.1 | 2025-05-01 | 1 | B | 38.44 | 70.4 | 43.1 | VerticalCompact-BCD_2x3 | 3684 | 800 | 2161 |  |  | 435.5 | 54 | 54 | 630 | EC motor | 5060 | 1 | no | no | D | D | Aluminum | 2025-01-02 | 4 | 3 | yes | piece | 1
GCVC PD 050.2/11-35 | GCVC PD | 050.2/11-35 | 4244091 | finoox | GCVC 050.2B/1x1-2516-1-D/4/24/2.10/720/EXS/1/015023 | 2436 | 1 | 1 | 2516 | Axial | 13006 | 13093 | 36.13 | 3413 | 820 | VT03011U.1 | 0.148 | 0.68 | C | 34.66 | 65.85 | 2025-02-03 | VerticalCompact-BCD_1x1 | 804 | 586 | 753 |  |  | 47.3 | 16 | 16 | 500 | EC motor | 5060 | 1 | no | no | B | D | Epoxy coated aluminum | 2025-01-02 | 12 | 4 | yes | piece | 1
GCVC PD 050.2/21-43 | GCVC PD | 050.2/21-43 | 4245901 | finoox | GCVC 050.2D/2x1-2520-1-D/3/80/2.10/1200/EXS/1/015023 | 6180 | 1 | 2 | 2520 | Axial | 46971 | 46994 | 150.55 | 12639 | 1070 | VT03011U.1 | 0.536 | 2025-04-01 | C | 43.06 | 74.71 | 14 | VerticalCompact-BCD_2x1 | 1284 | 800 | 2161 |  |  | 162.4 | 28 | 28 | 500 | EC motor | 5060 | 1 | no | no | D | D | Epoxy coated aluminum | 2025-01-02 | 10 | 3 | yes | piece | 1
GCVC PD 063.2/12-40 | GCVC PD | 063.2/12-40 | 4252127 | finoox | GCVC 063.2D/1x2-2555-2-D/4/40/2.10/2400/AXS/1/015023 | 7755 | 2 | 1 | 2555 | Axial | 67916 | 67995 | 200.73 | 16627 | 800 | VT03144U.1 | 0.628 | 0.69 | C | 39.83 | 71.35 | 2025-05-17 | VerticalCompact-BCD_1x2 | 2484 | 623 | 1153 |  |  | 177.2 | 35 | 35 | 630 | EC motor | 5060 | 2 | no | no | D | D | Aluminum | 2025-01-02 | 6 | 4 | yes | piece | 1
GCVC PD 063.2/11-27 | GCVC PD | 063.2/11-27 | 4250955 | finoox | GCVC 063.2C/1x1-2507-1-D/3/32/2.10/900/EXS/1/015023 | 3790 | 1 | 1 | 2507 | Axial | 15787 | 15.85 | 45.16 | 4558 | 580 | VT03145U.1 | 0.104 | 0.55 | B | 27.29 | 58.56 | 2025-09-03 | VerticalCompact-BCD_1x1 | 984 | 615 | 953 |  |  | 60.1 | 16 | 16 | 630 | EC motor | 5060 | 1 | no | no | C | D | Epoxy coated aluminum | 2025-01-02 | 8 | 3 | yes | piece | 1
GCVC PD 050.2/23-46 | GCVC PD | 050.2/23-46 | 4245418 | finoox | GCVC 050.2C/2x3-2519-1-D/3/64/2.10/2700/AXS/1/015023 | 12615 | 3 | 2 | 2519 | Axial | 104537 | 104315 | 270.99 | 32798 | 1010 | VT03011U.1 | 1446 | 2015-01-01 | C | 45.65 | 77.4 | 2025-01-25 | VerticalCompact-BCD_2x3 | 2784 | 800 | 1761 |  |  | 301.4 | 42 | 42 | 500 | EC motor | 5060 | 1 | no | no | C | D | Aluminum | 2025-01-02 | 6 | 3 | yes | piece | 1
GCVC PD 063.2/23-65 | GCVC PD | 063.2/23-65 | 4247934 | finoox | GCVC 063.2D/2x3-2550-2-D/3/80/2.10/3600/AXS/1/015023 | 25603 | 3 | 2 | 2550 | Axial | 230918 | 230223 | 451.65 | 89898 | 1285 | VT03143U.1 | 11653 | 2026-03-01 | E | 64.81 | 96.77 | 43.1 | VerticalCompact-BCD_2x3 | 3684 | 800 | 2161 |  |  | 568.7 | 54 | 54 | 630 | EC motor | 5060 | 2 | no | no | D | D | Aluminum | 2025-01-02 | 4 | 3 | yes | piece | 1
GCVC PD 080.2/21-28 | GCVC PD | 080.2/21-28 | 4248117 | finoox | GCVC 080.2D/2x1-2496-1-D/4/80/2.10/1200/AXS/1/015023 | 7771 | 1 | 2 | 2496 | Axial | 55172 | 55376 | 200.73 | 12211 | 390 | VT03062U.1 | 0.242 | 0.6 | A | 27.61 | 59.26 | 2025-01-18 | VerticalCompact-BCD_2x1 | 1284 | 800 | 2161 |  |  | 190.1 | 28 | 28 | 800 | EC motor | 5060 | 1 | no | no | D | D | Aluminum | 2025-01-02 | 10 | 4 | yes | piece | 1
GCVC PD 080.2/22-44 | GCVC PD | 080.2/22-44 | 4248465 | finoox | GCVC 080.2D/2x2-2544-2-D/4/80/2.10/2400/EXS/1/015023 | 20426 | 2 | 2 | 2544 | Axial | 156387 | 156438 | 401.46 | 43365 | 655 | VT03060U.1 | 2149 | 2025-05-01 | C | 44.36 | 76.17 | 39.4 | VerticalCompact-BCD_2x2 | 2484 | 800 | 2161 |  |  | 368.6 | 54 | 54 | 800 | EC motor | 5060 | 2 | no | no | D | D | Epoxy coated aluminum | 2025-01-02 | 6 | 4 | yes | piece | 1
GCVC PD 080.3/11-42 | GCVC PD | 080.3/11-42 | 6205119 | finoox | GCVC 080.3D/1x1-3482-S-D/3/40/2.10/1200/AXS/1/015023 | 4053 | 1 | 1 | 3482 | Axial | 36692 | 36799 | 75.27 | 12093 | 650 | VT01526 | 1015 | 2025-07-01 | E | 41.79 | 73.15 | 2025-06-06 | VerticalCompact-BCD_1x1 | 1284 | 611 | 1153 |  |  | 109.3 | 22 | 22 | 800 | AC motor | 50 | S | no | no | D | D | Aluminum | 2025-01-02 | 8 | 3 | yes | piece | 1
GCVC PD 080.3/13-54 | GCVC PD | 080.3/13-54 | 6206652 | finoox | GCVC 080.3D/1x3-3483-K-D/3/40/2.10/3600/AXS/1/015023 | 9460 | 3 | 1 | 3483 | Axial | 143977 | 141988 | 225.82 | 55014 | 960 | VT01526 | 7866 | 4 | E | 54.01 | 85.69 | 2025-07-21 | VerticalCompact-BCD_1x3 | 3684 | 611 | 1153 |  |  | 308.4 | 42 | 42 | 800 | AC motor | 60 | K | no | no | D | D | Aluminum | 2025-01-02 | 2 | 3 | yes | piece | 1
GCVC PD 050.3/12-47 | GCVC PD | 050.3/12-47 | 6060161 | finoox | GCVC 050.3C/1x2-3617-X-D/6/32/2.10/1800/EXS/1/015023 | 4493 | 2 | 1 | 3617 | Axial | 61166 | 61385 | 180.66 | 13367 | 1260 | VT01524 | 1941 | 2025-04-04 | E | 47.04 | 78.44 | 2025-01-15 | VerticalCompact-BCD_1x2 | 1884 | 596 | 953 |  |  | 146.3 | 28 | 28 | 500 | AC motor | 60 | X | no | no | C | D | Epoxy coated aluminum | 2025-01-02 | 8 | 6 | yes | piece | 1
GCVC PD 045.2/12-50 | GCVC PD | 045.2/12-50 | 4243882 | finoox | GCVC 045.2B/1x2-0423-X-D/3/24/2.10/1440/EXS/1/015023 | 2741 | 2 | 1 | 423 | Axial | 28276 | 28243 | 54.2 | 10875 | 1460 | VT0326U | 1287 | 3 | E | 50.27 | 81.55 | 2025-07-04 | VerticalCompact-BCD_1x2 | 1524 | 521 | 753 |  |  | 83.2 | 22 | 22 | 450 | AC motor | 60 | X | no | no | B | D | Epoxy coated aluminum | 2025-01-02 | 8 | 3 | yes | piece | 1
GCVC PD 050.2/14-46 | GCVC PD | 050.2/14-46 | 4249960 | finoox | GCVC 050.2C/1x4-2386-K-D/3/32/2.10/3600/AXS/1/015023 | 6037 | 4 | 1 | 2386 | Axial | 74065 | 74034 | 180.66 | 23175 | 910 | VT01435 | 1636 | 0.92 | D | 45.88 | 77.51 | 2025-05-15 | VerticalCompact-BCD_1x4 | 3684 | 596 | 953 |  |  | 225.3 | 35 | 35 | 500 | AC motor | 60 | K | no | no | C | D | Aluminum | 2025-01-02 | 4 | 3 | yes | piece | 1
GCVC PD 050.2/23-48 | GCVC PD | 050.2/23-48 | 4246273 | finoox | GCVC 050.2D/2x3-2386-K-D/3/80/2.10/3600/EXS/1/015023 | 12346 | 3 | 2 | 2386 | Axial | 141377 | 141299 | 451.65 | 38255 | 910 | VT01435 | 2329 | 0.92 | D | 47.78 | 79.74 | 40 | VerticalCompact-BCD_2x3 | 3684 | 800 | 2161 |  |  | 453.9 | 42 | 42 | 500 | AC motor | 60 | K | no | no | D | D | Epoxy coated aluminum | 2025-01-02 | 4 | 3 | yes | piece | 1
GCVC PD 050.2/22-38 | GCVC PD | 050.2/22-38 | 4246059 | finoox | GCVC 050.2D/2x2-2390-K-D/6/80/2.10/2400/EXS/1/015023 | 11630 | 2 | 2 | 2390 | Axial | 101878 | 102443 | 602.19 | 18065 | 760 | VT01437 | 0.683 | 0.35 | B | 37.85 | 69.66 | 50.5 | VerticalCompact-BCD_2x2 | 2484 | 800 | 2161 |  |  | 389.6 | 35 | 35 | 500 | AC motor | 60 | K | no | no | D | D | Epoxy coated aluminum | 2025-01-02 | 8 | 6 | yes | piece | 1
GCVC PD 050.2/13-50 | GCVC PD | 050.2/13-50 | 4244292 | finoox | GCVC 050.2B/1x3-2347-D-D/3/24/2.10/2160/EXS/1/015023 | 4227 | 3 | 1 | 2347 | Axial | 44468 | 44364 | 81.3 | 19358 | 1390 | VT03150U | 2202 | 1941-01-01 | E | 50.21 | 81.59 | 2025-01-07 | VerticalCompact-BCD_1x3a | 2244 | 569 | 753 |  |  | 128.1 | 28 | 28 | 500 | AC motor | 50 | D | no | no | B | D | Epoxy coated aluminum | 2025-01-02 | 6 | 3 | yes | piece | 1
GCVC PD 050.2/11-41 | GCVC PD | 050.2/11-41 | 4249212 | finoox | GCVC 050.2C/1x1-2348-S-D/3/32/2.10/900/AXS/1/015023 | 2165 | 1 | 1 | 2348 | Axial | 2025-07-21 | 21.19 | 45.16 | 6804 | 1180 | VT03150U | 0.526 | 0.9 | D | 41.24 | 72.51 | 4 | VerticalCompact-BCD_1x1 | 984 | 569 | 953 |  |  | 63.9 | 18 | 18 | 500 | AC motor | 50 | S | no | no | C | D | Aluminum | 2025-01-02 | 8 | 3 | yes | piece | 1
GCVC PD 050.2/13-46 | GCVC PD | 050.2/13-46 | 4249684 | finoox | GCVC 050.2C/1x3-2348-S-D/3/32/2.10/2700/AXS/1/015023 | 4930 | 3 | 1 | 2348 | Axial | 63534 | 63635 | 135.49 | 20411 | 1180 | VT03150U | 1579 | 0.9 | D | 45.77 | 77.28 | 12 | VerticalCompact-BCD_1x3 | 2784 | 569 | 953 |  |  | 172.4 | 35 | 35 | 500 | AC motor | 50 | S | no | no | C | D | Aluminum | 2025-01-02 | 4 | 3 | yes | piece | 1
GCVC PD 063.2/21-28 | GCVC PD | 063.2/21-28 | 4247312 | finoox | GCVC 063.2D/2x1-2398-I-D/6/80/2.10/1200/AXS/1/015023 | 8125 | 1 | 2 | 2398 | Axial | 49874 | 50272 | 301.1 | 8769 | 460 | VT01442 | 0.277 | 0.32 | B | 2025-04-28 | 60.05 | 2025-01-26 | VerticalCompact-BCD_2x1 | 1284 | 800 | 2161 |  |  | 216.8 | 28 | 28 | 630 | AC motor | 60 | I | no | no | D | D | Aluminum | 2025-01-02 | 10 | 6 | yes | piece | 1
GCVC PD 063.2/13-30 | GCVC PD | 063.2/13-30 | 4251291 | finoox | GCVC 063.2C/1x3-2398-I-D/3/32/2.10/2700/EXS/1/015023 | 6513 | 3 | 1 | 2398 | Axial | 43303 | 43375 | 135.49 | 12193 | 460 | VT01442 | 0.423 | 0.32 | C | 29.78 | 61.29 | 2025-05-11 | VerticalCompact-BCD_1x3 | 2784 | 598 | 953 |  |  | 170.9 | 28 | 28 | 630 | AC motor | 60 | I | no | no | C | D | Epoxy coated aluminum | 2025-01-02 | 6 | 3 | yes | piece | 1
GCVC PD 045.2/11-45 | GCVC PD | 045.2/11-45 | 4243835 | finoox | GCVC 045.2B/1x1-2419-1-D/4/24/2.10/720/EXS/1/015023 | 2472 | 1 | 1 | 2419 | Axial | 15747 | 15886 | 36.13 | 4641 | 1350 | VT03007U.1 | 0.387 | 1965-01-01 | D | 45.34 | 76.52 | 2025-02-03 | VerticalCompact-BCD_1x1 | 804 | 535 | 753 |  |  | 45.6 | 16 | 16 | 450 | EC motor | 5060 | 1 | no | no | B | D | Epoxy coated aluminum | 2025-01-02 | 8 | 4 | yes | piece | 1
GCVC PD 063.2/14-39 | GCVC PD | 063.2/14-39 | 4251625 | finoox | GCVC 063.2C/1x4-2553-2-D/4/32/2.10/3600/AXS/1/015023 | 11849 | 4 | 1 | 2553 | Axial | 92717 | 92849 | 240.88 | 24234 | 700 | VT03144U.1 | 0.977 | 0.52 | C | 38.52 | 70.15 | 2025-02-20 | VerticalCompact-BCD_1x4 | 3684 | 623 | 953 |  |  | 244.1 | 35 | 35 | 630 | EC motor | 5060 | 2 | no | no | C | D | Aluminum | 2025-01-02 | 4 | 4 | yes | piece | 1
GCVC PD 063.2/14-46 | GCVC PD | 063.2/14-46 | 4251656 | finoox | GCVC 063.2C/1x4-2558-2-D/6/32/2.10/3600/AXS/1/015023 | 13410 | 4 | 1 | 2558 | Axial | 135187 | 135751 | 361.32 | 29888 | 950 | VT03144U.1 | 2497 | 1 | D | 46.45 | 78.08 | 31.4 | VerticalCompact-BCD_1x4 | 3684 | 623 | 953 |  |  | 282.2 | 42 | 42 | 630 | EC motor | 5060 | 2 | no | no | C | D | Aluminum | 2025-01-02 | 4 | 6 | yes | piece | 1
GCVC PD 045.2/23-50 | GCVC PD | 045.2/23-50 | 4244654 | finoox | GCVC 045.2C/2x3-2530-1-D/3/64/2.10/2700/AXS/1/015023 | 11011 | 3 | 2 | 2530 | Axial | 98537 | 98366 | 270.99 | 29350 | 1200 | VT03007U.1 | 1634 | 2025-01-01 | D | 50.43 | 82.17 | 2025-09-23 | VerticalCompact-BCD_2x3 | 2784 | 800 | 1761 |  |  | 289.2 | 35 | 35 | 450 | EC motor | 5060 | 1 | no | no | C | D | Aluminum | 2025-01-02 | 6 | 3 | yes | piece | 1
GCVC PD 050.2/22-45 | GCVC PD | 050.2/22-45 | 4245193 | finoox | GCVC 050.2C/2x2-2520-1-D/6/64/2.10/1800/EXS/1/015023 | 10946 | 2 | 2 | 2520 | Axial | 102979 | 103689 | 361.32 | 20893 | 1070 | VT03011U.1 | 1217 | 2025-04-01 | C | 44.96 | 76.59 | 31.2 | VerticalCompact-BCD_2x2 | 1884 | 800 | 1761 |  |  | 260.8 | 35 | 35 | 500 | EC motor | 5060 | 1 | no | no | C | D | Epoxy coated aluminum | 2025-01-02 | 8 | 6 | yes | piece | 1
GCVC PD 050.2/13-54 | GCVC PD | 050.2/13-54 | 4250811 | finoox | GCVC 050.2D/1x3-2560-2-D/4/40/2.10/3600/AXS/1/015023 | 9967 | 3 | 1 | 2560 | Axial | 101984 | 102144 | 301.1 | 24673 | 1415 | VT03013U.1 | 1803 | 2021-01-01 | D | 53.61 | 85.29 | 2025-02-25 | VerticalCompact-BCD_1x3 | 3684 | 607 | 1153 |  |  | 258.4 | 35 | 35 | 500 | EC motor | 5060 | 2 | no | no | D | D | Aluminum | 2025-01-02 | 4 | 4 | yes | piece | 1
GCVC PD 050.2/11-38 | GCVC PD | 050.2/11-38 | 4249355 | finoox | GCVC 050.2C/1x1-2519-1-D/4/32/2.10/900/AXS/1/015023 | 2717 | 1 | 1 | 2519 | Axial | 21254 | 21458 | 60.22 | 5283 | 1010 | VT03011U.1 | 0.246 | 2015-01-01 | C | 38.14 | 69.41 | 2025-02-05 | VerticalCompact-BCD_1x1 | 984 | 586 | 953 |  |  | 63.7 | 18 | 18 | 500 | EC motor | 5060 | 1 | no | no | C | D | Aluminum | 2025-01-02 | 8 | 4 | yes | piece | 1
GCVC PD 063.2/22-62 | GCVC PD | 063.2/22-62 | 4246784 | finoox | GCVC 063.2C/2x2-2548-2-D/3/64/2.10/1800/AXS/1/015023 | 15807 | 2 | 2 | 2548 | Axial | 108956 | 108997 | 180.66 | 44148 | 1135 | VT03143U.1 | 1977-05-01 | 1937-02-01 | E | 62.36 | 93.99 | 2025-02-18 | VerticalCompact-BCD_2x2 | 1884 | 800 | 1761 |  |  | 302.2 | 42 | 42 | 630 | EC motor | 5060 | 2 | no | no | C | D | Aluminum | 2025-01-02 | 6 | 3 | yes | piece | 1
GCVC PD 080.3/23-64 | GCVC PD | 080.3/23-64 | 6145136 | finoox | GCVC 080.3D/2x3-3557-2-D/6/80/2.10/3600/AXS/1/015023 | 38338 | 3 | 2 | 3557 | Axial | 411368 | 412399 | 903.29 | 103081 | 1100 | VT01445U.3 | 2025-01-17 | 2025-02-04 | E | 64.06 | 96.02 | 86.5 | VerticalCompact-BCD_2x3 | 3684 | 800 | 2161 |  |  | 744.8 | 76.1 | 76.1 | 800 | EC motor | 5060 | 2 | no | no | D | D | Aluminum | 2025-01-02 | 4 | 6 | yes | piece | 1
GCVC PD 050.3/13-47 | GCVC PD | 050.3/13-47 | 6116131 | finoox | GCVC 050.3B/1x3-3616-W-D/4/24/2.10/2160/EXS/1/015023 | 4436 | 3 | 1 | 3616 | Axial | 51.77 | 51809 | 108.39 | 16498 | 1240 | VT01524 | 2117 | 2025-02-03 | E | 47.16 | 78.54 | 2025-02-09 | VerticalCompact-BCD_1x3a | 2244 | 596 | 753 |  |  | 141 | 28 | 28 | 500 | AC motor | 50 | W | no | no | B | D | Epoxy coated aluminum | 2025-01-02 | 6 | 4 | yes | piece | 1
GCVC PD 050.2/13-35 | GCVC PD | 050.2/13-35 | 4249671 | finoox | GCVC 050.2C/1x3-2336-D-D/6/32/2.10/2700/EXS/1/015023 | 6615 | 3 | 1 | 2336 | Axial | 52749 | 52945 | 270.99 | 9758 | 660 | VT01437 | 0.386 | 0.33 | B | 34.84 | 66.35 | 22 | VerticalCompact-BCD_1x3 | 2784 | 596 | 953 |  |  | 204.1 | 28 | 28 | 500 | AC motor | 50 | D | no | no | C | D | Epoxy coated aluminum | 2025-01-02 | 8 | 6 | yes | piece | 1
GCVC PD 050.2/14-29 | GCVC PD | 050.2/14-29 | 4249910 | finoox | GCVC 050.2C/1x4-2337-S-D/6/32/2.10/3600/AXS/1/015023 | 7737 | 4 | 1 | 2337 | Axial | 58161 | 58529 | 361.32 | 10136 | 510 | VT01437 | 0.325 | 0.16 | B | 29.35 | 60.97 | 29 | VerticalCompact-BCD_1x4 | 3684 | 596 | 953 |  |  | 266.4 | 28 | 28 | 500 | AC motor | 50 | S | no | no | C | D | Aluminum | 2025-01-02 | 6 | 6 | yes | piece | 1
GCVC PD 050.2/23-37 | GCVC PD | 050.2/23-37 | 4245326 | finoox | GCVC 050.2C/2x3-2387-L-D/4/64/2.10/2700/EXS/1/015023 | 10615 | 3 | 2 | 2387 | Axial | 85.25 | 85386 | 361.32 | 18408 | 500 | VT01435 | 1062 | 0.37 | C | 36.53 | 68.27 | 2025-09-30 | VerticalCompact-BCD_2x3 | 2784 | 800 | 1761 |  |  | 355.2 | 35 | 35 | 500 | AC motor | 60 | L | no | no | C | D | Epoxy coated aluminum | 2025-01-02 | 6 | 4 | yes | piece | 1
GCVC PD 050.2/13-34 | GCVC PD | 050.2/13-34 | 4250689 | finoox | GCVC 050.2D/1x3-2387-L-D/6/40/2.10/3600/EXS/1/015023 | 8927 | 3 | 1 | 2387 | Axial | 59602 | 60037 | 451.65 | 10135 | 500 | VT01435 | 0.528 | 0.37 | C | 34.13 | 65.81 | 36.2 | VerticalCompact-BCD_1x3 | 3684 | 596 | 1153 |  |  | 302.3 | 28 | 28 | 500 | AC motor | 60 | L | no | no | D | D | Epoxy coated aluminum | 2025-01-02 | 6 | 6 | yes | piece | 1
GCVC PD 045.2/21-51 | GCVC PD | 045.2/21-51 | 4244420 | finoox | GCVC 045.2C/2x1-2409-1-D/3/64/2.10/900/AXS/1/015023 | 4716 | 1 | 2 | 2409 | Axial | 39446 | 39661 | 90.33 | 12253 | 1500 | VT03007U.1 | 1033 | 2025-02-02 | E | 50.95 | 82.46 | 2025-03-08 | VerticalCompact-BCD_2x1 | 984 | 800 | 1761 |  |  | 114.3 | 22 | 22 | 450 | EC motor | 5060 | 1 | no | no | C | D | Aluminum | 2025-01-02 | 8 | 3 | yes | piece | 1
GCVC PD 045.2/12-51 | GCVC PD | 045.2/12-51 | 4248920 | finoox | GCVC 045.2C/1x2-2409-1-D/6/32/2.10/1800/AXS/1/015023 | 5274 | 2 | 1 | 2409 | Axial | 55644 | 55898 | 180.66 | 11289 | 1500 | VT03007U.1 | 1064 | 2025-02-02 | D | 51.05 | 82.44 | 2025-01-15 | VerticalCompact-BCD_1x2 | 1884 | 535 | 953 |  |  | 131.1 | 28 | 28 | 450 | EC motor | 5060 | 1 | no | no | C | D | Aluminum | 2025-01-02 | 8 | 6 | yes | piece | 1
GCVC PD 063.2/12-45 | GCVC PD | 063.2/12-45 | 4251994 | finoox | GCVC 063.2D/1x2-2413-2-D/3/40/2.10/2400/AXS/1/015023 | 7239 | 2 | 1 | 2413 | Axial | 65385 | 65286 | 150.55 | 21504 | 1000 | VT03144U.1 | 1165 | 2025-01-01 | D | 45.44 | 76.97 | 2025-05-13 | VerticalCompact-BCD_1x2 | 2484 | 623 | 1153 |  |  | 162.7 | 35 | 35 | 630 | EC motor | 5060 | 2 | no | no | D | D | Aluminum | 2025-01-02 | 6 | 3 | yes | piece | 1
GCVC PD 050.2/13-37 | GCVC PD | 050.2/13-37 | 4250703 | finoox | GCVC 050.2D/1x3-2390-K-D/4/40/2.10/3600/AXS/1/015023 | 6664 | 3 | 1 | 2390 | Axial | 65815 | 65817 | 301.1 | 14117 | 760 | VT01437 | 0.502 | 0.35 | B | 37.22 | 68.9 | 2025-02-25 | VerticalCompact-BCD_1x3 | 3684 | 596 | 1153 |  |  | 251.8 | 35 | 35 | 500 | AC motor | 60 | K | no | no | D | D | Aluminum | 2025-01-02 | 6 | 4 | yes | piece | 1
GCVC PD 063.2/12-63 | GCVC PD | 063.2/12-63 | 4252104 | finoox | GCVC 063.2D/1x2-2551-2-D/6/40/2.10/2400/AXS/1/015023 | 10628 | 2 | 1 | 2551 | Axial | 123133 | 123496 | 301.1 | 28574 | 1360 | VT03143U.1 | 4856 | 4 | E | 62.63 | 94.16 | 2025-01-26 | VerticalCompact-BCD_1x2 | 2484 | 611 | 1153 |  |  | 243.6 | 42 | 42 | 630 | EC motor | 5060 | 2 | no | no | D | D | Aluminum | 2025-01-02 | 6 | 6 | yes | piece | 1
GCVC PD 063.2/22-32 | GCVC PD | 063.2/22-32 | 4246744 | finoox | GCVC 063.2C/2x2-2506-1-D/3/64/2.10/1800/AXS/1/015023 | 11136 | 2 | 2 | 2506 | Axial | 61509 | 61466 | 180.66 | 16930 | 540 | VT03145U.1 | 0.346 | 0.45 | A | 31.52 | 63.15 | 2025-09-15 | VerticalCompact-BCD_2x2 | 1884 | 800 | 1761 |  |  | 210.3 | 28 | 28 | 630 | EC motor | 5060 | 1 | no | no | C | D | Aluminum | 2025-01-02 | 8 | 3 | yes | piece | 1
GCVC PD 063.2/21-41 | GCVC PD | 063.2/21-41 | 4246626 | finoox | GCVC 063.2C/2x1-2557-2-D/4/64/2.10/900/EXS/1/015023 | 7887 | 1 | 2 | 2557 | Axial | 54227 | 54.59 | 120.44 | 15856 | 900 | VT03144U.1 | 1004 | 0.85 | D | 41 | 72.5 | 2025-04-11 | VerticalCompact-BCD_2x1 | 984 | 800 | 1761 |  |  | 137.8 | 28 | 28 | 630 | EC motor | 5060 | 2 | no | no | C | D | Epoxy coated aluminum | 2025-01-02 | 8 | 4 | yes | piece | 1
GCVC PD 063.2/13-44 | GCVC PD | 063.2/13-44 | 4251452 | finoox | GCVC 063.2C/1x3-2558-2-D/4/32/2.10/2700/EXS/1/015023 | 9684 | 3 | 1 | 2558 | Axial | 84817 | 85016 | 180.66 | 25198 | 950 | VT03144U.1 | 1762 | 1 | D | 43.91 | 75.43 | 2025-06-15 | VerticalCompact-BCD_1x3 | 2784 | 623 | 953 |  |  | 186.8 | 35 | 35 | 630 | EC motor | 5060 | 2 | no | no | C | D | Epoxy coated aluminum | 2025-01-02 | 4 | 4 | yes | piece | 1
GCVC PD 050.2/12-35 | GCVC PD | 050.2/12-35 | 4250521 | finoox | GCVC 050.2D/1x2-2515-1-D/6/40/2.10/2400/EXS/1/015023 | 6949 | 2 | 1 | 2515 | Axial | 47918 | 48211 | 301.1 | 8397 | 755 | VT03011U.1 | 0.212 | 0.58 | A | 35.04 | 66.56 | 2025-06-24 | VerticalCompact-BCD_1x2 | 2484 | 586 | 1153 |  |  | 195.3 | 28 | 28 | 500 | EC motor | 5060 | 1 | no | no | D | D | Epoxy coated aluminum | 2025-01-02 | 8 | 6 | yes | piece | 1
GCVC PD 045.2/22-39 | GCVC PD | 045.2/22-39 | 4244532 | finoox | GCVC 045.2C/2x2-2524-1-D/4/64/2.10/1800/EXS/1/015023 | 8822 | 2 | 2 | 2524 | Axial | 55216 | 55378 | 240.88 | 11720 | 750 | VT03007U.1 | 0.302 | 0.37 | A | 38.52 | 70.15 | 2025-06-20 | VerticalCompact-BCD_2x2 | 1884 | 800 | 1761 |  |  | 217.4 | 28 | 28 | 450 | EC motor | 5060 | 1 | no | no | C | D | Epoxy coated aluminum | 2025-01-02 | 8 | 4 | yes | piece | 1
GCVC PD 063.2/11-56 | GCVC PD | 063.2/11-56 | 4250985 | finoox | GCVC 063.2C/1x1-2547-2-D/4/32/2.10/900/EXS/1/015023 | 5026 | 1 | 1 | 2547 | Axial | 30354 | 30569 | 60.22 | 9572 | 1055 | VT03143U.1 | 1187 | 2025-01-02 | E | 55.96 | 87.23 | 2025-04-05 | VerticalCompact-BCD_1x1 | 984 | 611 | 953 |  |  | 87.3 | 22 | 22 | 630 | EC motor | 5060 | 2 | no | no | C | D | Epoxy coated aluminum | 2025-01-02 | 8 | 4 | yes | piece | 1
GCVC PD 063.2/21-21 | GCVC PD | 063.2/21-21 | 4246512 | finoox | GCVC 063.2C/2x1-2501-1-D/4/64/2.10/900/EXS/1/015023 | 7128 | 1 | 2 | 2501 | Axial | 23.56 | 23667 | 120.44 | 4887 | 345 | VT03145U.1 | 0.063 | 0.15 | A+ | 20.77 | 52.28 | 2025-04-10 | VerticalCompact-BCD_2x1 | 984 | 800 | 1761 |  |  | 127.2 | 18 | 18 | 630 | EC motor | 5060 | 1 | no | no | C | D | Epoxy coated aluminum | 2025-01-02 | 12 | 4 | yes | piece | 1
GCVC PD 063.2/23-26 | GCVC PD | 063.2/23-26 | 4247865 | finoox | GCVC 063.2D/2x3-2503-1-D/3/80/2.10/3600/EXS/1/015023 | 19352 | 3 | 2 | 2503 | Axial | 98321 | 98001 | 451.65 | 23753 | 425 | VT03145U.1 | 0.258 | 0.25 | A+ | 26.49 | 58.45 | 38.5 | VerticalCompact-BCD_2x3 | 3684 | 800 | 2161 |  |  | 426.7 | 35 | 35 | 630 | EC motor | 5060 | 1 | no | no | D | D | Epoxy coated aluminum | 2025-01-02 | 6 | 3 | yes | piece | 1
GCVC PD 050.2/14-34 | GCVC PD | 050.2/14-34 | 4250027 | finoox | GCVC 050.2C/1x4-2513-1-D/4/32/2.10/3600/AXS/1/015023 | 8792 | 4 | 1 | 2513 | Axial | 60511 | 60726 | 240.88 | 12933 | 630 | VT03011U.1 | 0.274 | 0.37 | A | 33.51 | 65.14 | 2025-06-19 | VerticalCompact-BCD_1x4 | 3684 | 586 | 953 |  |  | 222.2 | 28 | 28 | 500 | EC motor | 5060 | 1 | no | no | C | D | Aluminum | 2025-01-02 | 4 | 4 | yes | piece | 1
GCVC PD 050.2/12-29 | GCVC PD | 050.2/12-29 | 4250503 | finoox | GCVC 050.2D/1x2-2512-1-D/6/40/2.10/2400/EXS/1/015023 | 6887 | 2 | 1 | 2512 | Axial | 36884 | 37.15 | 301.1 | 6242 | 565 | VT03011U.1 | 0.102 | 0.28 | A+ | 28.72 | 60.24 | 2025-02-24 | VerticalCompact-BCD_1x2 | 2484 | 586 | 1153 |  |  | 194.6 | 22 | 22 | 500 | EC motor | 5060 | 1 | no | no | D | D | Epoxy coated aluminum | 2025-01-02 | 10 | 6 | yes | piece | 1
GCVC PD 080.3/23-55 | GCVC PD | 080.3/23-55 | 6073226 | finoox | GCVC 080.3D/2x3-3485-I-D/4/80/2.10/3600/EXS/1/015023 | 24327 | 3 | 2 | 3485 | Axial | 285.93 | 284893 | 602.19 | 93955 | 900 | VT01526 | 13758 | 2025-09-03 | E | 55.3 | 87.26 | 58.2 | VerticalCompact-BCD_2x3 | 3684 | 800 | 2161 |  |  | 641.7 | 64 | 64 | 800 | AC motor | 60 | I | no | no | D | D | Epoxy coated aluminum | 2025-01-02 | 4 | 4 | yes | piece | 1
GCVC PD 080.3/23-56 | GCVC PD | 080.3/23-56 | 6121251 | finoox | GCVC 080.3D/2x3-3560-2-D/6/80/2.10/3600/AXS/1/015023 | 38338 | 3 | 2 | 3560 | Axial | 406479 | 407544 | 903.29 | 100871 | 990 | VT01445U.3 | 12717 | 2025-01-03 | E | 56.05 | 88.01 | 86.5 | VerticalCompact-BCD_2x3 | 3684 | 800 | 2161 |  |  | 744.8 | 76.1 | 76.1 | 800 | EC motor | 5060 | 2 | no | no | D | D | Aluminum | 2025-01-02 | 4 | 6 | yes | piece | 1
GCVC PD 050.2/21-27 | GCVC PD | 050.2/21-27 | 4244796 | finoox | GCVC 050.2C/2x1-2337-S-D/4/64/2.10/900/EXS/1/015023 | 4322 | 1 | 2 | 2337 | Axial | 26254 | 26391 | 120.44 | 5605 | 510 | VT01437 | 0.16 | 0.16 | B | 26.78 | 58.29 | 2025-04-10 | VerticalCompact-BCD_2x1 | 984 | 800 | 1761 |  |  | 130.2 | 18 | 18 | 500 | AC motor | 50 | S | no | no | C | D | Epoxy coated aluminum | 2025-01-02 | 12 | 4 | yes | piece | 1
GCVC PD 063.2/12-19 | GCVC PD | 063.2/12-19 | 4251057 | finoox | GCVC 063.2C/1x2-2359-S-D/4/32/2.10/1800/EXS/1/015023 | 5123 | 2 | 1 | 2359 | Axial | 25299 | 25389 | 120.44 | 5241 | 320 | VT01442 | 0.132 | 0.14 | A | 18.64 | 50.03 | 2025-08-09 | VerticalCompact-BCD_1x2 | 1884 | 598 | 953 |  |  | 124.6 | 18 | 18 | 630 | AC motor | 50 | S | no | no | C | D | Epoxy coated aluminum | 2025-01-02 | 8 | 4 | yes | piece | 1
GCVC PD 050.2/12-29 | GCVC PD | 050.2/12-29 | 4249485 | finoox | GCVC 050.2C/1x2-2385-J-D/3/32/2.10/1800/EXS/1/015023 | 3498 | 2 | 1 | 2385 | Axial | 22658 | 22643 | 90.33 | 5530 | 430 | VT01435 | 0.266 | 0.32 | C | 28.71 | 60.1 | 2025-05-07 | VerticalCompact-BCD_1x2 | 1884 | 596 | 953 |  |  | 117.3 | 18 | 18 | 500 | AC motor | 60 | J | no | no | C | D | Epoxy coated aluminum | 2025-01-02 | 8 | 3 | yes | piece | 1
GCVC PD 080.2/12-32 | GCVC PD | 080.2/12-32 | 4252717 | finoox | GCVC 080.2D/1x2-2447-1-D/4/40/2.10/2400/AXS/1/015023 | 7486 | 2 | 1 | 2447 | Axial | 64993 | 65069 | 200.73 | 15539 | 490 | VT03062U.1 | 0.45 | 2025-01-01 | B | 32.38 | 63.91 | 2025-05-17 | VerticalCompact-BCD_1x2 | 2484 | 608 | 1153 |  |  | 180 | 35 | 35 | 800 | EC motor | 5060 | 1 | no | no | D | D | Aluminum | 2025-01-02 | 6 | 4 | yes | piece | 1
GCVC PD 050.2/24-47 | GCVC PD | 050.2/24-47 | 4245542 | finoox | GCVC 050.2C/2x4-2384-I-D/6/64/2.10/3600/AXS/1/015023 | 15370 | 4 | 2 | 2384 | Axial | 181164 | 181513 | 722.63 | 36119 | 790 | VT01435 | 3013 | 0.88 | D | 46.6 | 78.46 | 62.7 | VerticalCompact-BCD_2x4 | 3684 | 800 | 1761 |  |  | 539.7 | 54 | 54 | 500 | AC motor | 60 | I | no | no | C | D | Aluminum | 2025-01-02 | 6 | 6 | yes | piece | 1
GCVC PD 063.2/14-63 | GCVC PD | 063.2/14-63 | 4251459 | finoox | GCVC 063.2C/1x4-2356-D-D/3/32/2.10/3600/EXS/1/015023 | 10310 | 4 | 1 | 2356 | Axial | 123784 | 121781 | 180.66 | 55244 | 1330 | VT01441 | 10323 | 5 | E | 62.7 | 94.33 | 2025-04-17 | VerticalCompact-BCD_1x4 | 3684 | 606 | 953 |  |  | 303.9 | 42 | 42 | 630 | AC motor | 50 | D | no | no | C | D | Epoxy coated aluminum | 2025-01-02 | 2 | 3 | yes | piece | 1
GCVC PD 050.2/13-34 | GCVC PD | 050.2/13-34 | 4249730 | finoox | GCVC 050.2C/1x3-2387-L-D/3/32/2.10/2700/AXS/1/015023 | 4833 | 3 | 1 | 2387 | Axial | 38229 | 38203 | 135.49 | 9667 | 500 | VT01435 | 0.53 | 0.37 | C | 34.02 | 65.53 | 2025-01-11 | VerticalCompact-BCD_1x3 | 2784 | 596 | 953 |  |  | 172.3 | 22 | 22 | 500 | AC motor | 60 | L | no | no | C | D | Aluminum | 2025-01-02 | 6 | 3 | yes | piece | 1
GCVC PD 050.2/22-25 | GCVC PD | 050.2/22-25 | 4246048 | finoox | GCVC 050.2D/2x2-2389-J-D/3/80/2.10/2400/AXS/1/015023 | 7765 | 2 | 2 | 2389 | Axial | 53604 | 53581 | 301.1 | 11562 | 450 | VT01437 | 0.324 | 0.17 | B | 25.34 | 57.14 | 2025-06-25 | VerticalCompact-BCD_2x2 | 2484 | 800 | 2161 |  |  | 298.7 | 28 | 28 | 500 | AC motor | 60 | J | no | no | D | D | Aluminum | 2025-01-02 | 8 | 3 | yes | piece | 1
GCVC PD 050.2/12-20 | GCVC PD | 050.2/12-20 | 4249508 | finoox | GCVC 050.2C/1x2-2389-J-D/6/32/2.10/1800/AXS/1/015023 | 4125 | 2 | 1 | 2389 | Axial | 24775 | 24923 | 180.66 | 4210 | 450 | VT01437 | 0.165 | 0.17 | B | 2025-09-19 | 51.29 | 2025-06-14 | VerticalCompact-BCD_1x2 | 1884 | 596 | 953 |  |  | 138.1 | 18 | 18 | 500 | AC motor | 60 | J | no | no | C | D | Aluminum | 2025-01-02 | 12 | 6 | yes | piece | 1
GCVC PD 063.2/21-31 | GCVC PD | 063.2/21-31 | 4247326 | finoox | GCVC 063.2D/2x1-2400-K-D/4/80/2.10/1200/EXS/1/015023 | 7240 | 1 | 2 | 2400 | Axial | 46956 | 47083 | 200.73 | 10077 | 490 | VT01442 | 0.306 | 0.34 | B | 2025-03-31 | 62.68 | 2025-01-18 | VerticalCompact-BCD_2x1 | 1284 | 800 | 2161 |  |  | 185.7 | 28 | 28 | 630 | AC motor | 60 | K | no | no | D | D | Epoxy coated aluminum | 2025-01-02 | 10 | 4 | yes | piece | 1
GCVC PD 035.2/12-32 | GCVC PD | 035.2/12-32 | 4243736 | finoox | GCVC 035.2B/1x2-2345-X-D/3/24/2.10/1440/AXS/1/015023 | 2371 | 2 | 1 | 2345 | Axial | 16307 | 16.31 | 54.2 | 4148 | 1020 | VT03149U | 0.18 | 0.42 | C | 32.11 | 63.38 | 2025-05-04 | VerticalCompact-BCD_1x2 | 1524 | 514 | 753 |  |  | 70.2 | 16 | 16 | 350 | AC motor | 60 | X | no | no | B | D | Aluminum | 2025-01-02 | 8 | 3 | yes | piece | 1
GCVC PD 050.2/12-57 | GCVC PD | 050.2/12-57 | 4244193 | finoox | GCVC 050.2B/1x2-2410-2-D/4/24/2.10/1440/AXS/1/015023 | 4933 | 2 | 1 | 2410 | Axial | 43.55 | 43578 | 72.26 | 15546 | 1770 | VT03013U.1 | 2642 | 2025-01-02 | E | 56.82 | 88.11 | 2025-04-06 | VerticalCompact-BCD_1x2 | 1524 | 607 | 753 |  |  | 94.7 | 28 | 28 | 500 | EC motor | 5060 | 2 | no | no | B | D | Aluminum | 2025-01-02 | 8 | 4 | yes | piece | 1
GCVC PD 050.2/24-62 | GCVC PD | 050.2/24-62 | 4245588 | finoox | GCVC 050.2C/2x4-2410-2-D/3/64/2.10/3600/AXS/1/015023 | 20825 | 4 | 2 | 2410 | Axial | 191329 | 190296 | 361.32 | 77982 | 1770 | VT03013U.1 | 9715 | 2025-01-02 | E | 61.85 | 93.71 | 34.6 | VerticalCompact-BCD_2x4 | 3684 | 800 | 1761 |  |  | 431 | 54 | 54 | 500 | EC motor | 5060 | 2 | no | no | C | D | Aluminum | 2025-01-02 | 4 | 3 | yes | piece | 1
GCVC PD 063.2/24-43 | GCVC PD | 063.2/24-43 | 4247185 | finoox | GCVC 063.2C/2x4-2510-1-D/6/64/2.10/3600/EXS/1/015023 | 26118 | 4 | 2 | 2510 | Axial | 178714 | 178976 | 722.63 | 36240 | 695 | VT03145U.1 | 1472 | 0.9 | B | 42.89 | 74.75 | 62.7 | VerticalCompact-BCD_2x4 | 3684 | 800 | 1761 |  |  | 507 | 54 | 54 | 630 | EC motor | 5060 | 1 | no | no | C | D | Epoxy coated aluminum | 2025-01-02 | 6 | 6 | yes | piece | 1
GCVC PD 063.2/23-37 | GCVC PD | 063.2/23-37 | 4247907 | finoox | GCVC 063.2D/2x3-2510-1-D/3/80/2.10/3600/EXS/1/015023 | 19427 | 3 | 2 | 2510 | Axial | 144611 | 144354 | 451.65 | 39575 | 695 | VT03145U.1 | 0.903 | 0.9 | B | 37.26 | 69.22 | 40 | VerticalCompact-BCD_2x3 | 3684 | 800 | 2161 |  |  | 429.4 | 42 | 42 | 630 | EC motor | 5060 | 1 | no | no | D | D | Epoxy coated aluminum | 2025-01-02 | 4 | 3 | yes | piece | 1
GCVC PD 045.2/23-38 | GCVC PD | 045.2/23-38 | 4244612 | finoox | GCVC 045.2C/2x3-2523-1-D/3/64/2.10/2700/AXS/1/015023 | 11011 | 3 | 2 | 2523 | Axial | 67843 | 67785 | 270.99 | 16245 | 675 | VT03007U.1 | 0.345 | 0.3 | A | 37.88 | 69.63 | 2025-09-23 | VerticalCompact-BCD_2x3 | 2784 | 800 | 1761 |  |  | 289.2 | 35 | 35 | 450 | EC motor | 5060 | 1 | no | no | C | D | Aluminum | 2025-01-02 | 6 | 3 | yes | piece | 1
GCVC PD 063.2/11-29 | GCVC PD | 063.2/11-29 | 4251814 | finoox | GCVC 063.2D/1x1-2509-1-D/3/40/2.10/1200/AXS/1/015023 | 4088 | 1 | 1 | 2509 | Axial | 23.75 | 23775 | 75.27 | 6217 | 655 | VT03145U.1 | 0.129 | 0.75 | A | 28.82 | 60.19 | 2025-04-06 | VerticalCompact-BCD_1x1 | 1284 | 615 | 1153 |  |  | 82.6 | 18 | 18 | 630 | EC motor | 5060 | 1 | no | no | D | D | Aluminum | 2025-01-02 | 10 | 3 | yes | piece | 1
GCVC PD 050.2/21-35 | GCVC PD | 050.2/21-35 | 4244926 | finoox | GCVC 050.2C/2x1-2515-1-D/4/64/2.10/900/EXS/1/015023 | 5496 | 1 | 2 | 2515 | Axial | 33.66 | 33812 | 120.44 | 7825 | 755 | VT03011U.1 | 0.221 | 0.58 | B | 34.61 | 66.12 | 2025-07-10 | VerticalCompact-BCD_2x1 | 984 | 800 | 1761 |  |  | 126.4 | 22 | 22 | 500 | EC motor | 5060 | 1 | no | no | C | D | Epoxy coated aluminum | 2025-01-02 | 12 | 4 | yes | piece | 1
GCVC PD 045.2/22-50 | GCVC PD | 045.2/22-50 | 4244575 | finoox | GCVC 045.2C/2x2-2531-1-D/6/64/2.10/1800/EXS/1/015023 | 10183 | 2 | 2 | 2531 | Axial | 96499 | 96918 | 361.32 | 19106 | 1275 | VT03007U.1 | 1333 | 2025-04-01 | D | 50.17 | 81.8 | 31.2 | VerticalCompact-BCD_2x2 | 1884 | 800 | 1761 |  |  | 253.8 | 35 | 35 | 450 | EC motor | 5060 | 1 | no | no | C | D | Epoxy coated aluminum | 2025-01-02 | 8 | 6 | yes | piece | 1
GCVC PD 045.2/23-52 | GCVC PD | 045.2/23-52 | 4244664 | finoox | GCVC 045.2C/2x3-2531-1-D/4/64/2.10/2700/EXS/1/015023 | 12567 | 3 | 2 | 2531 | Axial | 119076 | 119042 | 361.32 | 30449 | 1275 | VT03007U.1 | 1968 | 2025-04-01 | D | 51.68 | 83.43 | 32.1 | VerticalCompact-BCD_2x3 | 2784 | 800 | 1761 |  |  | 317.4 | 42 | 42 | 450 | EC motor | 5060 | 1 | no | no | C | D | Epoxy coated aluminum | 2025-01-02 | 6 | 4 | yes | piece | 1
GCVC PD 080.2/23-57 | GCVC PD | 080.2/23-57 | 4248726 | finoox | GCVC 080.2D/2x3-2541-2-D/4/80/2.10/3600/EXS/1/015023 | 33136 | 3 | 2 | 2541 | Axial | 288823 | 287442 | 602.19 | 95842 | 950 | VT03059U.2 | 9991 | 1982-02-01 | E | 56.83 | 88.79 | 58.2 | VerticalCompact-BCD_2x3 | 3684 | 800 | 2161 |  |  | 588.9 | 64 | 64 | 800 | EC motor | 5060 | 2 | no | no | D | D | Epoxy coated aluminum | 2025-01-02 | 4 | 4 | yes | piece | 1
GCVC PD 050.2/13-56 | GCVC PD | 050.2/13-56 | 4249868 | finoox | GCVC 050.2C/1x3-2562-2-D/3/32/2.10/2700/AXS/1/015023 | 8105 | 3 | 1 | 2562 | Axial | 72968 | 73056 | 135.49 | 26234 | 1595 | VT03013U.1 | 1967-02-01 | 1965-01-01 | E | 55.62 | 87.13 | 12 | VerticalCompact-BCD_1x3 | 2784 | 607 | 953 |  |  | 172.4 | 35 | 35 | 500 | EC motor | 5060 | 2 | no | no | C | D | Aluminum | 2025-01-02 | 4 | 3 | yes | piece | 1
GCVC PD 063.2/23-67 | GCVC PD | 063.2/23-67 | 4247000 | finoox | GCVC 063.2C/2x3-2550-2-D/3/64/2.10/2700/EXS/1/015023 | 23568 | 3 | 2 | 2550 | Axial | 166741 | 166257 | 270.99 | 75708 | 1285 | VT03143U.1 | 12546 | 2026-03-01 | E | 66.63 | 98.38 | 2025-07-27 | VerticalCompact-BCD_2x3 | 2784 | 800 | 1761 |  |  | 444.9 | 54 | 54 | 630 | EC motor | 5060 | 2 | no | no | C | D | Epoxy coated aluminum | 2025-01-02 | 4 | 3 | yes | piece | 1
GCVC PD 063.2/13-20 | GCVC PD | 063.2/13-20 | 4251326 | finoox | GCVC 063.2C/1x3-2500-1-D/4/32/2.10/2700/EXS/1/015023 | 8713 | 3 | 1 | 2500 | Axial | 32121 | 32153 | 180.66 | 6448 | 310 | VT03145U.1 | 0.076 | 0.13 | A+ | 20.16 | 51.67 | 2025-06-14 | VerticalCompact-BCD_1x3 | 2784 | 615 | 953 |  |  | 173 | 22 | 22 | 630 | EC motor | 5060 | 1 | no | no | C | D | Epoxy coated aluminum | 2025-01-02 | 8 | 4 | yes | piece | 1
GCVC PD 050.2/23-33 | GCVC PD | 050.2/23-33 | 4246335 | finoox | GCVC 050.2D/2x3-2512-1-D/6/80/2.10/3600/EXS/1/015023 | 21152 | 3 | 2 | 2512 | Axial | 111153 | 112087 | 903.29 | 18727 | 565 | VT03011U.1 | 0.305 | 0.28 | A+ | 33.05 | 65.01 | 75.1 | VerticalCompact-BCD_2x3 | 3684 | 800 | 2161 |  |  | 557.5 | 42 | 42 | 500 | EC motor | 5060 | 1 | no | no | D | D | Epoxy coated aluminum | 2025-01-02 | 6 | 6 | yes | piece | 1
GCVC PD 050.2/23-37 | GCVC PD | 050.2/23-37 | 4245393 | finoox | GCVC 050.2C/2x3-2514-1-D/6/64/2.10/2700/EXS/1/015023 | 16419 | 3 | 2 | 2514 | Axial | 106483 | 106873 | 541.97 | 19754 | 695 | VT03011U.1 | 0.544 | 0.47 | A | 37.19 | 68.94 | 46.2 | VerticalCompact-BCD_2x3 | 2784 | 800 | 1761 |  |  | 380.6 | 42 | 42 | 500 | EC motor | 5060 | 1 | no | no | C | D | Epoxy coated aluminum | 2025-01-02 | 8 | 6 | yes | piece | 1
GCVC PD 080.3/21-48 | GCVC PD | 080.3/21-48 | 6167468 | finoox | GCVC 080.3D/2x1-3490-K-D/4/80/2.10/1200/EXS/1/015023 | 7878 | 1 | 2 | 3490 | Axial | 91538 | 91623 | 200.73 | 27382 | 770 | VT01371 | 2652 | 2025-04-02 | E | 47.81 | 79.47 | 2025-04-19 | VerticalCompact-BCD_2x1 | 1284 | 800 | 2161 |  |  | 234.9 | 35 | 35 | 800 | AC motor | 60 | K | no | no | D | D | Epoxy coated aluminum | 2025-01-02 | 10 | 4 | yes | piece | 1
GCVC PD 080.3/21-43 | GCVC PD | 080.3/21-43 | 6125825 | finoox | GCVC 080.3D/2x1-1333-D-D/3/80/2.10/1200/EXS/1/015023 | 7291 | 1 | 2 | 1333 | Axial | 71.19 | 71085 | 150.55 | 25262 | 670 | VT01371 | 1708 | 1995-01-01 | D | 43.17 | 74.82 | 2025-03-15 | VerticalCompact-BCD_2x1 | 1284 | 800 | 2161 |  |  | 220.3 | 35 | 35 | 800 | AC motor | 50 | D | no | no | D | D | Epoxy coated aluminum | 2025-01-02 | 10 | 3 | yes | piece | 1
GCVC PD 050.2/13-31 | GCVC PD | 050.2/13-31 | 4250673 | finoox | GCVC 050.2D/1x3-2385-J-D/4/40/2.10/3600/AXS/1/015023 | 6669 | 3 | 1 | 2385 | Axial | 47995 | 48107 | 301.1 | 9251 | 430 | VT01435 | 0.397 | 0.32 | B | 30.97 | 62.64 | 2025-05-24 | VerticalCompact-BCD_1x3 | 3684 | 596 | 1153 |  |  | 258.9 | 28 | 28 | 500 | AC motor | 60 | J | no | no | D | D | Aluminum | 2025-01-02 | 6 | 4 | yes | piece | 1
GCVC PD 045.2/13-53 | GCVC PD | 045.2/13-53 | 4243951 | finoox | GCVC 045.2B/1x3-2409-1-D/4/24/2.10/2160/EXS/1/015023 | 5729 | 3 | 1 | 2409 | Axial | 49683 | 49732 | 108.39 | 15213 | 1500 | VT03007U.1 | 1619 | 2025-02-02 | E | 53.39 | 84.77 | 2025-02-09 | VerticalCompact-BCD_1x3a | 2244 | 535 | 753 |  |  | 118.2 | 28 | 28 | 450 | EC motor | 5060 | 1 | no | no | B | D | Epoxy coated aluminum | 2025-01-02 | 6 | 4 | yes | piece | 1
GCVC PD 045.2/12-50 | GCVC PD | 045.2/12-50 | 4248993 | finoox | GCVC 045.2C/1x2-2533-1-D/3/32/2.10/1800/EXS/1/015023 | 4612 | 2 | 1 | 2533 | Axial | 36113 | 36046 | 90.33 | 11668 | 1425 | VT03007U.1 | 0.896 | 2025-09-01 | D | 49.77 | 81.15 | 2025-06-07 | VerticalCompact-BCD_1x2 | 1884 | 535 | 953 |  |  | 104.4 | 22 | 22 | 450 | EC motor | 5060 | 1 | no | no | C | D | Epoxy coated aluminum | 2025-01-02 | 8 | 3 | yes | piece | 1
GCVC PD 063.2/22-27 | GCVC PD | 063.2/22-27 | 4247622 | finoox | GCVC 063.2D/2x2-2504-1-D/3/80/2.10/2400/AXS/1/015023 | 12958 | 2 | 2 | 2504 | Axial | 71.87 | 71806 | 301.1 | 17333 | 460 | VT03145U.1 | 0.21 | 0.3 | A+ | 26.78 | 58.59 | 2025-09-26 | VerticalCompact-BCD_2x2 | 2484 | 800 | 2161 |  |  | 294.1 | 35 | 35 | 630 | EC motor | 5060 | 1 | no | no | D | D | Aluminum | 2025-01-02 | 8 | 3 | yes | piece | 1
GCVC PD 050.2/24-42 | GCVC PD | 050.2/24-42 | 4245638 | finoox | GCVC 050.2C/2x4-2516-1-D/6/64/2.10/3600/AXS/1/015023 | 20050 | 4 | 2 | 2516 | Axial | 164105 | 164861 | 722.63 | 31451 | 820 | VT03011U.1 | 1141 | 0.68 | B | 41.93 | 73.79 | 62.7 | VerticalCompact-BCD_2x4 | 3684 | 800 | 1761 |  |  | 499.9 | 54 | 54 | 500 | EC motor | 5060 | 1 | no | no | C | D | Aluminum | 2025-01-02 | 6 | 6 | yes | piece | 1
GCVC PD 080.2/12-52 | GCVC PD | 080.2/12-52 | 4252860 | finoox | GCVC 080.2D/1x2-2541-2-D/4/40/2.10/2400/EXS/1/015023 | 10036 | 2 | 1 | 2541 | Axial | 102093 | 102473 | 200.73 | 31947 | 950 | VT03059U.2 | 1933-03-01 | 1982-02-01 | E | 52.49 | 84.02 | 2025-05-17 | VerticalCompact-BCD_1x2 | 2484 | 650 | 1153 |  |  | 203.5 | 35 | 35 | 800 | EC motor | 5060 | 2 | no | no | D | D | Epoxy coated aluminum | 2025-01-02 | 4 | 4 | yes | piece | 1
GCVC PD 050.2/12-41 | GCVC PD | 050.2/12-41 | 4250542 | finoox | GCVC 050.2D/1x2-2519-1-D/6/40/2.10/2400/AXS/1/015023 | 6471 | 2 | 1 | 2519 | Axial | 61.72 | 62054 | 301.1 | 11289 | 1010 | VT03011U.1 | 0.471 | 2015-01-01 | B | 41.36 | 72.88 | 2025-06-24 | VerticalCompact-BCD_1x2 | 2484 | 586 | 1153 |  |  | 195.3 | 28 | 28 | 500 | EC motor | 5060 | 1 | no | no | D | D | Aluminum | 2025-01-02 | 8 | 6 | yes | piece | 1
GCVC PD 050.2/11-43 | GCVC PD | 050.2/11-43 | 4250319 | finoox | GCVC 050.2D/1x1-2522-1-D/4/40/2.10/1200/AXS/1/015023 | 3169 | 1 | 1 | 2522 | Axial | 30417 | 30511 | 100.37 | 6969 | 1200 | VT03011U.1 | 0.374 | 2025-09-01 | C | 42.61 | 73.97 | 2025-06-08 | VerticalCompact-BCD_1x1 | 1284 | 586 | 1153 |  |  | 89.6 | 22 | 22 | 500 | EC motor | 5060 | 1 | no | no | D | D | Aluminum | 2025-01-02 | 10 | 4 | yes | piece | 1
GCVC PD 080.2/13-32 | GCVC PD | 080.2/13-32 | 4253083 | finoox | GCVC 080.2D/1x3-2498-1-D/4/40/2.10/3600/EXS/1/015023 | 11163 | 3 | 1 | 2498 | Axial | 89286 | 89236 | 301.1 | 20803 | 440 | VT03062U.1 | 0.502 | 0.85 | A | 31.79 | 63.47 | 2025-02-25 | VerticalCompact-BCD_1x3 | 3684 | 608 | 1153 |  |  | 264.2 | 35 | 35 | 800 | EC motor | 5060 | 1 | no | no | D | D | Epoxy coated aluminum | 2025-01-02 | 4 | 4 | yes | piece | 1
GCVC PD 080.2/12-50 | GCVC PD | 080.2/12-50 | 4252837 | finoox | GCVC 080.2D/1x2-2537-2-D/6/40/2.10/2400/EXS/1/015023 | 11366 | 2 | 1 | 2537 | Axial | 99684 | 100048 | 301.1 | 21487 | 750 | VT03059U.2 | 1693 | 2025-05-01 | D | 49.58 | 81.11 | 2025-04-25 | VerticalCompact-BCD_1x2 | 2484 | 650 | 1153 |  |  | 232.4 | 35 | 35 | 800 | EC motor | 5060 | 2 | no | no | D | D | Epoxy coated aluminum | 2025-01-02 | 6 | 6 | yes | piece | 1
GCVC PD 080.2/13-60 | GCVC PD | 080.2/13-60 | 4253195 | finoox | GCVC 080.2D/1x3-2658-J-D/4/40/2.10/3600/AXS/1/015023 | 9882 | 3 | 1 | 2658 | Axial | 146149 | 145796 | 301.1 | 46056 | 1030 | VT01384U | 4957 | 2025-03-03 | E | 59.73 | 91.41 | 26 | VerticalCompact-BCD_1x3 | 3684 | 641 | 1153 |  |  | 309.7 | 42 | 42 | 800 | AC motor | 60 | J | no | no | D | D | Aluminum | 2025-01-02 | 4 | 4 | yes | piece | 1
GCVC PD 050.2/13-40 | GCVC PD | 050.2/13-40 | 4250610 | finoox | GCVC 050.2D/1x3-2332-D-D/4/40/2.10/3600/EXS/1/015023 | 7250 | 3 | 1 | 2332 | Axial | 75381 | 75.54 | 301.1 | 16439 | 850 | VT01435 | 0.746 | 0.74 | C | 40.13 | 71.81 | 2025-02-25 | VerticalCompact-BCD_1x3 | 3684 | 596 | 1153 |  |  | 259.6 | 35 | 35 | 500 | AC motor | 50 | D | no | no | D | D | Epoxy coated aluminum | 2025-01-02 | 4 | 4 | yes | piece | 1
GCVC PD 050.2/12-27 | GCVC PD | 050.2/12-27 | 4249437 | finoox | GCVC 050.2C/1x2-2337-S-D/4/32/2.10/1800/AXS/1/015023 | 3535 | 2 | 1 | 2337 | Axial | 27078 | 27156 | 120.44 | 5605 | 510 | VT01437 | 0.16 | 0.16 | B | 2025-09-26 | 58.29 | 10 | VerticalCompact-BCD_1x2 | 1884 | 596 | 953 |  |  | 121.3 | 22 | 22 | 500 | AC motor | 50 | S | no | no | C | D | Aluminum | 2025-01-02 | 8 | 4 | yes | piece | 1
GCVC PD 050.2/12-27 | GCVC PD | 050.2/12-27 | 4249441 | finoox | GCVC 050.2C/1x2-2337-S-D/6/32/2.10/1800/EXS/1/015023 | 4449 | 2 | 1 | 2337 | Axial | 28892 | 29092 | 180.66 | 5068 | 510 | VT01437 | 0.162 | 0.16 | B | 26.57 | 57.96 | 2025-08-14 | VerticalCompact-BCD_1x2 | 1884 | 596 | 953 |  |  | 138.7 | 22 | 22 | 500 | AC motor | 50 | S | no | no | C | D | Epoxy coated aluminum | 2025-01-02 | 8 | 6 | yes | piece | 1
GCVC PD 050.2/12-43 | GCVC PD | 050.2/12-43 | 4244179 | finoox | GCVC 050.2B/1x2-2386-K-D/3/24/2.10/1440/EXS/1/015023 | 2890 | 2 | 1 | 2386 | Axial | 26353 | 26315 | 54.2 | 9432 | 910 | VT01435 | 0.871 | 0.92 | E | 43.42 | 74.71 | 2025-07-04 | VerticalCompact-BCD_1x2 | 1524 | 596 | 753 |  |  | 89.2 | 22 | 22 | 500 | AC motor | 60 | K | no | no | B | D | Epoxy coated aluminum | 2025-01-02 | 8 | 3 | yes | piece | 1
GCVC PD 040.2/11-38 | GCVC PD | 040.2/11-38 | 4243780 | finoox | GCVC 040.2B/1x1-2346-W-D/3/24/2.10/720/AXS/1/015023 | 1674 | 1 | 1 | 2346 | Axial | 8826 | 8875 | 2025-01-27 | 2404 | 895 | VT0607 | 0.088 | 0.33 | C | 38.33 | 69.51 | 2025-04-02 | VerticalCompact-BCD_1x1 | 804 | 530 | 753 |  |  | 41.7 | 16 | 16 | 400 | AC motor | 50 | W | no | no | B | D | Aluminum | 2025-01-02 | 12 | 3 | yes | piece | 1
GCVC PD 063.2/12-52 | GCVC PD | 063.2/12-52 | 4251921 | finoox | GCVC 063.2D/1x2-2357-S-D/6/40/2.10/2400/EXS/1/015023 | 8785 | 2 | 1 | 2357 | Axial | 101.89 | 102256 | 301.1 | 22208 | 1040 | VT01441 | 3083 | 3 | E | 51.87 | 83.4 | 2025-04-25 | VerticalCompact-BCD_1x2 | 2484 | 606 | 1153 |  |  | 243 | 35 | 35 | 630 | AC motor | 50 | S | no | no | D | D | Epoxy coated aluminum | 2025-01-02 | 6 | 6 | yes | piece | 1
GCVC PD 050.2/12-24 | GCVC PD | 050.2/12-24 | 4249520 | finoox | GCVC 050.2C/1x2-2391-L-D/6/32/2.10/1800/AXS/1/015023 | 4158 | 2 | 1 | 2391 | Axial | 28998 | 29212 | 180.66 | 5035 | 520 | VT01437 | 0.209 | 0.18 | B | 23.71 | 55.1 | 2025-08-14 | VerticalCompact-BCD_1x2 | 1884 | 596 | 953 |  |  | 138.7 | 22 | 22 | 500 | AC motor | 60 | L | no | no | C | D | Aluminum | 2025-01-02 | 8 | 6 | yes | piece | 1
GCVC PD 045.2/13-50 | GCVC PD | 045.2/13-50 | 4243952 | finoox | GCVC 045.2B/1x3-2419-1-D/3/24/2.10/2160/AXS/1/015023 | 5234 | 3 | 1 | 2419 | Axial | 40888 | 40811 | 81.3 | 14797 | 1350 | VT03007U.1 | 1152 | 1965-01-01 | E | 49.59 | 80.96 | 2025-01-07 | VerticalCompact-BCD_1x3a | 2244 | 535 | 753 |  |  | 109.1 | 28 | 28 | 450 | EC motor | 5060 | 1 | no | no | B | D | Aluminum | 2025-01-02 | 6 | 3 | yes | piece | 1
GCVC PD 063.2/11-58 | GCVC PD | 063.2/11-58 | 4250992 | finoox | GCVC 063.2C/1x1-2549-2-D/3/32/2.10/900/EXS/1/015023 | 4881 | 1 | 1 | 2549 | Axial | 27523 | 2025-07-27 | 45.16 | 11826 | 1210 | VT03143U.1 | 1747 | 1986-02-01 | E | 58.05 | 89.32 | 2025-02-04 | VerticalCompact-BCD_1x1 | 984 | 611 | 953 |  |  | 83 | 22 | 22 | 630 | EC motor | 5060 | 2 | no | no | C | D | Epoxy coated aluminum | 2025-01-02 | 8 | 3 | yes | piece | 1
GCVC PD 063.2/11-60 | GCVC PD | 063.2/11-60 | 4251863 | finoox | GCVC 063.2D/1x1-2552-2-D/4/40/2.10/1200/AXS/1/015023 | 5430 | 1 | 1 | 2552 | Axial | 53272 | 53521 | 100.37 | 16261 | 1435 | VT03143U.1 | 2754 | 2025-03-04 | E | 60.26 | 91.62 | 2025-01-09 | VerticalCompact-BCD_1x1 | 1284 | 611 | 1153 |  |  | 113.4 | 28 | 28 | 630 | EC motor | 5060 | 2 | no | no | D | D | Aluminum | 2025-01-02 | 8 | 4 | yes | piece | 1
GCVC PD 080.2/21-31 | GCVC PD | 080.2/21-31 | 4248128 | finoox | GCVC 080.2D/2x1-2499-1-D/3/80/2.10/1200/AXS/1/015023 | 7321 | 1 | 2 | 2499 | Axial | 55515 | 55541 | 150.55 | 15675 | 465 | VT03062U.1 | 0.376 | 0.95 | B | 30.67 | 62.32 | 14 | VerticalCompact-BCD_2x1 | 1284 | 800 | 2161 |  |  | 175.5 | 28 | 28 | 800 | EC motor | 5060 | 1 | no | no | D | D | Aluminum | 2025-01-02 | 10 | 3 | yes | piece | 1
GCVC PD 080.2/21-17 | GCVC PD | 080.2/21-17 | 4248092 | finoox | GCVC 080.2D/2x1-2490-1-D/3/80/2.10/1200/AXS/1/015023 | 7317 | 1 | 2 | 2490 | Axial | 34149 | 34186 | 150.55 | 7883 | 245 | VT03062U.1 | 0.074 | 0.2 | A+ | 2025-06-17 | 48.72 | 2025-02-13 | VerticalCompact-BCD_2x1 | 1284 | 800 | 2161 |  |  | 174.1 | 22 | 22 | 800 | EC motor | 5060 | 1 | no | no | D | D | Aluminum | 2025-01-02 | 10 | 3 | yes | piece | 1
GCVC PD 080.2/13-54 | GCVC PD | 080.2/13-54 | 4253120 | finoox | GCVC 080.2D/1x3-2539-2-D/6/40/2.10/3600/AXS/1/015023 | 15596 | 3 | 1 | 2539 | Axial | 167908 | 168612 | 451.65 | 36994 | 850 | VT03059U.2 | 3677 | 2019-02-01 | D | 53.7 | 85.39 | 39.4 | VerticalCompact-BCD_1x3 | 3684 | 650 | 1153 |  |  | 347.4 | 54 | 54 | 800 | EC motor | 5060 | 2 | no | no | D | D | Aluminum | 2025-01-02 | 4 | 6 | yes | piece | 1
GCVC PD 050.2/22-44 | GCVC PD | 050.2/22-44 | 4245182 | finoox | GCVC 050.2C/2x2-2519-1-D/3/64/2.10/1800/AXS/1/015023 | 8516 | 2 | 2 | 2519 | Axial | 71622 | 71535 | 180.66 | 21866 | 1010 | VT03011U.1 | 0.964 | 2015-01-01 | C | 44.01 | 75.64 | 2025-09-16 | VerticalCompact-BCD_2x2 | 1884 | 800 | 1761 |  |  | 207.9 | 35 | 35 | 500 | EC motor | 5060 | 1 | no | no | C | D | Aluminum | 2025-01-02 | 8 | 3 | yes | piece | 1
GCVC PD 063.2/23-22 | GCVC PD | 063.2/23-22 | 4247851 | finoox | GCVC 063.2D/2x3-2501-1-D/4/80/2.10/3600/AXS/1/015023 | 19972 | 3 | 2 | 2501 | Axial | 96391 | 96625 | 602.19 | 18533 | 345 | VT03145U.1 | 0.174 | 0.15 | A+ | 22.17 | 54.13 | 50.2 | VerticalCompact-BCD_2x3 | 3684 | 800 | 2161 |  |  | 470.5 | 35 | 35 | 630 | EC motor | 5060 | 1 | no | no | D | D | Aluminum | 2025-01-02 | 6 | 4 | yes | piece | 1
GCVC PD 050.2/22-43 | GCVC PD | 050.2/22-43 | 4246127 | finoox | GCVC 050.2D/2x2-2518-1-D/4/80/2.10/2400/AXS/1/015023 | 10910 | 2 | 2 | 2518 | Axial | 98.71 | 99.75 | 401.46 | 21905 | 945 | VT03011U.1 | 0.761 | 1 | B | 43.01 | 74.82 | 34.8 | VerticalCompact-BCD_2x2 | 2484 | 800 | 2161 |  |  | 319.5 | 35 | 35 | 500 | EC motor | 5060 | 1 | no | no | D | D | Aluminum | 2025-01-02 | 8 | 4 | yes | piece | 1
GCVC PD 045.2/22-42 | GCVC PD | 045.2/22-42 | 4244544 | finoox | GCVC 045.2C/2x2-2526-1-D/4/64/2.10/1800/EXS/1/015023 | 8822 | 2 | 2 | 2526 | Axial | 63471 | 63573 | 240.88 | 14159 | 900 | VT03007U.1 | 0.491 | 0.58 | B | 42.47 | 74.1 | 2025-06-20 | VerticalCompact-BCD_2x2 | 1884 | 800 | 1761 |  |  | 217.4 | 28 | 28 | 450 | EC motor | 5060 | 1 | no | no | C | D | Epoxy coated aluminum | 2025-01-02 | 8 | 4 | yes | piece | 1
GCVC PD 050.2/22-36 | GCVC PD | 050.2/22-36 | 4245157 | finoox | GCVC 050.2C/2x2-2514-1-D/6/64/2.10/1800/EXS/1/015023 | 10906 | 2 | 2 | 2514 | Axial | 70703 | 70968 | 361.32 | 13169 | 695 | VT03011U.1 | 0.363 | 0.47 | A | 35.55 | 67.18 | 31.2 | VerticalCompact-BCD_2x2 | 1884 | 800 | 1761 |  |  | 260.8 | 35 | 35 | 500 | EC motor | 5060 | 1 | no | no | C | D | Epoxy coated aluminum | 2025-01-02 | 12 | 6 | yes | piece | 1
GCVC PD 045.2/11-42 | GCVC PD | 045.2/11-42 | 4248876 | finoox | GCVC 045.2C/1x1-2529-1-D/3/32/2.10/900/AXS/1/015023 | 2656 | 1 | 1 | 2529 | Axial | 16257 | 16332 | 45.16 | 4578 | 1125 | VT03007U.1 | 0.226 | 1 | D | 41.72 | 72.98 | 2025-09-03 | VerticalCompact-BCD_1x1 | 984 | 535 | 953 |  |  | 57.5 | 16 | 16 | 450 | EC motor | 5060 | 1 | no | no | C | D | Aluminum | 2025-01-02 | 8 | 3 | yes | piece | 1
GCVC PD 080.3/21-50 | GCVC PD | 080.3/21-50 | 6119446 | finoox | GCVC 080.3D/2x1-3481-D-D/3/80/2.10/1200/EXS/1/015023 | 7300 | 1 | 2 | 3481 | Axial | 83422 | 83628 | 150.55 | 32903 | 850 | VT01526 | 3425 | 2025-03-03 | E | 49.69 | 81.34 | 2025-04-15 | VerticalCompact-BCD_2x1 | 1284 | 800 | 2161 |  |  | 217.7 | 35 | 35 | 800 | AC motor | 50 | D | no | no | D | D | Epoxy coated aluminum | 2025-01-02 | 8 | 3 | yes | piece | 1
GCVC PD 080.3/13-53 | GCVC PD | 080.3/13-53 | 6099036 | finoox | GCVC 080.3D/1x3-3559-2-D/4/40/2.10/3600/AXS/1/015023 | 14763 | 3 | 1 | 3559 | Axial | 164643 | 163109 | 301.1 | 59878 | 1045 | VT01445U.3 | 7097 | 1965-03-01 | E | 52.99 | 84.67 | 2025-07-27 | VerticalCompact-BCD_1x3 | 3684 | 620 | 1153 |  |  | 332.1 | 54 | 54 | 800 | EC motor | 5060 | 2 | no | no | D | D | Aluminum | 2025-01-02 | 4 | 4 | yes | piece | 1
GCVC PD 050.2/22-36 | GCVC PD | 050.2/22-36 | 4245025 | finoox | GCVC 050.2C/2x2-2336-D-D/3/64/2.10/1800/EXS/1/015023 | 6593 | 2 | 2 | 2336 | Axial | 55329 | 55305 | 180.66 | 14846 | 660 | VT01437 | 0.5 | 0.33 | C | 36.18 | 67.81 | 2025-09-15 | VerticalCompact-BCD_2x2 | 1884 | 800 | 1761 |  |  | 216.6 | 28 | 28 | 500 | AC motor | 50 | D | no | no | C | D | Epoxy coated aluminum | 2025-01-02 | 8 | 3 | yes | piece | 1
GCVC PD 050.2/14-40 | GCVC PD | 050.2/14-40 | 4249937 | finoox | GCVC 050.2C/1x4-2354-W-D/4/32/2.10/3600/AXS/1/015023 | 6520 | 4 | 1 | 2354 | Axial | 77793 | 77912 | 240.88 | 18363 | 865 | VT03093U | 0.846 | 0.97 | C | 39.78 | 71.4 | 2025-02-20 | VerticalCompact-BCD_1x4 | 3684 | 569 | 953 |  |  | 235.1 | 35 | 35 | 500 | AC motor | 50 | W | no | no | C | D | Aluminum | 2025-01-02 | 4 | 4 | yes | piece | 1
GCVC PD 063.2/21-39 | GCVC PD | 063.2/21-39 | 4246501 | finoox | GCVC 063.2C/2x1-2414-1-D/6/64/2.10/900/EXS/1/015023 | 8197 | 1 | 2 | 2414 | Axial | 49.96 | 50346 | 180.66 | 10170 | 770 | VT03145U.1 | 0.496 | 2015-01-01 | C | 39.31 | 70.82 | 2025-03-16 | VerticalCompact-BCD_2x1 | 984 | 800 | 1761 |  |  | 147.1 | 28 | 28 | 630 | EC motor | 5060 | 1 | no | no | C | D | Epoxy coated aluminum | 2025-01-02 | 12 | 6 | yes | piece | 1
GCVC PD 063.2/22-27 | GCVC PD | 063.2/22-27 | 4247577 | finoox | GCVC 063.2D/2x2-2401-L-D/3/80/2.10/2400/EXS/1/015023 | 11139 | 2 | 2 | 2401 | Axial | 65619 | 65548 | 301.1 | 15529 | 340 | VT01442 | 0.341 | 0.16 | A | 26.99 | 58.8 | 2025-09-26 | VerticalCompact-BCD_2x2 | 2484 | 800 | 2161 |  |  | 307.7 | 35 | 35 | 630 | AC motor | 60 | L | no | no | D | D | Epoxy coated aluminum | 2025-01-02 | 8 | 3 | yes | piece | 1
GCVC PD 063.2/12-24 | GCVC PD | 063.2/12-24 | 4251985 | finoox | GCVC 063.2D/1x2-2401-L-D/3/40/2.10/2400/EXS/1/015023 | 5804 | 2 | 1 | 2401 | Axial | 32811 | 32775 | 150.55 | 7765 | 340 | VT01442 | 0.171 | 0.16 | A | 24.26 | 55.79 | 2025-04-12 | VerticalCompact-BCD_1x2 | 2484 | 598 | 1153 |  |  | 159.7 | 22 | 22 | 630 | AC motor | 60 | L | no | no | D | D | Epoxy coated aluminum | 2025-01-02 | 8 | 3 | yes | piece | 1
GCVC PD 050.2/23-49 | GCVC PD | 050.2/23-49 | 4246230 | finoox | GCVC 050.2D/2x3-2348-S-D/6/80/2.10/3600/AXS/1/015023 | 16372 | 3 | 2 | 2348 | Axial | 217276 | 217826 | 903.29 | 42525 | 1180 | VT03150U | 3107 | 0.9 | D | 48.85 | 80.81 | 78.2 | VerticalCompact-BCD_2x3 | 3684 | 800 | 2161 |  |  | 591.3 | 54 | 54 | 500 | AC motor | 50 | S | no | no | D | D | Aluminum | 2025-01-02 | 6 | 6 | yes | piece | 1
GCVC PD 063.2/11-30 | GCVC PD | 063.2/11-30 | 4251822 | finoox | GCVC 063.2D/1x1-2510-1-D/6/40/2.10/1200/AXS/1/015023 | 4957 | 1 | 1 | 2510 | Axial | 32128 | 32367 | 150.55 | 5915 | 695 | VT03145U.1 | 0.164 | 0.9 | A | 30.29 | 61.65 | 2025-07-12 | VerticalCompact-BCD_1x1 | 1284 | 615 | 1153 |  |  | 105 | 22 | 22 | 630 | EC motor | 5060 | 1 | no | no | D | D | Aluminum | 2025-01-02 | 10 | 6 | yes | piece | 1
GCVC PD 063.2/21-36 | GCVC PD | 063.2/21-36 | 4246569 | finoox | GCVC 063.2C/2x1-2511-1-D/4/64/2.10/900/AXS/1/015023 | 6993 | 1 | 2 | 2511 | Axial | 43875 | 44194 | 120.44 | 10992 | 730 | VT03145U.1 | 0.41 | 1 | C | 35.93 | 67.44 | 2025-04-11 | VerticalCompact-BCD_2x1 | 984 | 800 | 1761 |  |  | 129.4 | 28 | 28 | 630 | EC motor | 5060 | 1 | no | no | C | D | Aluminum | 2025-01-02 | 8 | 4 | yes | piece | 1
GCVC PD 050.2/23-41 | GCVC PD | 050.2/23-41 | 4245405 | finoox | GCVC 050.2C/2x3-2516-1-D/6/64/2.10/2700/EXS/1/015023 | 16466 | 3 | 2 | 2516 | Axial | 124203 | 125011 | 541.97 | 23588 | 820 | VT03011U.1 | 0.856 | 0.68 | B | 40.79 | 72.54 | 46.3 | VerticalCompact-BCD_2x3 | 2784 | 800 | 1761 |  |  | 380.6 | 42 | 42 | 500 | EC motor | 5060 | 1 | no | no | C | D | Epoxy coated aluminum | 2025-01-02 | 6 | 6 | yes | piece | 1
GCVC PD 080.2/11-51 | GCVC PD | 080.2/11-51 | 4252587 | finoox | GCVC 080.2D/1x1-2541-2-D/6/40/2.10/1200/EXS/1/015023 | 6503 | 1 | 1 | 2541 | Axial | 59562 | 59867 | 150.55 | 13936 | 950 | VT03059U.2 | 1705 | 1982-02-01 | E | 51.48 | 82.85 | 2025-01-13 | VerticalCompact-BCD_1x1 | 1284 | 650 | 1153 |  |  | 123 | 28 | 28 | 800 | EC motor | 5060 | 2 | no | no | D | D | Epoxy coated aluminum | 2025-01-02 | 10 | 6 | yes | piece | 1
GCVC PD 063.2/21-34 | GCVC PD | 063.2/21-34 | 4246549 | finoox | GCVC 063.2C/2x1-2507-1-D/6/64/2.10/900/EXS/1/015023 | 8113 | 1 | 2 | 2507 | Axial | 38989 | 39324 | 180.66 | 7415 | 580 | VT03145U.1 | 0.223 | 0.55 | B | 33.6 | 65.11 | 2025-06-15 | VerticalCompact-BCD_2x1 | 984 | 800 | 1761 |  |  | 146 | 22 | 22 | 630 | EC motor | 5060 | 1 | no | no | C | D | Epoxy coated aluminum | 2025-01-02 | 12 | 6 | yes | piece | 1
GCVC PD 080.2/23-32 | GCVC PD | 080.2/23-32 | 4248667 | finoox | GCVC 080.2D/2x3-2496-1-D/4/80/2.10/3600/EXS/1/015023 | 25263 | 3 | 2 | 2496 | Axial | 163066 | 163296 | 602.19 | 36633 | 390 | VT03062U.1 | 0.727 | 0.6 | A | 32.07 | 64.03 | 54.8 | VerticalCompact-BCD_2x3 | 3684 | 800 | 2161 |  |  | 513 | 54 | 54 | 800 | EC motor | 5060 | 1 | no | no | D | D | Epoxy coated aluminum | 2025-01-02 | 4 | 4 | yes | piece | 1
GCVC PD 063.2/22-62 | GCVC PD | 063.2/22-62 | 4246786 | finoox | GCVC 063.2C/2x2-2548-2-D/3/64/2.10/1800/EXS/1/015023 | 16273 | 2 | 2 | 2548 | Axial | 104374 | 104502 | 180.66 | 44148 | 1135 | VT03143U.1 | 1977-05-01 | 1937-02-01 | E | 62.36 | 93.99 | 17 | VerticalCompact-BCD_2x2 | 1884 | 800 | 1761 |  |  | 300.1 | 35 | 35 | 630 | EC motor | 5060 | 2 | no | no | C | D | Epoxy coated aluminum | 2025-01-02 | 6 | 3 | yes | piece | 1
GCVC PD 050.2/13-45 | GCVC PD | 050.2/13-45 | 4244382 | finoox | GCVC 050.2B/1x3-2521-1-D/3/24/2.10/2160/EXS/1/015023 | 5845 | 3 | 1 | 2521 | Axial | 40522 | 40.43 | 81.3 | 15606 | 1135 | VT03011U.1 | 1103 | 1965-01-01 | E | 45.38 | 76.77 | 2025-01-07 | VerticalCompact-BCD_1x3a | 2244 | 586 | 753 |  |  | 114.3 | 28 | 28 | 500 | EC motor | 5060 | 1 | no | no | B | D | Epoxy coated aluminum | 2025-01-02 | 6 | 3 | yes | piece | 1
GCVC PD 080.3/21-50 | GCVC PD | 080.3/21-50 | 6094127 | finoox | GCVC 080.3D/2x1-3481-D-D/4/80/2.10/1200/AXS/1/015023 | 7564 | 1 | 2 | 3481 | Axial | 100719 | 100795 | 200.73 | 30587 | 850 | VT01526 | 3434 | 2025-03-03 | E | 50.21 | 81.86 | 2025-09-20 | VerticalCompact-BCD_2x1 | 1284 | 800 | 2161 |  |  | 234.9 | 42 | 42 | 800 | AC motor | 50 | D | no | no | D | D | Aluminum | 2025-01-02 | 10 | 4 | yes | piece | 1
GCVC PD 080.2/23-58 | GCVC PD | 080.2/23-58 | 4248542 | finoox | GCVC 080.2D/2x3-1656-2-D/3/80/2.10/3600/AXS/1/015023 | 29887 | 3 | 2 | 1656 | Axial | 293663 | 289568 | 451.65 | 113819 | 1000 | VT03059U.2 | 12555 | 2025-02-03 | E | 58.24 | 90.2 | 46.5 | VerticalCompact-BCD_2x3 | 3684 | 800 | 2161 |  |  | 545.2 | 64 | 64 | 800 | EC motor | 5060 | 2 | no | no | D | D | Aluminum | 2025-01-02 | 2 | 3 | yes | piece | 1
GCVC PD 080.2/23-49 | GCVC PD | 080.2/23-49 | 4248590 | finoox | GCVC 080.2D/2x3-2449-2-D/3/80/2.10/3600/AXS/1/015023 | 25838 | 3 | 2 | 2449 | Axial | 221766 | 220933 | 451.65 | 82298 | 770 | VT03060U.1 | 5046 | 2025-05-01 | D | 48.7 | 80.66 | 43.1 | VerticalCompact-BCD_2x3 | 3684 | 800 | 2161 |  |  | 490.2 | 54 | 54 | 800 | EC motor | 5060 | 2 | no | no | D | D | Aluminum | 2025-01-02 | 4 | 3 | yes | piece | 1
GCVC PD 063.2/21-35 | GCVC PD | 063.2/21-35 | 4247347 | finoox | GCVC 063.2D/2x1-2414-1-D/4/80/2.10/1200/AXS/1/015023 | 8050 | 1 | 2 | 2414 | Axial | 61748 | 61933 | 200.73 | 14233 | 770 | VT03145U.1 | 0.417 | 2015-01-01 | B | 34.99 | 66.65 | 2025-01-18 | VerticalCompact-BCD_2x1 | 1284 | 800 | 2161 |  |  | 178.9 | 28 | 28 | 630 | EC motor | 5060 | 1 | no | no | D | D | Aluminum | 2025-01-02 | 10 | 4 | yes | piece | 1
GCVC PD 080.2/21-51 | GCVC PD | 080.2/21-51 | 4248168 | finoox | GCVC 080.2D/2x1-2540-2-D/3/80/2.10/1200/AXS/1/015023 | 9427 | 1 | 2 | 2540 | Axial | 86002 | 86278 | 150.55 | 32234 | 900 | VT03059U.2 | 2792 | 1952-02-01 | E | 50.61 | 82.26 | 2025-04-15 | VerticalCompact-BCD_2x1 | 1284 | 800 | 2161 |  |  | 200.1 | 35 | 35 | 800 | EC motor | 5060 | 2 | no | no | D | D | Aluminum | 2025-01-02 | 8 | 3 | yes | piece | 1
GCVC PD 063.2/13-44 | GCVC PD | 063.2/13-44 | 4251449 | finoox | GCVC 063.2C/1x3-2558-2-D/4/32/2.10/2700/AXS/1/015023 | 9290 | 3 | 1 | 2558 | Axial | 87735 | 88023 | 180.66 | 25198 | 950 | VT03144U.1 | 1762 | 1 | D | 43.91 | 75.43 | 2025-06-15 | VerticalCompact-BCD_1x3 | 2784 | 623 | 953 |  |  | 186.8 | 35 | 35 | 630 | EC motor | 5060 | 2 | no | no | C | D | Aluminum | 2025-01-02 | 4 | 4 | yes | piece | 1
GCVC PD 045.2/24-52 | GCVC PD | 045.2/24-52 | 4244746 | finoox | GCVC 045.2C/2x4-2530-1-D/6/64/2.10/3600/AXS/1/015023 | 17479 | 4 | 2 | 2530 | Axial | 180267 | 180626 | 722.63 | 35857 | 1200 | VT03007U.1 | 2237 | 2025-01-01 | C | 51.64 | 83.51 | 62.7 | VerticalCompact-BCD_2x4 | 3684 | 800 | 1761 |  |  | 486.1 | 54 | 54 | 450 | EC motor | 5060 | 1 | no | no | C | D | Aluminum | 2025-01-02 | 6 | 6 | yes | piece | 1
GCVC PD 045.2/13-48 | GCVC PD | 045.2/13-48 | 4249063 | finoox | GCVC 045.2C/1x3-2530-1-D/4/32/2.10/2700/AXS/1/015023 | 6373 | 3 | 1 | 2530 | Axial | 58584 | 58607 | 180.66 | 14300 | 1200 | VT03007U.1 | 0.826 | 2025-01-01 | D | 47.6 | 79.1 | 15 | VerticalCompact-BCD_1x3 | 2784 | 535 | 953 |  |  | 165.8 | 28 | 28 | 450 | EC motor | 5060 | 1 | no | no | C | D | Aluminum | 2025-01-02 | 6 | 4 | yes | piece | 1
GCVC PD 080.2/22-34 | GCVC PD | 080.2/22-34 | 4248403 | finoox | GCVC 080.2D/2x2-2499-1-D/4/80/2.10/2400/AXS/1/015023 | 16537 | 2 | 2 | 2499 | Axial | 125895 | 126063 | 401.46 | 29405 | 465 | VT03062U.1 | 0.779 | 0.95 | B | 34.04 | 65.85 | 36.3 | VerticalCompact-BCD_2x2 | 2484 | 800 | 2161 |  |  | 348.5 | 42 | 42 | 800 | EC motor | 5060 | 1 | no | no | D | D | Aluminum | 2025-01-02 | 6 | 4 | yes | piece | 1
GCVC PD 050.2/24-42 | GCVC PD | 050.2/24-42 | 4245640 | finoox | GCVC 050.2C/2x4-2516-1-D/4/64/2.10/3600/EXS/1/015023 | 18406 | 4 | 2 | 2516 | Axial | 144839 | 144898 | 481.75 | 34027 | 820 | VT03011U.1 | 2025-01-01 | 0.68 | B | 42.03 | 73.89 | 41.4 | VerticalCompact-BCD_2x4 | 3684 | 800 | 1761 |  |  | 424.1 | 42 | 42 | 500 | EC motor | 5060 | 1 | no | no | C | D | Epoxy coated aluminum | 2025-01-02 | 4 | 4 | yes | piece | 1
GCVC PD 050.2/13-47 | GCVC PD | 050.2/13-47 | 4250802 | finoox | GCVC 050.2D/1x3-2522-1-D/4/40/2.10/3600/EXS/1/015023 | 8935 | 3 | 1 | 2522 | Axial | 89551 | 89531 | 301.1 | 20906 | 1200 | VT03011U.1 | 1123 | 2025-09-01 | C | 47.07 | 78.75 | 2025-02-25 | VerticalCompact-BCD_1x3 | 3684 | 586 | 1153 |  |  | 244.6 | 35 | 35 | 500 | EC motor | 5060 | 1 | no | no | D | D | Epoxy coated aluminum | 2025-01-02 | 4 | 4 | yes | piece | 1
GCVC PD 063.2/13-27 | GCVC PD | 063.2/13-27 | 4251339 | finoox | GCVC 063.2C/1x3-2502-1-D/6/32/2.10/2700/EXS/1/015023 | 9947 | 3 | 1 | 2502 | Axial | 41815 | 41122 | 270.99 | 7116 | 385 | VT03145U.1 | 0.122 | 0.2 | A+ | 27.33 | 58.84 | 2025-07-21 | VerticalCompact-BCD_1x3 | 2784 | 615 | 953 |  |  | 199 | 22 | 22 | 630 | EC motor | 5060 | 1 | no | no | C | D | Epoxy coated aluminum | 2025-01-02 | 8 | 6 | yes | piece | 1
GCVC PD 063.2/24-29 | GCVC PD | 063.2/24-29 | 4247138 | finoox | GCVC 063.2C/2x4-2503-1-D/3/64/2.10/3600/AXS/1/015023 | 20245 | 4 | 2 | 2503 | Axial | 104066 | 104083 | 361.32 | 26130 | 425 | VT03145U.1 | 0.381 | 0.25 | A+ | 29.32 | 61.19 | 32 | VerticalCompact-BCD_2x4 | 3684 | 800 | 1761 |  |  | 396.4 | 42 | 42 | 630 | EC motor | 5060 | 1 | no | no | C | D | Aluminum | 2025-01-02 | 4 | 3 | yes | piece | 1
GCVC PD 050.2/12-31 | GCVC PD | 050.2/12-31 | 4249559 | finoox | GCVC 050.2C/1x2-2513-1-D/6/32/2.10/1800/EXS/1/015023 | 5504 | 2 | 1 | 2513 | Axial | 33079 | 33266 | 180.66 | 5951 | 630 | VT03011U.1 | 0.142 | 0.37 | A | 30.72 | 62.11 | 2025-08-14 | VerticalCompact-BCD_1x2 | 1884 | 586 | 953 |  |  | 133.9 | 22 | 22 | 500 | EC motor | 5060 | 1 | no | no | C | D | Epoxy coated aluminum | 2025-01-02 | 8 | 6 | yes | piece | 1
GCVC PD 080.3/23-54 | GCVC PD | 080.3/23-54 | 6075667 | finoox | GCVC 080.3D/2x3-3562-2-D/3/80/2.10/3600/AXS/1/015023 | 31509 | 3 | 2 | 3562 | Axial | 228401 | 227226 | 451.65 | 87729 | 800 | VT01445U.3 | 6394 | 1985-01-01 | E | 54.15 | 86.11 | 43.1 | VerticalCompact-BCD_2x3 | 3684 | 800 | 2161 |  |  | 595.8 | 54 | 54 | 800 | EC motor | 5060 | 2 | no | no | D | D | Aluminum | 2025-01-02 | 4 | 3 | yes | piece | 1
GCVC PD 050.2/11-34 | GCVC PD | 050.2/11-34 | 4244032 | finoox | GCVC 050.2B/1x1-2354-W-D/3/24/2.10/720/EXS/1/015023 | 1885 | 1 | 1 | 2354 | Axial | 11565 | 11648 | 2025-01-27 | 3839 | 865 | VT03093U | 0.222 | 0.97 | D | 33.5 | 64.68 | 2025-04-02 | VerticalCompact-BCD_1x1 | 804 | 569 | 753 |  |  | 47.2 | 16 | 16 | 500 | AC motor | 50 | W | no | no | B | D | Epoxy coated aluminum | 2025-01-02 | 8 | 3 | yes | piece | 1
GCVC PD 050.2/13-45 | GCVC PD | 050.2/13-45 | 4249725 | finoox | GCVC 050.2C/1x3-2386-K-D/4/32/2.10/2700/AXS/1/015023 | 5262 | 3 | 1 | 2386 | Axial | 64283 | 64279 | 180.66 | 16706 | 910 | VT01435 | 1247 | 0.92 | D | 44.69 | 76.2 | 2025-06-15 | VerticalCompact-BCD_1x3 | 2784 | 596 | 953 |  |  | 186.4 | 35 | 35 | 500 | AC motor | 60 | K | no | no | C | D | Aluminum | 2025-01-02 | 6 | 4 | yes | piece | 1
GCVC PD 050.2/22-44 | GCVC PD | 050.2/22-44 | 4246022 | finoox | GCVC 050.2D/2x2-2384-I-D/4/80/2.10/2400/EXS/1/015023 | 9381 | 2 | 2 | 2384 | Axial | 100595 | 100596 | 401.46 | 22737 | 790 | VT01435 | 1418 | 0.88 | D | 44.49 | 76.3 | 34.8 | VerticalCompact-BCD_2x2 | 2484 | 800 | 2161 |  |  | 339.5 | 35 | 35 | 500 | AC motor | 60 | I | no | no | D | D | Epoxy coated aluminum | 2025-01-02 | 8 | 4 | yes | piece | 1
GCVC PD 050.2/14-23 | GCVC PD | 050.2/14-23 | 4249980 | finoox | GCVC 050.2C/1x4-2389-J-D/6/32/2.10/3600/AXS/1/015023 | 7737 | 4 | 1 | 2389 | Axial | 49671 | 50.01 | 361.32 | 8421 | 450 | VT01437 | 0.33 | 0.17 | B | 22.68 | 54.3 | 29 | VerticalCompact-BCD_1x4 | 3684 | 596 | 953 |  |  | 266.4 | 28 | 28 | 500 | AC motor | 60 | J | no | no | C | D | Aluminum | 2025-01-02 | 6 | 6 | yes | piece | 1
GCVC PD 045.2/13-53 | GCVC PD | 045.2/13-53 | 4249009 | finoox | GCVC 045.2C/1x3-2409-1-D/4/32/2.10/2700/AXS/1/015023 | 6391 | 3 | 1 | 2409 | Axial | 66885 | 66863 | 180.66 | 17931 | 1500 | VT03007U.1 | 1567 | 2025-02-02 | D | 52.65 | 84.15 | 2025-06-15 | VerticalCompact-BCD_1x3 | 2784 | 535 | 953 |  |  | 166.4 | 35 | 35 | 450 | EC motor | 5060 | 1 | no | no | C | D | Aluminum | 2025-01-02 | 6 | 4 | yes | piece | 1
GCVC PD 050.2/22-40 | GCVC PD | 050.2/22-40 | 4245066 | finoox | GCVC 050.2C/2x2-2355-X-D/4/64/2.10/1800/EXS/1/015023 | 7194 | 2 | 2 | 2355 | Axial | 77125 | 77.19 | 240.88 | 18809 | 810 | VT03093U | 1166 | 2025-03-01 | D | 40.35 | 71.98 | 2025-07-21 | VerticalCompact-BCD_2x2 | 1884 | 800 | 1761 |  |  | 237.8 | 35 | 35 | 500 | AC motor | 60 | X | no | no | C | D | Epoxy coated aluminum | 2025-01-02 | 8 | 4 | yes | piece | 1
GCVC PD 050.2/23-58 | GCVC PD | 050.2/23-58 | 4245368 | finoox | GCVC 050.2C/2x3-2420-2-D/4/64/2.10/2700/EXS/1/015023 | 17839 | 3 | 2 | 2420 | Axial | 175195 | 175586 | 361.32 | 53376 | 1600 | VT03013U.1 | 5628 | 1965-01-01 | E | 57.98 | 89.72 | 34.7 | VerticalCompact-BCD_2x3 | 2784 | 800 | 1761 |  |  | 360.2 | 54 | 54 | 500 | EC motor | 5060 | 2 | no | no | C | D | Epoxy coated aluminum | 2025-01-02 | 4 | 4 | yes | piece | 1
GCVC PD 050.2/13-51 | GCVC PD | 050.2/13-51 | 4250634 | finoox | GCVC 050.2D/1x3-2347-D-D/4/40/2.10/3600/EXS/1/015023 | 7315 | 3 | 1 | 2347 | Axial | 101043 | 101153 | 301.1 | 25200 | 1390 | VT03150U | 1937 | 1941-01-01 | D | 50.72 | 82.39 | 2025-02-25 | VerticalCompact-BCD_1x3 | 3684 | 569 | 1153 |  |  | 258.4 | 35 | 35 | 500 | AC motor | 50 | D | no | no | D | D | Epoxy coated aluminum | 2025-01-02 | 4 | 4 | yes | piece | 1
GCVC PD 080.2/11-35 | GCVC PD | 080.2/11-35 | 4252489 | finoox | GCVC 080.2D/1x1-2487-1-D/3/40/2.10/1200/EXS/1/015023 | 4634 | 1 | 1 | 2487 | Axial | 31943 | 31935 | 75.27 | 10362 | 600 | VT03061U.1 | 0.398 | 1985-01-01 | C | 34.55 | 65.92 | 2025-06-06 | VerticalCompact-BCD_1x1 | 1284 | 608 | 1153 |  |  | 89.4 | 22 | 22 | 800 | EC motor | 5060 | 1 | no | no | D | D | Epoxy coated aluminum | 2025-01-02 | 10 | 3 | yes | piece | 1
GCVC PD 063.2/23-38 | GCVC PD | 063.2/23-38 | 4246974 | finoox | GCVC 063.2C/2x3-2510-1-D/3/64/2.10/2700/AXS/1/015023 | 15745 | 3 | 2 | 2510 | Axial | 112276 | 112427 | 270.99 | 33244 | 695 | VT03145U.1 | 1023 | 0.9 | C | 38.38 | 70.13 | 2025-01-25 | VerticalCompact-BCD_2x3 | 2784 | 800 | 1761 |  |  | 306.7 | 42 | 42 | 630 | EC motor | 5060 | 1 | no | no | C | D | Aluminum | 2025-01-02 | 4 | 3 | yes | piece | 1
GCVC PD 080.2/13-33 | GCVC PD | 080.2/13-33 | 4253004 | finoox | GCVC 080.2D/1x3-2482-1-D/3/40/2.10/3600/AXS/1/015023 | 10489 | 3 | 1 | 2482 | Axial | 79.91 | 79877 | 225.82 | 22434 | 440 | VT03061U.1 | 0.502 | 0.75 | B | 32.59 | 64.27 | 2025-03-19 | VerticalCompact-BCD_1x3 | 3684 | 608 | 1153 |  |  | 244.3 | 35 | 35 | 800 | EC motor | 5060 | 1 | no | no | D | D | Aluminum | 2025-01-02 | 4 | 3 | yes | piece | 1
GCVC PD 045.2/14-49 | GCVC PD | 045.2/14-49 | 4249155 | finoox | GCVC 045.2C/1x4-2530-1-D/3/32/2.10/3600/EXS/1/015023 | 8031 | 4 | 1 | 2530 | Axial | 65655 | 65594 | 180.66 | 19567 | 1200 | VT03007U.1 | 1089 | 2025-01-01 | D | 48.79 | 80.41 | 2025-05-15 | VerticalCompact-BCD_1x4 | 3684 | 535 | 953 |  |  | 199.7 | 35 | 35 | 450 | EC motor | 5060 | 1 | no | no | C | D | Epoxy coated aluminum | 2025-01-02 | 4 | 3 | yes | piece | 1
GCVC PD 080.2/11-14 | GCVC PD | 080.2/11-14 | 4252500 | finoox | GCVC 080.2D/1x1-2490-1-D/3/40/2.10/1200/AXS/1/015023 | 4228 | 1 | 1 | 2490 | Axial | 17073 | 17091 | 75.27 | 3941 | 245 | VT03062U.1 | 0.037 | 0.2 | A+ | 14.34 | 45.71 | 2025-03-06 | VerticalCompact-BCD_1x1 | 1284 | 608 | 1153 |  |  | 88 | 16 | 16 | 800 | EC motor | 5060 | 1 | no | no | D | D | Aluminum | 2025-01-02 | 10 | 3 | yes | piece | 1
GCVC PD 063.2/21-38 | GCVC PD | 063.2/21-38 | 4246611 | finoox | GCVC 063.2C/2x1-2555-2-D/4/64/2.10/900/AXS/1/015023 | 7600 | 1 | 2 | 2555 | Axial | 51681 | 52062 | 120.44 | 13980 | 800 | VT03144U.1 | 0.715 | 0.69 | D | 38.47 | 69.98 | 2025-04-11 | VerticalCompact-BCD_2x1 | 984 | 800 | 1761 |  |  | 137.8 | 28 | 28 | 630 | EC motor | 5060 | 2 | no | no | C | D | Aluminum | 2025-01-02 | 8 | 4 | yes | piece | 1
GCVC PD 050.2/24-61 | GCVC PD | 050.2/24-61 | 4245702 | finoox | GCVC 050.2C/2x4-2563-2-D/3/64/2.10/3600/AXS/1/015023 | 20825 | 4 | 2 | 2563 | Axial | 187035 | 186362 | 361.32 | 73967 | 1680 | VT03013U.1 | 1935-08-01 | 1975-01-01 | E | 60.72 | 92.58 | 34.6 | VerticalCompact-BCD_2x4 | 3684 | 800 | 1761 |  |  | 431 | 54 | 54 | 500 | EC motor | 5060 | 2 | no | no | C | D | Aluminum | 2025-01-02 | 4 | 3 | yes | piece | 1
GCVC PD 050.2/12-38 | GCVC PD | 050.2/12-38 | 4249583 | finoox | GCVC 050.2C/1x2-2517-1-D/6/32/2.10/1800/EXS/1/015023 | 5542 | 2 | 1 | 2517 | Axial | 44159 | 44403 | 180.66 | 8507 | 880 | VT03011U.1 | 0.351 | 0.84 | B | 37.98 | 69.37 | 2025-01-15 | VerticalCompact-BCD_1x2 | 1884 | 586 | 953 |  |  | 134.5 | 28 | 28 | 500 | EC motor | 5060 | 1 | no | no | C | D | Epoxy coated aluminum | 2025-01-02 | 8 | 6 | yes | piece | 1
GCVC PD 050.2/22-44 | GCVC PD | 050.2/22-44 | 4246137 | finoox | GCVC 050.2D/2x2-2519-1-D/6/80/2.10/2400/EXS/1/015023 | 14024 | 2 | 2 | 2519 | Axial | 121945 | 122467 | 602.19 | 22579 | 1010 | VT03011U.1 | 0.942 | 2015-01-01 | B | 44.08 | 75.89 | 52 | VerticalCompact-BCD_2x2 | 2484 | 800 | 2161 |  |  | 382.6 | 42 | 42 | 500 | EC motor | 5060 | 1 | no | no | D | D | Epoxy coated aluminum | 2025-01-02 | 8 | 6 | yes | piece | 1
GCVC PD 063.2/14-66 | GCVC PD | 063.2/14-66 | 4251615 | finoox | GCVC 063.2C/1x4-2550-2-D/4/32/2.10/3600/EXS/1/015023 | 15654 | 4 | 1 | 2550 | Axial | 126276 | 125406 | 240.88 | 47251 | 1285 | VT03143U.1 | 8458 | 2026-03-01 | E | 65.68 | 97.3 | 2025-08-20 | VerticalCompact-BCD_1x4 | 3684 | 611 | 953 |  |  | 317.2 | 42 | 42 | 630 | EC motor | 5060 | 2 | no | no | C | D | Epoxy coated aluminum | 2025-01-02 | 4 | 4 | yes | piece | 1
GCVC PD 063.2/21-40 | GCVC PD | 063.2/21-40 | 4247480 | finoox | GCVC 063.2D/2x1-2556-2-D/6/80/2.10/1200/AXS/1/015023 | 10019 | 1 | 2 | 2556 | Axial | 84508 | 85078 | 301.1 | 16651 | 850 | VT03144U.1 | 0.789 | 0.77 | C | 40.05 | 71.7 | 2025-04-27 | VerticalCompact-BCD_2x1 | 1284 | 800 | 2161 |  |  | 219.7 | 35 | 35 | 630 | EC motor | 5060 | 2 | no | no | D | D | Aluminum | 2025-01-02 | 10 | 6 | yes | piece | 1
GCVC PD 050.2/21-52 | GCVC PD | 050.2/21-52 | 4244987 | finoox | GCVC 050.2C/2x1-2561-2-D/6/64/2.10/900/EXS/1/015023 | 7453 | 1 | 2 | 2561 | Axial | 65712 | 66268 | 180.66 | 14882 | 1505 | VT03013U.1 | 1583 | 1938-01-01 | D | 52.32 | 83.83 | 2025-03-16 | VerticalCompact-BCD_2x1 | 984 | 800 | 1761 |  |  | 154.5 | 28 | 28 | 500 | EC motor | 5060 | 2 | no | no | C | D | Epoxy coated aluminum | 2025-01-02 | 8 | 6 | yes | piece | 1
GCVC PD 080.2/12-28 | GCVC PD | 080.2/12-28 | 4252801 | finoox | GCVC 080.2D/1x2-2496-1-D/4/40/2.10/2400/EXS/1/015023 | 7854 | 2 | 1 | 2496 | Axial | 52753 | 52672 | 200.73 | 12211 | 390 | VT03062U.1 | 0.242 | 0.6 | A | 27.73 | 59.26 | 2025-08-16 | VerticalCompact-BCD_1x2 | 2484 | 608 | 1153 |  |  | 179.4 | 28 | 28 | 800 | EC motor | 5060 | 1 | no | no | D | D | Epoxy coated aluminum | 2025-01-02 | 8 | 4 | yes | piece | 1
GCVC PD 080.2/13-44 | GCVC PD | 080.2/13-44 | 4253149 | finoox | GCVC 080.2D/1x3-2545-2-D/4/40/2.10/3600/AXS/1/015023 | 12296 | 3 | 1 | 2545 | Axial | 125259 | 125222 | 301.1 | 34589 | 695 | VT03060U.1 | 1917 | 2015-01-01 | D | 44.42 | 76.1 | 26 | VerticalCompact-BCD_1x3 | 3684 | 613 | 1153 |  |  | 276.1 | 42 | 42 | 800 | EC motor | 5060 | 2 | no | no | D | D | Aluminum | 2025-01-02 | 4 | 4 | yes | piece | 1
GCVC PD 063.2/21-29 | GCVC PD | 063.2/21-29 | 4246437 | finoox | GCVC 063.2C/2x1-2358-D-D/4/64/2.10/900/AXS/1/015023 | 5639 | 1 | 2 | 2358 | Axial | 31309 | 31454 | 120.44 | 6911 | 430 | VT01442 | 0.241 | 0.32 | B | 28.88 | 60.39 | 2025-07-10 | VerticalCompact-BCD_2x1 | 984 | 800 | 1761 |  |  | 135 | 22 | 22 | 630 | AC motor | 50 | D | no | no | C | D | Aluminum | 2025-01-02 | 12 | 4 | yes | piece | 1
GCVC PD 063.2/22-32 | GCVC PD | 063.2/22-32 | 4246643 | finoox | GCVC 063.2C/2x2-2358-D-D/4/64/2.10/1800/AXS/1/015023 | 9335 | 2 | 2 | 2358 | Axial | 63486 | 63622 | 240.88 | 13822 | 430 | VT01442 | 0.483 | 0.32 | B | 31.77 | 63.4 | 2025-07-21 | VerticalCompact-BCD_2x2 | 1884 | 800 | 1761 |  |  | 242.3 | 35 | 35 | 630 | AC motor | 50 | D | no | no | C | D | Aluminum | 2025-01-02 | 8 | 4 | yes | piece | 1
GCVC PD 050.2/11-27 | GCVC PD | 050.2/11-27 | 4250195 | finoox | GCVC 050.2D/1x1-2385-J-D/3/40/2.10/1200/EXS/1/015023 | 2660 | 1 | 1 | 2385 | Axial | 14187 | 14214 | 75.27 | 3164 | 430 | VT01435 | 0.132 | 0.32 | C | 26.62 | 57.98 | 2025-03-06 | VerticalCompact-BCD_1x1 | 1284 | 596 | 1153 |  |  | 86.5 | 16 | 16 | 500 | AC motor | 60 | J | no | no | D | D | Epoxy coated aluminum | 2025-01-02 | 10 | 3 | yes | piece | 1
GCVC PD 050.2/14-40 | GCVC PD | 050.2/14-40 | 4249940 | finoox | GCVC 050.2C/1x4-2354-W-D/4/32/2.10/3600/EXS/1/015023 | 6951 | 4 | 1 | 2354 | Axial | 76135 | 76203 | 240.88 | 18363 | 865 | VT03093U | 0.846 | 0.97 | C | 39.78 | 71.4 | 2025-02-20 | VerticalCompact-BCD_1x4 | 3684 | 569 | 953 |  |  | 235.1 | 35 | 35 | 500 | AC motor | 50 | W | no | no | C | D | Epoxy coated aluminum | 2025-01-02 | 4 | 4 | yes | piece | 1
GCVC PD 050.2/12-35 | GCVC PD | 050.2/12-35 | 4250450 | finoox | GCVC 050.2D/1x2-2388-I-D/3/40/2.10/2400/AXS/1/015023 | 4064 | 2 | 1 | 2388 | Axial | 37175 | 37.12 | 150.55 | 9108 | 710 | VT01437 | 0.303 | 0.34 | B | 34.87 | 66.39 | 2025-04-12 | VerticalCompact-BCD_1x2 | 2484 | 596 | 1153 |  |  | 155.9 | 22 | 22 | 500 | AC motor | 60 | I | no | no | D | D | Aluminum | 2025-01-02 | 8 | 3 | yes | piece | 1
GCVC PD 050.2/21-35 | GCVC PD | 050.2/21-35 | 4245806 | finoox | GCVC 050.2D/2x1-2388-I-D/4/80/2.10/1200/EXS/1/015023 | 5501 | 1 | 2 | 2388 | Axial | 42725 | 42927 | 200.73 | 8935 | 710 | VT01437 | 0.306 | 0.34 | B | 34.56 | 66.21 | 2025-01-18 | VerticalCompact-BCD_2x1 | 1284 | 800 | 2161 |  |  | 181.8 | 28 | 28 | 500 | AC motor | 60 | I | no | no | D | D | Epoxy coated aluminum | 2025-01-02 | 10 | 4 | yes | piece | 1
GCVC PD 050.2/13-35 | GCVC PD | 050.2/13-35 | 4249739 | finoox | GCVC 050.2C/1x3-2388-I-D/3/32/2.10/2700/EXS/1/015023 | 5062 | 3 | 1 | 2388 | Axial | 43598 | 43628 | 135.49 | 12338 | 710 | VT01437 | 0.474 | 0.34 | C | 35.47 | 66.98 | 2025-05-11 | VerticalCompact-BCD_1x3 | 2784 | 596 | 953 |  |  | 165.2 | 28 | 28 | 500 | AC motor | 60 | I | no | no | C | D | Epoxy coated aluminum | 2025-01-02 | 6 | 3 | yes | piece | 1
GCVC PD 050.2/13-26 | GCVC PD | 050.2/13-26 | 4249754 | finoox | GCVC 050.2C/1x3-2391-L-D/3/32/2.10/2700/AXS/1/015023 | 4804 | 3 | 1 | 2391 | Axial | 36101 | 36067 | 135.49 | 8880 | 520 | VT01437 | 0.308 | 0.18 | B | 26.24 | 57.75 | 2025-01-11 | VerticalCompact-BCD_1x3 | 2784 | 596 | 953 |  |  | 164.6 | 22 | 22 | 500 | AC motor | 60 | L | no | no | C | D | Aluminum | 2025-01-02 | 6 | 3 | yes | piece | 1
GCVC PD 063.2/11-26 | GCVC PD | 063.2/11-26 | 4250949 | finoox | GCVC 063.2C/1x1-2506-1-D/3/32/2.10/900/EXS/1/015023 | 3790 | 1 | 1 | 2506 | Axial | 15019 | 15077 | 45.16 | 4232 | 540 | VT03145U.1 | 0.087 | 0.45 | B | 25.86 | 57.13 | 2025-09-03 | VerticalCompact-BCD_1x1 | 984 | 615 | 953 |  |  | 60.1 | 16 | 16 | 630 | EC motor | 5060 | 1 | no | no | C | D | Epoxy coated aluminum | 2025-01-02 | 8 | 3 | yes | piece | 1
GCVC PD 080.2/22-40 | GCVC PD | 080.2/22-40 | 4248336 | finoox | GCVC 080.2D/2x2-2484-1-D/6/80/2.10/2400/AXS/1/015023 | 20318 | 2 | 2 | 2484 | Axial | 146263 | 146871 | 602.19 | 28125 | 505 | VT03061U.1 | 1042 | 2015-01-01 | B | 39.86 | 71.66 | 52 | VerticalCompact-BCD_2x2 | 2484 | 800 | 2161 |  |  | 411.3 | 42 | 42 | 800 | EC motor | 5060 | 1 | no | no | D | D | Aluminum | 2025-01-02 | 8 | 6 | yes | piece | 1
GCVC PD 050.2/14-39 | GCVC PD | 050.2/14-39 | 4250047 | finoox | GCVC 050.2C/1x4-2516-1-D/3/32/2.10/3600/EXS/1/015023 | 8614 | 4 | 1 | 2516 | Axial | 61761 | 61.7 | 180.66 | 17632 | 820 | VT03011U.1 | 0.538 | 0.68 | B | 39.45 | 71.07 | 2025-09-14 | VerticalCompact-BCD_1x4 | 3684 | 586 | 953 |  |  | 204.9 | 28 | 28 | 500 | EC motor | 5060 | 1 | no | no | C | D | Epoxy coated aluminum | 2025-01-02 | 4 | 3 | yes | piece | 1
GCVC PD 045.2/13-39 | GCVC PD | 045.2/13-39 | 4243963 | finoox | GCVC 045.2B/1x3-2524-1-D/4/24/2.10/2160/EXS/1/015023 | 5687 | 3 | 1 | 2524 | Axial | 30626 | 30659 | 108.39 | 7201 | 750 | VT03007U.1 | 0.228 | 0.37 | B | 38.95 | 70.33 | 2025-09-08 | VerticalCompact-BCD_1x3a | 2244 | 535 | 753 |  |  | 117.7 | 22 | 22 | 450 | EC motor | 5060 | 1 | no | no | B | D | Epoxy coated aluminum | 2025-01-02 | 8 | 4 | yes | piece | 1
GCVC PD 063.2/22-43 | GCVC PD | 063.2/22-43 | 4246821 | finoox | GCVC 063.2C/2x2-2555-2-D/6/64/2.10/1800/EXS/1/015023 | 15406 | 2 | 2 | 2555 | Axial | 116302 | 116729 | 361.32 | 24786 | 800 | VT03144U.1 | 1518 | 0.69 | C | 43.04 | 74.67 | 32.4 | VerticalCompact-BCD_2x2 | 1884 | 800 | 1761 |  |  | 283.1 | 42 | 42 | 630 | EC motor | 5060 | 2 | no | no | C | D | Epoxy coated aluminum | 2025-01-02 | 8 | 6 | yes | piece | 1
GCVC PD 050.2/11-38 | GCVC PD | 050.2/11-38 | 4249354 | finoox | GCVC 050.2C/1x1-2519-1-D/3/32/2.10/900/AXS/1/015023 | 2639 | 1 | 1 | 2519 | Axial | 18.31 | 18411 | 45.16 | 5466 | 1010 | VT03011U.1 | 0.241 | 2015-01-01 | C | 38.35 | 69.61 | 2025-09-03 | VerticalCompact-BCD_1x1 | 984 | 586 | 953 |  |  | 59.3 | 16 | 16 | 500 | EC motor | 5060 | 1 | no | no | C | D | Aluminum | 2025-01-02 | 8 | 3 | yes | piece | 1
GCVC PD 063.2/13-22 | GCVC PD | 063.2/13-22 | 4252266 | finoox | GCVC 063.2D/1x3-2502-1-D/6/40/2.10/3600/AXS/1/015023 | 11662 | 3 | 1 | 2502 | Axial | 56701 | 57179 | 451.65 | 9509 | 385 | VT03145U.1 | 0.112 | 0.2 | A+ | 22.32 | 54.01 | 36.2 | VerticalCompact-BCD_1x3 | 3684 | 615 | 1153 |  |  | 290.1 | 28 | 28 | 630 | EC motor | 5060 | 1 | no | no | D | D | Aluminum | 2025-01-02 | 6 | 6 | yes | piece | 1
GCVC PD 063.2/23-27 | GCVC PD | 063.2/23-27 | 4246930 | finoox | GCVC 063.2C/2x3-2502-1-D/4/64/2.10/2700/EXS/1/015023 | 17432 | 3 | 2 | 2502 | Axial | 76698 | 76698 | 361.32 | 16443 | 385 | VT03145U.1 | 0.236 | 0.2 | A+ | 27.43 | 59.18 | 2025-09-30 | VerticalCompact-BCD_2x3 | 2784 | 800 | 1761 |  |  | 330.6 | 35 | 35 | 630 | EC motor | 5060 | 1 | no | no | C | D | Epoxy coated aluminum | 2025-01-02 | 8 | 4 | yes | piece | 1
GCVC PD 063.2/14-27 | GCVC PD | 063.2/14-27 | 4251549 | finoox | GCVC 063.2C/1x4-2503-1-D/3/32/2.10/3600/EXS/1/015023 | 10496 | 4 | 1 | 2503 | Axial | 51007 | 50958 | 180.66 | 13065 | 425 | VT03145U.1 | 0.191 | 0.25 | A+ | 26.55 | 58.17 | 2025-09-14 | VerticalCompact-BCD_1x4 | 3684 | 615 | 953 |  |  | 209.4 | 28 | 28 | 630 | EC motor | 5060 | 1 | no | no | C | D | Epoxy coated aluminum | 2025-01-02 | 4 | 3 | yes | piece | 1
GCVC PD 080.2/12-48 | GCVC PD | 080.2/12-48 | 4252828 | finoox | GCVC 080.2D/1x2-2536-2-D/6/40/2.10/2400/AXS/1/015023 | 10768 | 2 | 1 | 2536 | Axial | 96741 | 97173 | 301.1 | 19914 | 700 | VT03059U.2 | 1382 | 2025-04-01 | D | 48.2 | 79.73 | 2025-04-25 | VerticalCompact-BCD_1x2 | 2484 | 650 | 1153 |  |  | 232.4 | 35 | 35 | 800 | EC motor | 5060 | 2 | no | no | D | D | Aluminum | 2025-01-02 | 6 | 6 | yes | piece | 1
GCVC PD 050.2/11-41 | GCVC PD | 050.2/11-41 | 4244110 | finoox | GCVC 050.2B/1x1-2521-1-D/3/24/2.10/720/EXS/1/015023 | 2402 | 1 | 1 | 2521 | Axial | 13822 | 13934 | 2025-01-27 | 5202 | 1135 | VT03011U.1 | 0.368 | 1965-01-01 | E | 40.81 | 71.99 | 2025-04-02 | VerticalCompact-BCD_1x1 | 804 | 586 | 753 |  |  | 44.1 | 16 | 16 | 500 | EC motor | 5060 | 1 | no | no | B | D | Epoxy coated aluminum | 2025-01-02 | 8 | 3 | yes | piece | 1
GCVC PD 063.2/22-42 | GCVC PD | 063.2/22-42 | 4246815 | finoox | GCVC 063.2C/2x2-2554-2-D/6/64/2.10/1800/EXS/1/015023 | 15406 | 2 | 2 | 2554 | Axial | 110868 | 111293 | 361.32 | 23101 | 750 | VT03144U.1 | 1262 | 0.6 | C | 41.78 | 73.41 | 32.4 | VerticalCompact-BCD_2x2 | 1884 | 800 | 1761 |  |  | 283.1 | 42 | 42 | 630 | EC motor | 5060 | 2 | no | no | C | D | Epoxy coated aluminum | 2025-01-02 | 8 | 6 | yes | piece | 1
GCVC PD 080.3/23-63 | GCVC PD | 080.3/23-63 | 6214075 | finoox | GCVC 080.3D/2x3-3557-2-D/3/80/2.10/3600/AXS/1/015023 | 32059 | 3 | 2 | 3557 | Axial | 307123 | 302477 | 451.65 | 122898 | 1100 | VT01445U.3 | 16248 | 2025-02-04 | E | 62.68 | 94.64 | 46.5 | VerticalCompact-BCD_2x3 | 3684 | 800 | 2161 |  |  | 601.6 | 64 | 64 | 800 | EC motor | 5060 | 2 | no | no | D | D | Aluminum | 2025-01-02 | 2 | 3 | yes | piece | 1
GCVC PD 080.3/11-47 | GCVC PD | 080.3/11-47 | 6138246 | finoox | GCVC 080.3D/1x1-3562-2-D/3/40/2.10/1200/AXS/1/015023 | 5585 | 1 | 1 | 3562 | Axial | 40832 | 40.96 | 75.27 | 14622 | 800 | VT01445U.3 | 1066 | 1985-01-01 | E | 46.96 | 78.33 | 2025-01-07 | VerticalCompact-BCD_1x1 | 1284 | 620 | 1153 |  |  | 110.7 | 28 | 28 | 800 | EC motor | 5060 | 2 | no | no | D | D | Aluminum | 2025-01-02 | 8 | 3 | yes | piece | 1
GCVC PD 050.3/11-43 | GCVC PD | 050.3/11-43 | 6085837 | finoox | GCVC 050.3B/1x1-3616-W-D/3/24/2.10/720/EXS/1/015023 | 1892 | 1 | 1 | 3616 | Axial | 14848 | 14976 | 2025-01-27 | 5929 | 1240 | VT01524 | 0.698 | 2025-02-03 | E | 42.84 | 74.03 | 2025-04-02 | VerticalCompact-BCD_1x1 | 804 | 596 | 753 |  |  | 50 | 16 | 16 | 500 | AC motor | 50 | W | no | no | B | D | Epoxy coated aluminum | 2025-01-02 | 8 | 3 | yes | piece | 1
GCVC PD 050.2/24-51 | GCVC PD | 050.2/24-51 | 4245598 | finoox | GCVC 050.2C/2x4-2411-1-D/4/64/2.10/3600/EXS/1/015023 | 18559 | 4 | 2 | 2411 | Axial | 190792 | 190928 | 481.75 | 53324 | 1260 | VT03011U.1 | 3749 | 2025-02-02 | D | 51.47 | 83.33 | 44 | VerticalCompact-BCD_2x4 | 3684 | 800 | 1761 |  |  | 429.1 | 54 | 54 | 500 | EC motor | 5060 | 1 | no | no | C | D | Epoxy coated aluminum | 2025-01-02 | 4 | 4 | yes | piece | 1
GCVC PD 080.2/13-37 | GCVC PD | 080.2/13-37 | 4253026 | finoox | GCVC 080.2D/1x3-2485-1-D/4/40/2.10/3600/EXS/1/015023 | 11873 | 3 | 1 | 2485 | Axial | 102713 | 102831 | 301.1 | 25872 | 535 | VT03061U.1 | 0.894 | 1935-01-01 | B | 37.48 | 69.16 | 2025-02-25 | VerticalCompact-BCD_1x3 | 3684 | 608 | 1153 |  |  | 266 | 35 | 35 | 800 | EC motor | 5060 | 1 | no | no | D | D | Epoxy coated aluminum | 2025-01-02 | 4 | 4 | yes | piece | 1
GCVC PD 050.2/21-50 | GCVC PD | 050.2/21-50 | 4245921 | finoox | GCVC 050.2D/2x1-2559-2-D/6/80/2.10/1200/EXS/1/015023 | 8989 | 1 | 2 | 2559 | Axial | 76339 | 76801 | 301.1 | 14923 | 1330 | VT03013U.1 | 1021 | 2025-08-01 | D | 50.01 | 81.66 | 2025-04-27 | VerticalCompact-BCD_2x1 | 1284 | 800 | 2161 |  |  | 218.6 | 35 | 35 | 500 | EC motor | 5060 | 2 | no | no | D | D | Epoxy coated aluminum | 2025-01-02 | 10 | 6 | yes | piece | 1
GCVC PD 080.2/22-37 | GCVC PD | 080.2/22-37 | 4248327 | finoox | GCVC 080.2D/2x2-2482-1-D/6/80/2.10/2400/EXS/1/015023 | 21710 | 2 | 2 | 2482 | Axial | 128952 | 129451 | 602.19 | 24269 | 440 | VT03061U.1 | 0.713 | 0.75 | B | 37.24 | 69.05 | 52 | VerticalCompact-BCD_2x2 | 2484 | 800 | 2161 |  |  | 411.3 | 42 | 42 | 800 | EC motor | 5060 | 1 | no | no | D | D | Epoxy coated aluminum | 2025-01-02 | 8 | 6 | yes | piece | 1
GCVC PD 063.2/24-41 | GCVC PD | 063.2/24-41 | 4247217 | finoox | GCVC 063.2C/2x4-2553-2-D/4/64/2.10/3600/AXS/1/015023 | 24256 | 4 | 2 | 2553 | Axial | 185434 | 185697 | 481.75 | 48468 | 700 | VT03144U.1 | 1953 | 0.52 | C | 41.3 | 73.16 | 44 | VerticalCompact-BCD_2x4 | 3684 | 800 | 1761 |  |  | 469.8 | 54 | 54 | 630 | EC motor | 5060 | 2 | no | no | C | D | Aluminum | 2025-01-02 | 4 | 4 | yes | piece | 1
GCVC PD 050.2/13-38 | GCVC PD | 050.2/13-38 | 4249811 | finoox | GCVC 050.2C/1x3-2516-1-D/3/32/2.10/2700/EXS/1/015023 | 6781 | 3 | 1 | 2516 | Axial | 45531 | 45334 | 135.49 | 13224 | 820 | VT03011U.1 | 0.404 | 0.68 | B | 38.32 | 69.83 | 2025-05-11 | VerticalCompact-BCD_1x3 | 2784 | 586 | 953 |  |  | 158 | 28 | 28 | 500 | EC motor | 5060 | 1 | no | no | C | D | Epoxy coated aluminum | 2025-01-02 | 6 | 3 | yes | piece | 1
GCVC PD 050.2/12-56 | GCVC PD | 050.2/12-56 | 4250592 | finoox | GCVC 050.2D/1x2-2563-2-D/4/40/2.10/2400/EXS/1/015023 | 6854 | 2 | 1 | 2563 | Axial | 73.32 | 73345 | 200.73 | 19589 | 1680 | VT03013U.1 | 1993 | 1975-01-01 | E | 55.79 | 87.31 | 2025-05-17 | VerticalCompact-BCD_1x2 | 2484 | 607 | 1153 |  |  | 176.2 | 35 | 35 | 500 | EC motor | 5060 | 2 | no | no | D | D | Epoxy coated aluminum | 2025-01-02 | 6 | 4 | yes | piece | 1
GCVC PD 063.2/12-29 | GCVC PD | 063.2/12-29 | 4252052 | finoox | GCVC 063.2D/1x2-2507-1-D/4/40/2.10/2400/EXS/1/015023 | 7555 | 2 | 1 | 2507 | Axial | 47814 | 47473 | 200.73 | 10545 | 580 | VT03145U.1 | 0.19 | 0.55 | A+ | 28.87 | 60.4 | 2025-08-16 | VerticalCompact-BCD_1x2 | 2484 | 615 | 1153 |  |  | 168.1 | 28 | 28 | 630 | EC motor | 5060 | 1 | no | no | D | D | Epoxy coated aluminum | 2025-01-02 | 8 | 4 | yes | piece | 1
GCVC PD 063.2/13-65 | GCVC PD | 063.2/13-65 | 4251407 | finoox | GCVC 063.2C/1x3-2550-2-D/4/32/2.10/2700/AXS/1/015023 | 11750 | 3 | 1 | 2550 | Axial | 105389 | 106012 | 180.66 | 35438 | 1285 | VT03143U.1 | 6344 | 2026-03-01 | E | 64.54 | 96.05 | 2025-02-16 | VerticalCompact-BCD_1x3 | 2784 | 611 | 953 |  |  | 242 | 42 | 42 | 630 | EC motor | 5060 | 2 | no | no | C | D | Aluminum | 2025-01-02 | 4 | 4 | yes | piece | 1
GCVC PD 050.2/22-54 | GCVC PD | 050.2/22-54 | 4246191 | finoox | GCVC 050.2D/2x2-2790-K-D/6/80/2.10/2400/EXS/1/015023 | 12105 | 2 | 2 | 2790 | Axial | 181726 | 182409 | 602.19 | 37511 | 1640 | VT03150U | 3864 | 1964-01-01 | D | 54.24 | 86.05 | 55.2 | VerticalCompact-BCD_2x2 | 2484 | 800 | 2161 |  |  | 407.3 | 54 | 54 | 500 | AC motor | 60 | K | no | no | D | D | Epoxy coated aluminum | 2025-01-02 | 6 | 6 | yes | piece | 1
GCVC PD 050.3/12-49 | GCVC PD | 050.3/12-49 | 6209362 | finoox | GCVC 050.3D/1x2-3617-X-D/4/40/2.10/2400/AXS/1/015023 | 4508 | 2 | 1 | 3617 | Axial | 67574 | 67.65 | 200.73 | 16497 | 1260 | VT01524 | 1839 | 2025-04-04 | E | 49.17 | 80.69 | 2025-05-17 | VerticalCompact-BCD_1x2 | 2484 | 596 | 1153 |  |  | 178.8 | 35 | 35 | 500 | AC motor | 60 | X | no | no | D | D | Aluminum | 2025-01-02 | 6 | 4 | yes | piece | 1
GCVC PD 045.2/13-49 | GCVC PD | 045.2/13-49 | 4249002 | finoox | GCVC 045.2C/1x3-0426-W-D/3/32/2.10/2700/AXS/1/015023 | 4185 | 3 | 1 | 426 | Axial | 55956 | 56029 | 135.49 | 16535 | 1360 | VT0326U | 1226 | 2025-02-02 | D | 49.35 | 80.85 | 2025-05-11 | VerticalCompact-BCD_1x3 | 2784 | 521 | 953 |  |  | 164 | 28 | 28 | 450 | AC motor | 50 | W | no | no | C | D | Aluminum | 2025-01-02 | 4 | 3 | yes | piece | 1
GCVC PD 050.2/21-29 | GCVC PD | 050.2/21-29 | 4245788 | finoox | GCVC 050.2D/2x1-2385-J-D/4/80/2.10/1200/EXS/1/015023 | 5436 | 1 | 2 | 2385 | Axial | 31728 | 31868 | 200.73 | 6167 | 430 | VT01435 | 0.265 | 0.32 | B | 29.23 | 60.88 | 2025-02-17 | VerticalCompact-BCD_2x1 | 1284 | 800 | 2161 |  |  | 185.6 | 22 | 22 | 500 | AC motor | 60 | J | no | no | D | D | Epoxy coated aluminum | 2025-01-02 | 10 | 4 | yes | piece | 1
GCVC PD 050.2/23-51 | GCVC PD | 050.2/23-51 | 4246313 | finoox | GCVC 050.2D/2x3-2411-1-D/4/80/2.10/3600/AXS/1/015023 | 16735 | 3 | 2 | 2411 | Axial | 189181 | 189448 | 602.19 | 44059 | 1260 | VT03011U.1 | 1961-02-01 | 2025-02-02 | C | 50.92 | 82.88 | 54.8 | VerticalCompact-BCD_2x3 | 3684 | 800 | 2161 |  |  | 473.9 | 54 | 54 | 500 | EC motor | 5060 | 1 | no | no | D | D | Aluminum | 2025-01-02 | 4 | 4 | yes | piece | 1
GCVC PD 050.2/21-56 | GCVC PD | 050.2/21-56 | 4245828 | finoox | GCVC 050.2D/2x1-2410-2-D/6/80/2.10/1200/AXS/1/015023 | 8458 | 1 | 2 | 2410 | Axial | 97278 | 97.88 | 301.1 | 20037 | 1770 | VT03013U.1 | 1938-02-01 | 2025-01-02 | D | 56.34 | 87.99 | 2025-04-27 | VerticalCompact-BCD_2x1 | 1284 | 800 | 2161 |  |  | 218.6 | 35 | 35 | 500 | EC motor | 5060 | 2 | no | no | D | D | Aluminum | 2025-01-02 | 10 | 6 | yes | piece | 1
GCVC PD 063.2/11-25 | GCVC PD | 063.2/11-25 | 4251797 | finoox | GCVC 063.2D/1x1-2506-1-D/4/40/2.10/1200/AXS/1/015023 | 4262 | 1 | 1 | 2506 | Axial | 23366 | 23453 | 100.37 | 4906 | 540 | VT03145U.1 | 0.079 | 0.45 | A+ | 24.53 | 55.89 | 2025-04-08 | VerticalCompact-BCD_1x1 | 1284 | 615 | 1153 |  |  | 89.8 | 18 | 18 | 630 | EC motor | 5060 | 1 | no | no | D | D | Aluminum | 2025-01-02 | 10 | 4 | yes | piece | 1
GCVC PD 080.2/13-51 | GCVC PD | 080.2/13-51 | 4253113 | finoox | GCVC 080.2D/1x3-2538-2-D/4/40/2.10/3600/AXS/1/015023 | 13756 | 3 | 1 | 2538 | Axial | 135646 | 135137 | 301.1 | 39786 | 800 | VT03059U.2 | 3005 | 1989-01-01 | D | 50.52 | 82.21 | 26 | VerticalCompact-BCD_1x3 | 3684 | 650 | 1153 |  |  | 300.7 | 42 | 42 | 800 | EC motor | 5060 | 2 | no | no | D | D | Aluminum | 2025-01-02 | 4 | 4 | yes | piece | 1
GCVC PD 063.2/23-31 | GCVC PD | 063.2/23-31 | 4246942 | finoox | GCVC 063.2C/2x3-2504-1-D/4/64/2.10/2700/EXS/1/015023 | 17461 | 3 | 2 | 2504 | Axial | 90567 | 90727 | 361.32 | 20046 | 460 | VT03145U.1 | 0.361 | 0.3 | A+ | 31.11 | 62.86 | 2025-09-30 | VerticalCompact-BCD_2x3 | 2784 | 800 | 1761 |  |  | 330.6 | 35 | 35 | 630 | EC motor | 5060 | 1 | no | no | C | D | Epoxy coated aluminum | 2025-01-02 | 6 | 4 | yes | piece | 1
GCVC PD 050.2/13-55 | GCVC PD | 050.2/13-55 | 4249870 | finoox | GCVC 050.2C/1x3-2562-2-D/6/32/2.10/2700/AXS/1/015023 | 9468 | 3 | 1 | 2562 | Axial | 103198 | 103367 | 270.99 | 23712 | 1595 | VT03013U.1 | 2809 | 1965-01-01 | E | 55.31 | 86.82 | 2025-06-22 | VerticalCompact-BCD_1x3 | 2784 | 607 | 953 |  |  | 211.3 | 35 | 35 | 500 | EC motor | 5060 | 2 | no | no | C | D | Aluminum | 2025-01-02 | 6 | 6 | yes | piece | 1
GCVC PD 063.2/23-34 | GCVC PD | 063.2/23-34 | 4247891 | finoox | GCVC 063.2D/2x3-2507-1-D/6/80/2.10/3600/EXS/1/015023 | 25665 | 3 | 2 | 2507 | Axial | 161998 | 162703 | 903.29 | 29260 | 580 | VT03145U.1 | 0.6 | 0.55 | A+ | 33.61 | 65.57 | 78.2 | VerticalCompact-BCD_2x3 | 3684 | 800 | 2161 |  |  | 569.1 | 54 | 54 | 630 | EC motor | 5060 | 1 | no | no | D | D | Epoxy coated aluminum | 2025-01-02 | 6 | 6 | yes | piece | 1
GCVC PD 063.2/22-33 | GCVC PD | 063.2/22-33 | 4247647 | finoox | GCVC 063.2D/2x2-2508-1-D/4/80/2.10/2400/AXS/1/015023 | 14027 | 2 | 2 | 2508 | Axial | 101743 | 101798 | 401.46 | 22559 | 615 | VT03145U.1 | 0.451 | 0.65 | A | 33 | 64.81 | 34.8 | VerticalCompact-BCD_2x2 | 2484 | 800 | 2161 |  |  | 323.3 | 35 | 35 | 630 | EC motor | 5060 | 1 | no | no | D | D | Aluminum | 2025-01-02 | 8 | 4 | yes | piece | 1
GCVC PD 063.2/13-37 | GCVC PD | 063.2/13-37 | 4251375 | finoox | GCVC 063.2C/1x3-2508-1-D/6/32/2.10/2700/EXS/1/015023 | 10018 | 3 | 1 | 2508 | Axial | 62748 | 63118 | 270.99 | 11941 | 615 | VT03145U.1 | 0.398 | 0.65 | B | 36.64 | 68.15 | 22 | VerticalCompact-BCD_1x3 | 2784 | 615 | 953 |  |  | 199.6 | 28 | 28 | 630 | EC motor | 5060 | 1 | no | no | C | D | Epoxy coated aluminum | 2025-01-02 | 6 | 6 | yes | piece | 1
GCVC PD 063.2/22-62 | GCVC PD | 063.2/22-62 | 4246783 | finoox | GCVC 063.2C/2x2-2547-2-D/4/64/2.10/1800/EXS/1/015023 | 17116 | 2 | 2 | 2547 | Axial | 115119 | 114777 | 240.88 | 38288 | 1055 | VT03143U.1 | 4749 | 2025-01-02 | E | 61.62 | 93.25 | 2025-09-22 | VerticalCompact-BCD_2x2 | 1884 | 800 | 1761 |  |  | 319.6 | 42 | 42 | 630 | EC motor | 5060 | 2 | no | no | C | D | Epoxy coated aluminum | 2025-01-02 | 8 | 4 | yes | piece | 1
GCVC PD 050.2/12-31 | GCVC PD | 050.2/12-31 | 4244214 | finoox | GCVC 050.2B/1x2-2513-1-D/3/24/2.10/1440/EXS/1/015023 | 3925 | 2 | 1 | 2513 | Axial | 19.33 | 19337 | 54.2 | 5533 | 630 | VT03011U.1 | 0.145 | 0.37 | B | 31.28 | 62.57 | 2025-05-04 | VerticalCompact-BCD_1x2 | 1524 | 586 | 753 |  |  | 78.7 | 16 | 16 | 500 | EC motor | 5060 | 1 | no | no | B | D | Epoxy coated aluminum | 2025-01-02 | 8 | 3 | yes | piece | 1
GCVC PD 050.2/12-28 | GCVC PD | 050.2/12-28 | 4249552 | finoox | GCVC 050.2C/1x2-2512-1-D/4/32/2.10/1800/EXS/1/015023 | 4794 | 2 | 1 | 2512 | Axial | 27.36 | 27.42 | 120.44 | 5791 | 565 | VT03011U.1 | 0.106 | 0.28 | A+ | 28.43 | 59.82 | 10 | VerticalCompact-BCD_1x2 | 1884 | 586 | 953 |  |  | 116.5 | 22 | 22 | 500 | EC motor | 5060 | 1 | no | no | C | D | Epoxy coated aluminum | 2025-01-02 | 8 | 4 | yes | piece | 1
GCVC PD 080.2/12-44 | GCVC PD | 080.2/12-44 | 4252881 | finoox | GCVC 080.2D/1x2-2546-2-D/4/40/2.10/2400/EXS/1/015023 | 9013 | 2 | 1 | 2546 | Axial | 82944 | 82806 | 200.73 | 24441 | 730 | VT03060U.1 | 1497 | 2025-03-01 | D | 43.93 | 75.46 | 2025-05-17 | VerticalCompact-BCD_1x2 | 2484 | 613 | 1153 |  |  | 187 | 35 | 35 | 800 | EC motor | 5060 | 2 | no | no | D | D | Epoxy coated aluminum | 2025-01-02 | 6 | 4 | yes | piece | 1
GCVC PD 063.2/12-37 | GCVC PD | 063.2/12-37 | 4251219 | finoox | GCVC 063.2C/1x2-2554-2-D/4/32/2.10/1800/AXS/1/015023 | 6655 | 2 | 1 | 2554 | Axial | 48325 | 48351 | 120.44 | 13047 | 750 | VT03144U.1 | 0.594 | 0.6 | C | 37.21 | 68.61 | 2025-04-10 | VerticalCompact-BCD_1x2 | 1884 | 623 | 953 |  |  | 127.3 | 28 | 28 | 630 | EC motor | 5060 | 2 | no | no | C | D | Aluminum | 2025-01-02 | 8 | 4 | yes | piece | 1
GCVC PD 080.2/12-55 | GCVC PD | 080.2/12-55 | 4252946 | finoox | GCVC 080.2D/1x2-2710-2-D/6/40/2.10/2400/AXS/1/015023 | 10845 | 2 | 1 | 2710 | Axial | 126706 | 127043 | 301.1 | 29954 | 975 | VT03059U.2 | 3954 | 3 | E | 55 | 86.53 | 2025-01-26 | VerticalCompact-BCD_1x2 | 2484 | 650 | 1153 |  |  | 233.8 | 42 | 42 | 800 | EC motor | 5060 | 2 | no | no | D | D | Aluminum | 2025-01-02 | 6 | 6 | yes | piece | 1
GCVC PD 080.3/23-55 | GCVC PD | 080.3/23-55 | 6165738 | finoox | GCVC 080.3D/2x3-3481-D-D/4/80/2.10/3600/AXS/1/015023 | 22837 | 3 | 2 | 3481 | Axial | 291746 | 291.07 | 602.19 | 91760 | 850 | VT01526 | 10302 | 2025-03-03 | E | 54.67 | 86.63 | 58.2 | VerticalCompact-BCD_2x3 | 3684 | 800 | 2161 |  |  | 641.7 | 64 | 64 | 800 | AC motor | 50 | D | no | no | D | D | Aluminum | 2025-01-02 | 4 | 4 | yes | piece | 1
GCVC PD 080.3/12-55 | GCVC PD | 080.3/12-55 | 6109142 | finoox | GCVC 080.3D/1x2-3561-2-D/6/40/2.10/2400/EXS/1/015023 | 12054 | 2 | 1 | 3561 | Axial | 119473 | 119793 | 301.1 | 28600 | 930 | VT01445U.3 | 3466 | 1975-02-01 | E | 55.04 | 86.57 | 2025-01-26 | VerticalCompact-BCD_1x2 | 2484 | 620 | 1153 |  |  | 252.6 | 42 | 42 | 800 | EC motor | 5060 | 2 | no | no | D | D | Epoxy coated aluminum | 2025-01-02 | 6 | 6 | yes | piece | 1
GCVC PD 040.2/11-42 | GCVC PD | 040.2/11-42 | 4243686 | finoox | GCVC 040.2A/1x1-1735-X-D/2/20/2.10/600/EXS/2/015023 | 1001 | 1 | 1 | 1735 | Axial | 6929 | 6982 | 1955-12-01 | 3585 | 1450 | VT0605 | 0.27 | 2025-01-01 | E | 41.97 | 73.04 | 2025-02-01 | VerticalCompact-A_1x1 | 660 | 288 | 507 |  |  | 2025-02-16 | 16 | 16 | 400 | AC motor | 60 | X | no | no | A | D | Epoxy coated aluminum | 2025-01-02 | 10 | 2 | yes | piece | 1
GCVC PD 050.2/24-39 | GCVC PD | 050.2/24-39 | 4245494 | finoox | GCVC 050.2C/2x4-2336-D-D/3/64/2.10/3600/AXS/1/015023 | 11477 | 4 | 2 | 2336 | Axial | 113348 | 113338 | 361.32 | 29691 | 660 | VT01437 | 0.999 | 0.33 | B | 38.95 | 70.82 | 32 | VerticalCompact-BCD_2x4 | 3684 | 800 | 1761 |  |  | 408.5 | 42 | 42 | 500 | AC motor | 50 | D | no | no | C | D | Aluminum | 2025-01-02 | 4 | 3 | yes | piece | 1
GCVC PD 050.2/13-43 | GCVC PD | 050.2/13-43 | 4249715 | finoox | GCVC 050.2C/1x3-2384-I-D/3/32/2.10/2700/EXS/1/015023 | 5093 | 3 | 1 | 2384 | Axial | 49704 | 49587 | 135.49 | 15611 | 790 | VT01435 | 1095 | 0.88 | D | 43.09 | 74.6 | 2025-05-11 | VerticalCompact-BCD_1x3 | 2784 | 596 | 953 |  |  | 172.9 | 28 | 28 | 500 | AC motor | 60 | I | no | no | C | D | Epoxy coated aluminum | 2025-01-02 | 6 | 3 | yes | piece | 1
GCVC PD 063.2/24-49 | GCVC PD | 063.2/24-49 | 4247112 | finoox | GCVC 063.2C/2x4-2413-2-D/4/64/2.10/3600/EXS/1/015023 | 25345 | 4 | 2 | 2413 | Axial | 222117 | 221971 | 481.75 | 70976 | 1000 | VT03144U.1 | 5454 | 2025-01-01 | D | 48.93 | 80.79 | 44 | VerticalCompact-BCD_2x4 | 3684 | 800 | 1761 |  |  | 469.8 | 54 | 54 | 630 | EC motor | 5060 | 2 | no | no | C | D | Epoxy coated aluminum | 2025-01-02 | 4 | 4 | yes | piece | 1
GCVC PD 063.2/23-24 | GCVC PD | 063.2/23-24 | 4247812 | finoox | GCVC 063.2D/2x3-2399-J-D/4/80/2.10/3600/EXS/1/015023 | 17534 | 3 | 2 | 2399 | Axial | 99769 | 99946 | 602.19 | 19632 | 290 | VT01442 | 0.423 | 0.14 | A | 23.68 | 55.64 | 50.2 | VerticalCompact-BCD_2x3 | 3684 | 800 | 2161 |  |  | 490.9 | 35 | 35 | 630 | AC motor | 60 | J | no | no | D | D | Epoxy coated aluminum | 2025-01-02 | 6 | 4 | yes | piece | 1
GCVC PD 063.2/24-35 | GCVC PD | 063.2/24-35 | 4247091 | finoox | GCVC 063.2C/2x4-2398-I-D/6/64/2.10/3600/EXS/1/015023 | 21006 | 4 | 2 | 2398 | Axial | 140366 | 140885 | 722.63 | 25921 | 460 | VT01442 | 1176 | 0.32 | B | 35.07 | 66.93 | 60.1 | VerticalCompact-BCD_2x4 | 3684 | 800 | 1761 |  |  | 529.1 | 42 | 42 | 630 | AC motor | 60 | I | no | no | C | D | Epoxy coated aluminum | 2025-01-02 | 6 | 6 | yes | piece | 1
GCVC PD 063.2/13-35 | GCVC PD | 063.2/13-35 | 4252312 | finoox | GCVC 063.2D/1x3-2510-1-D/3/40/2.10/3600/AXS/1/015023 | 9249 | 3 | 1 | 2510 | Axial | 73897 | 73834 | 225.82 | 19787 | 695 | VT03145U.1 | 0.451 | 0.9 | B | 34.53 | 66.21 | 2025-03-19 | VerticalCompact-BCD_1x3 | 3684 | 615 | 1153 |  |  | 225.6 | 35 | 35 | 630 | EC motor | 5060 | 1 | no | no | D | D | Aluminum | 2025-01-02 | 4 | 3 | yes | piece | 1
GCVC PD 050.2/21-56 | GCVC PD | 050.2/21-56 | 4245940 | finoox | GCVC 050.2D/2x1-2563-2-D/3/80/2.10/1200/AXS/1/015023 | 6940 | 1 | 2 | 2563 | Axial | 64222 | 64256 | 150.55 | 19841 | 1680 | VT03013U.1 | 1968 | 1975-01-01 | E | 55.9 | 87.55 | 2025-03-15 | VerticalCompact-BCD_2x1 | 1284 | 800 | 2161 |  |  | 172.8 | 35 | 35 | 500 | EC motor | 5060 | 2 | no | no | D | D | Aluminum | 2025-01-02 | 10 | 3 | yes | piece | 1
GCVC PD 063.2/11-23 | GCVC PD | 063.2/11-23 | 4250927 | finoox | GCVC 063.2C/1x1-2502-1-D/6/32/2.10/900/EXS/1/015023 | 4394 | 1 | 1 | 2502 | Axial | 13448 | 13575 | 90.33 | 2372 | 385 | VT03145U.1 | 0.041 | 0.2 | A+ | 2025-08-22 | 54.07 | 2025-06-07 | VerticalCompact-BCD_1x1 | 984 | 615 | 953 |  |  | 73.2 | 16 | 16 | 630 | EC motor | 5060 | 1 | no | no | C | D | Epoxy coated aluminum | 2025-01-02 | 12 | 6 | yes | piece | 1
GCVC PD 050.2/21-31 | GCVC PD | 050.2/21-31 | 4244912 | finoox | GCVC 050.2C/2x1-2513-1-D/6/64/2.10/900/AXS/1/015023 | 5960 | 1 | 2 | 2513 | Axial | 32933 | 33.24 | 180.66 | 5951 | 630 | VT03011U.1 | 0.142 | 0.37 | A | 2025-06-30 | 62.11 | 2025-06-15 | VerticalCompact-BCD_2x1 | 984 | 800 | 1761 |  |  | 144.2 | 22 | 22 | 500 | EC motor | 5060 | 1 | no | no | C | D | Aluminum | 2025-01-02 | 12 | 6 | yes | piece | 1
GCVC PD 050.2/12-40 | GCVC PD | 050.2/12-40 | 4244234 | finoox | GCVC 050.2B/1x2-2518-1-D/3/24/2.10/1440/EXS/1/015023 | 3925 | 2 | 1 | 2518 | Axial | 24994 | 24999 | 54.2 | 8556 | 945 | VT03011U.1 | 0.436 | 1 | D | 39.84 | 71.13 | 2025-06-04 | VerticalCompact-BCD_1x2 | 1524 | 586 | 753 |  |  | 78.8 | 18 | 18 | 500 | EC motor | 5060 | 1 | no | no | B | D | Epoxy coated aluminum | 2025-01-02 | 8 | 3 | yes | piece | 1
GCVC PD 050.2/22-31 | GCVC PD | 050.2/22-31 | 4245141 | finoox | GCVC 050.2C/2x2-2512-1-D/4/64/2.10/1800/AXS/1/015023 | 9017 | 2 | 2 | 2512 | Axial | 55554 | 55747 | 240.88 | 11581 | 565 | VT03011U.1 | 0.212 | 0.28 | A+ | 31.2 | 62.83 | 2025-06-20 | VerticalCompact-BCD_2x2 | 1884 | 800 | 1761 |  |  | 224.4 | 28 | 28 | 500 | EC motor | 5060 | 1 | no | no | C | D | Aluminum | 2025-01-02 | 8 | 4 | yes | piece | 1
GCVC PD 080.3/21-47 | GCVC PD | 080.3/21-47 | 6189971 | finoox | GCVC 080.3D/2x1-3490-K-D/3/80/2.10/1200/EXS/1/015023 | 7311 | 1 | 2 | 3490 | Axial | 78761 | 78947 | 150.55 | 29387 | 770 | VT01371 | 2636 | 2025-04-02 | E | 47.01 | 78.67 | 2025-04-15 | VerticalCompact-BCD_2x1 | 1284 | 800 | 2161 |  |  | 220.3 | 35 | 35 | 800 | AC motor | 60 | K | no | no | D | D | Epoxy coated aluminum | 2025-01-02 | 8 | 3 | yes | piece | 1
GCVC PD 063.2/22-21 | GCVC PD | 063.2/22-21 | 4246647 | finoox | GCVC 063.2C/2x2-2359-S-D/4/64/2.10/1800/AXS/1/015023 | 9288 | 2 | 2 | 2359 | Axial | 51309 | 51517 | 240.88 | 10483 | 320 | VT01442 | 0.264 | 0.14 | A | 21.41 | 53.04 | 2025-06-20 | VerticalCompact-BCD_2x2 | 1884 | 800 | 1761 |  |  | 241.3 | 28 | 28 | 630 | AC motor | 50 | S | no | no | C | D | Aluminum | 2025-01-02 | 8 | 4 | yes | piece | 1
GCVC PD 063.2/11-18 | GCVC PD | 063.2/11-18 | 4251686 | finoox | GCVC 063.2D/1x1-2359-S-D/4/40/2.10/1200/EXS/1/015023 | 3864 | 1 | 1 | 2359 | Axial | 17309 | 17377 | 100.37 | 3430 | 320 | VT01442 | 0.063 | 0.14 | A+ | 18.32 | 49.68 | 2025-03-08 | VerticalCompact-BCD_1x1 | 1284 | 598 | 1153 |  |  | 93.1 | 16 | 16 | 630 | AC motor | 50 | S | no | no | D | D | Epoxy coated aluminum | 2025-01-02 | 10 | 4 | yes | piece | 1
GCVC PD 050.2/24-34 | GCVC PD | 050.2/24-34 | 4245547 | finoox | GCVC 050.2C/2x4-2385-J-D/4/64/2.10/3600/AXS/1/015023 | 12631 | 4 | 2 | 2385 | Axial | 100023 | 100164 | 481.75 | 20956 | 430 | VT01435 | 1064 | 0.32 | C | 33.82 | 65.68 | 40.1 | VerticalCompact-BCD_2x4 | 3684 | 800 | 1761 |  |  | 461.7 | 35 | 35 | 500 | AC motor | 60 | J | no | no | C | D | Aluminum | 2025-01-02 | 6 | 4 | yes | piece | 1
GCVC PD 050.2/23-43 | GCVC PD | 050.2/23-43 | 4246250 | finoox | GCVC 050.2D/2x3-2354-W-D/4/80/2.10/3600/EXS/1/015023 | 14004 | 3 | 2 | 2354 | Axial | 146053 | 146324 | 602.19 | 31479 | 865 | VT03093U | 2025-02-01 | 0.97 | B | 43.28 | 75.25 | 51.7 | VerticalCompact-BCD_2x3 | 3684 | 800 | 2161 |  |  | 486.4 | 42 | 42 | 500 | AC motor | 50 | W | no | no | D | D | Epoxy coated aluminum | 2025-01-02 | 4 | 4 | yes | piece | 1
GCVC PD 063.2/23-28 | GCVC PD | 063.2/23-28 | 4247821 | finoox | GCVC 063.2D/2x3-2401-L-D/4/80/2.10/3600/AXS/1/015023 | 16425 | 3 | 2 | 2401 | Axial | 110859 | 110992 | 602.19 | 22165 | 340 | VT01442 | 0.518 | 0.16 | A | 28.43 | 60.39 | 51.6 | VerticalCompact-BCD_2x3 | 3684 | 800 | 2161 |  |  | 493.5 | 42 | 42 | 630 | AC motor | 60 | L | no | no | D | D | Aluminum | 2025-01-02 | 6 | 4 | yes | piece | 1
GCVC PD 050.2/24-30 | GCVC PD | 050.2/24-30 | 4245583 | finoox | GCVC 050.2C/2x4-2391-L-D/4/64/2.10/3600/AXS/1/015023 | 12640 | 4 | 2 | 2391 | Axial | 105231 | 105246 | 481.75 | 22485 | 520 | VT01437 | 0.826 | 0.18 | B | 29.75 | 61.61 | 41.4 | VerticalCompact-BCD_2x4 | 3684 | 800 | 1761 |  |  | 443.2 | 42 | 42 | 500 | AC motor | 60 | L | no | no | C | D | Aluminum | 2025-01-02 | 6 | 4 | yes | piece | 1
GCVC PD 050.2/23-58 | GCVC PD | 050.2/23-58 | 4245369 | finoox | GCVC 050.2C/2x3-2420-2-D/6/64/2.10/2700/EXS/1/015023 | 19981 | 3 | 2 | 2420 | Axial | 206589 | 206748 | 541.97 | 49607 | 1600 | VT03013U.1 | 5839 | 1965-01-01 | E | 57.93 | 89.68 | 48.8 | VerticalCompact-BCD_2x3 | 2784 | 800 | 1761 |  |  | 413.3 | 54 | 54 | 500 | EC motor | 5060 | 2 | no | no | C | D | Epoxy coated aluminum | 2025-01-02 | 6 | 6 | yes | piece | 1
GCVC PD 063.2/12-30 | GCVC PD | 063.2/12-30 | 4251968 | finoox | GCVC 063.2D/1x2-2398-I-D/4/40/2.10/2400/EXS/1/015023 | 6395 | 2 | 1 | 2398 | Axial | 44685 | 44713 | 200.73 | 9579 | 460 | VT01442 | 0.269 | 0.32 | B | 29.56 | 61.09 | 2025-08-16 | VerticalCompact-BCD_1x2 | 2484 | 598 | 1153 |  |  | 174.9 | 28 | 28 | 630 | AC motor | 60 | I | no | no | D | D | Epoxy coated aluminum | 2025-01-02 | 8 | 4 | yes | piece | 1
GCVC PD 035.2/13-34 | GCVC PD | 035.2/13-34 | 4243759 | finoox | GCVC 035.2B/1x3-2345-X-D/4/24/2.10/2160/EXS/1/015023 | 3445 | 3 | 1 | 2345 | Axial | 27155 | 27175 | 108.39 | 6030 | 1020 | VT03149U | 0.272 | 0.42 | C | 33.55 | 64.92 | 2025-09-08 | VerticalCompact-BCD_1x3a | 2244 | 514 | 753 |  |  | 110.1 | 22 | 22 | 350 | AC motor | 60 | X | no | no | B | D | Epoxy coated aluminum | 2025-01-02 | 8 | 4 | yes | piece | 1
GCVC PD 063.2/22-68 | GCVC PD | 063.2/22-68 | 4246694 | finoox | GCVC 063.2C/2x2-2412-2-D/3/64/2.10/1800/EXS/1/015023 | 16279 | 2 | 2 | 2412 | Axial | 118364 | 118465 | 180.66 | 60036 | 1510 | VT03143U.1 | 13555 | 5 | E | 68.4 | 100.03 | 2025-02-18 | VerticalCompact-BCD_2x2 | 1884 | 800 | 1761 |  |  | 302.2 | 42 | 42 | 630 | EC motor | 5060 | 2 | no | no | C | D | Epoxy coated aluminum | 2025-01-02 | 6 | 3 | yes | piece | 1
GCVC PD 063.2/11-25 | GCVC PD | 063.2/11-25 | 4251800 | finoox | GCVC 063.2D/1x1-2506-1-D/4/40/2.10/1200/EXS/1/015023 | 4473 | 1 | 1 | 2506 | Axial | 23006 | 23097 | 100.37 | 4906 | 540 | VT03145U.1 | 0.079 | 0.45 | A+ | 24.53 | 55.89 | 2025-04-08 | VerticalCompact-BCD_1x1 | 1284 | 615 | 1153 |  |  | 89.8 | 18 | 18 | 630 | EC motor | 5060 | 1 | no | no | D | D | Epoxy coated aluminum | 2025-01-02 | 10 | 4 | yes | piece | 1
GCVC PD 063.2/21-34 | GCVC PD | 063.2/21-34 | 4246565 | finoox | GCVC 063.2C/2x1-2510-1-D/3/64/2.10/900/EXS/1/015023 | 6923 | 1 | 2 | 2510 | Axial | 35.85 | 36002 | 90.33 | 11081 | 695 | VT03145U.1 | 0.341 | 0.9 | C | 33.85 | 65.36 | 2025-03-08 | VerticalCompact-BCD_2x1 | 984 | 800 | 1761 |  |  | 119.5 | 22 | 22 | 630 | EC motor | 5060 | 1 | no | no | C | D | Epoxy coated aluminum | 2025-01-02 | 8 | 3 | yes | piece | 1
GCVC PD 063.2/21-43 | GCVC PD | 063.2/21-43 | 4247492 | finoox | GCVC 063.2D/2x1-2558-2-D/6/80/2.10/1200/AXS/1/015023 | 10019 | 1 | 2 | 2558 | Axial | 92442 | 93005 | 301.1 | 18707 | 950 | VT03144U.1 | 1089 | 1 | C | 42.53 | 74.18 | 2025-04-27 | VerticalCompact-BCD_2x1 | 1284 | 800 | 2161 |  |  | 219.7 | 35 | 35 | 630 | EC motor | 5060 | 2 | no | no | D | D | Aluminum | 2025-01-02 | 10 | 6 | yes | piece | 1
GCVC PD 080.2/23-18 | GCVC PD | 080.2/23-18 | 4248635 | finoox | GCVC 080.2D/2x3-2488-1-D/4/80/2.10/3600/EXS/1/015023 | 24776 | 3 | 2 | 2488 | Axial | 90158 | 90312 | 602.19 | 17239 | 195 | VT03062U.1 | 0.147 | 0.12 | A+ | 17.85 | 49.81 | 50.2 | VerticalCompact-BCD_2x3 | 3684 | 800 | 2161 |  |  | 504.2 | 35 | 35 | 800 | EC motor | 5060 | 1 | no | no | D | D | Epoxy coated aluminum | 2025-01-02 | 6 | 4 | yes | piece | 1
GCVC PD 063.2/22-37 | GCVC PD | 063.2/22-37 | 4247669 | finoox | GCVC 063.2D/2x2-2511-1-D/6/80/2.10/2400/EXS/1/015023 | 17784 | 2 | 2 | 2511 | Axial | 132117 | 132.56 | 602.19 | 25054 | 730 | VT03145U.1 | 0.764 | 1 | B | 37.02 | 68.82 | 52 | VerticalCompact-BCD_2x2 | 2484 | 800 | 2161 |  |  | 386.4 | 42 | 42 | 630 | EC motor | 5060 | 1 | no | no | D | D | Epoxy coated aluminum | 2025-01-02 | 8 | 6 | yes | piece | 1
GCVC PD 063.2/11-26 | GCVC PD | 063.2/11-26 | 4251807 | finoox | GCVC 063.2D/1x1-2507-1-D/6/40/2.10/1200/EXS/1/015023 | 5250 | 1 | 1 | 2507 | Axial | 27003 | 27212 | 150.55 | 4877 | 580 | VT03145U.1 | 0.1 | 0.55 | A+ | 26.42 | 57.79 | 2025-07-12 | VerticalCompact-BCD_1x1 | 1284 | 615 | 1153 |  |  | 105 | 22 | 22 | 630 | EC motor | 5060 | 1 | no | no | D | D | Epoxy coated aluminum | 2025-01-02 | 10 | 6 | yes | piece | 1
GCVC PD 050.2/21-39 | GCVC PD | 050.2/21-39 | 4245880 | finoox | GCVC 050.2D/2x1-2517-1-D/3/80/2.10/1200/AXS/1/015023 | 5888 | 1 | 2 | 2517 | Axial | 41823 | 41876 | 150.55 | 10376 | 880 | VT03011U.1 | 0.309 | 0.84 | B | 38.81 | 70.46 | 14 | VerticalCompact-BCD_2x1 | 1284 | 800 | 2161 |  |  | 162.4 | 28 | 28 | 500 | EC motor | 5060 | 1 | no | no | D | D | Aluminum | 2025-01-02 | 10 | 3 | yes | piece | 1
GCVC PD 050.2/11-38 | GCVC PD | 050.2/11-38 | 4244100 | finoox | GCVC 050.2B/1x1-2519-1-D/3/24/2.10/720/AXS/1/015023 | 2331 | 1 | 1 | 2519 | Axial | 13351 | 13467 | 2025-01-27 | 4586 | 1010 | VT03011U.1 | 0.262 | 2015-01-01 | D | 38.3 | 69.49 | 2025-04-02 | VerticalCompact-BCD_1x1 | 804 | 586 | 753 |  |  | 44.1 | 16 | 16 | 500 | EC motor | 5060 | 1 | no | no | B | D | Aluminum | 2025-01-02 | 8 | 3 | yes | piece | 1
GCVC PD 063.2/23-22 | GCVC PD | 063.2/23-22 | 4247854 | finoox | GCVC 063.2D/2x3-2501-1-D/4/80/2.10/3600/EXS/1/015023 | 21239 | 3 | 2 | 2501 | Axial | 97358 | 95575 | 602.19 | 18533 | 345 | VT03145U.1 | 0.174 | 0.15 | A+ | 22.17 | 54.13 | 50.2 | VerticalCompact-BCD_2x3 | 3684 | 800 | 2161 |  |  | 470.5 | 35 | 35 | 630 | EC motor | 5060 | 1 | no | no | D | D | Epoxy coated aluminum | 2025-01-02 | 6 | 4 | yes | piece | 1
GCVC PD 063.2/11-21 | GCVC PD | 063.2/11-21 | 4250931 | finoox | GCVC 063.2C/1x1-2503-1-D/3/32/2.10/900/EXS/1/015023 | 3774 | 1 | 1 | 2503 | Axial | 12603 | 12634 | 45.16 | 3266 | 425 | VT03145U.1 | 0.048 | 0.25 | A+ | 20.88 | 52.15 | 2025-09-03 | VerticalCompact-BCD_1x1 | 984 | 615 | 953 |  |  | 60.1 | 16 | 16 | 630 | EC motor | 5060 | 1 | no | no | C | D | Epoxy coated aluminum | 2025-01-02 | 12 | 3 | yes | piece | 1
GCVC PD 050.2/24-36 | GCVC PD | 050.2/24-36 | 4245621 | finoox | GCVC 050.2C/2x4-2513-1-D/3/64/2.10/3600/EXS/1/015023 | 16975 | 4 | 2 | 2513 | Axial | 103945 | 103913 | 361.32 | 26862 | 630 | VT03011U.1 | 0.538 | 0.37 | A | 36.46 | 68.33 | 2025-08-30 | VerticalCompact-BCD_2x4 | 3684 | 800 | 1761 |  |  | 387.1 | 35 | 35 | 500 | EC motor | 5060 | 1 | no | no | C | D | Epoxy coated aluminum | 2025-01-02 | 4 | 3 | yes | piece | 1
GCVC PD 050.2/23-37 | GCVC PD | 050.2/23-37 | 4245389 | finoox | GCVC 050.2C/2x3-2514-1-D/4/64/2.10/2700/AXS/1/015023 | 13458 | 3 | 2 | 2514 | Axial | 96689 | 96829 | 361.32 | 21431 | 695 | VT03011U.1 | 0.526 | 0.47 | A | 37.24 | 68.98 | 2025-09-30 | VerticalCompact-BCD_2x3 | 2784 | 800 | 1761 |  |  | 325.3 | 35 | 35 | 500 | EC motor | 5060 | 1 | no | no | C | D | Aluminum | 2025-01-02 | 6 | 4 | yes | piece | 1
GCVC PD 050.2/21-43 | GCVC PD | 050.2/21-43 | 4244963 | finoox | GCVC 050.2C/2x1-2521-1-D/6/64/2.10/900/EXS/1/015023 | 6352 | 1 | 2 | 2521 | Axial | 53355 | 53791 | 180.66 | 11099 | 1135 | VT03011U.1 | 0.718 | 1965-01-01 | D | 43.31 | 74.82 | 2025-03-16 | VerticalCompact-BCD_2x1 | 984 | 800 | 1761 |  |  | 145.3 | 28 | 28 | 500 | EC motor | 5060 | 1 | no | no | C | D | Epoxy coated aluminum | 2025-01-02 | 12 | 6 | yes | piece | 1
GCVC PD 050.2/11-41 | GCVC PD | 050.2/11-41 | 4250316 | finoox | GCVC 050.2D/1x1-2521-1-D/4/40/2.10/1200/EXS/1/015023 | 3348 | 1 | 1 | 2521 | Axial | 28633 | 28761 | 100.37 | 6596 | 1135 | VT03011U.1 | 0.32 | 1965-01-01 | C | 41.43 | 72.79 | 2025-06-08 | VerticalCompact-BCD_1x1 | 1284 | 586 | 1153 |  |  | 89.6 | 22 | 22 | 500 | EC motor | 5060 | 1 | no | no | D | D | Epoxy coated aluminum | 2025-01-02 | 10 | 4 | yes | piece | 1
GCVC PD 080.3/23-63 | GCVC PD | 080.3/23-63 | 6176549 | finoox | GCVC 080.3D/2x3-3557-2-D/3/80/2.10/3600/EXS/1/015023 | 33053 | 3 | 2 | 3557 | Axial | 252149 | 249118 | 451.65 | 122898 | 1100 | VT01445U.3 | 16248 | 2025-02-04 | E | 62.68 | 94.64 | 46.4 | VerticalCompact-BCD_2x3 | 3684 | 800 | 2161 |  |  | 601.4 | 64 | 64 | 800 | EC motor | 5060 | 2 | no | no | D | D | Epoxy coated aluminum | 2025-01-02 | 4 | 3 | yes | piece | 1
GCVC PD 045.2/21-51 | GCVC PD | 045.2/21-51 | 4244408 | finoox | GCVC 045.2C/2x1-0423-X-D/3/64/2.10/900/AXS/1/015023 | 3482 | 1 | 2 | 423 | Axial | 40164 | 40386 | 90.33 | 12605 | 1460 | VT0326U | 1186 | 3 | E | 51.34 | 82.85 | 2025-03-08 | VerticalCompact-BCD_2x1 | 984 | 800 | 1761 |  |  | 121.7 | 22 | 22 | 450 | AC motor | 60 | X | no | no | C | D | Aluminum | 2025-01-02 | 8 | 3 | yes | piece | 1
GCVC PD 050.2/23-32 | GCVC PD | 050.2/23-32 | 4246217 | finoox | GCVC 050.2D/2x3-2337-S-D/4/80/2.10/3600/AXS/1/015023 | 12784 | 3 | 2 | 2337 | Axial | 100016 | 100242 | 602.19 | 19430 | 510 | VT01437 | 0.464 | 0.16 | A | 31.96 | 63.92 | 50.2 | VerticalCompact-BCD_2x3 | 3684 | 800 | 2161 |  |  | 479.5 | 35 | 35 | 500 | AC motor | 50 | S | no | no | D | D | Aluminum | 2025-01-02 | 6 | 4 | yes | piece | 1
GCVC PD 050.2/23-46 | GCVC PD | 050.2/23-46 | 4246262 | finoox | GCVC 050.2D/2x3-2384-I-D/4/80/2.10/3600/EXS/1/015023 | 14307 | 3 | 2 | 2384 | Axial | 154874 | 155105 | 602.19 | 34106 | 790 | VT01435 | 2127 | 0.88 | D | 46.1 | 78.06 | 54.8 | VerticalCompact-BCD_2x3 | 3684 | 800 | 2161 |  |  | 503.8 | 54 | 54 | 500 | AC motor | 60 | I | no | no | D | D | Epoxy coated aluminum | 2025-01-02 | 4 | 4 | yes | piece | 1
GCVC PD 050.2/21-34 | GCVC PD | 050.2/21-34 | 4244859 | finoox | GCVC 050.2C/2x1-2388-I-D/3/64/2.10/900/EXS/1/015023 | 4152 | 1 | 2 | 2388 | Axial | 29458 | 29571 | 90.33 | 8225 | 710 | VT01437 | 0.316 | 0.34 | C | 33.71 | 65.22 | 2025-03-08 | VerticalCompact-BCD_2x1 | 984 | 800 | 1761 |  |  | 122.5 | 22 | 22 | 500 | AC motor | 60 | I | no | no | C | D | Epoxy coated aluminum | 2025-01-02 | 8 | 3 | yes | piece | 1
GCVC PD 050.2/23-37 | GCVC PD | 050.2/23-37 | 4246276 | finoox | GCVC 050.2D/2x3-2387-L-D/3/80/2.10/3600/AXS/1/015023 | 11451 | 3 | 2 | 2387 | Axial | 94524 | 94376 | 451.65 | 21933 | 500 | VT01435 | 1053 | 0.37 | C | 37.29 | 69.26 | 38.5 | VerticalCompact-BCD_2x3 | 3684 | 800 | 2161 |  |  | 451.2 | 35 | 35 | 500 | AC motor | 60 | L | no | no | D | D | Aluminum | 2025-01-02 | 6 | 3 | yes | piece | 1
GCVC PD 050.2/24-44 | GCVC PD | 050.2/24-44 | 4245537 | finoox | GCVC 050.2C/2x4-2355-X-D/3/64/2.10/3600/EXS/1/015023 | 12096 | 4 | 2 | 2355 | Axial | 132512 | 132384 | 361.32 | 39761 | 810 | VT03093U | 2315 | 2025-03-01 | D | 44.06 | 75.92 | 32 | VerticalCompact-BCD_2x4 | 3684 | 800 | 1761 |  |  | 414.1 | 42 | 42 | 500 | AC motor | 60 | X | no | no | C | D | Epoxy coated aluminum | 2025-01-02 | 4 | 3 | yes | piece | 1
GCVC PD 050.2/13-45 | GCVC PD | 050.2/13-45 | 4244296 | finoox | GCVC 050.2B/1x3-2348-S-D/3/24/2.10/2160/EXS/1/015023 | 4227 | 3 | 1 | 2348 | Axial | 41517 | 41403 | 81.3 | 16464 | 1180 | VT03150U | 1683 | 0.9 | E | 45.16 | 76.55 | 2025-01-07 | VerticalCompact-BCD_1x3a | 2244 | 569 | 753 |  |  | 128.1 | 28 | 28 | 500 | AC motor | 50 | S | no | no | B | D | Epoxy coated aluminum | 2025-01-02 | 6 | 3 | yes | piece | 1
GCVC PD 050.2/22-59 | GCVC PD | 050.2/22-59 | 4245119 | finoox | GCVC 050.2C/2x2-2410-2-D/3/64/2.10/1800/EXS/1/015023 | 11027 | 2 | 2 | 2410 | Axial | 98578 | 98692 | 180.66 | 38991 | 1770 | VT03013U.1 | 4857 | 2025-01-02 | E | 59.07 | 90.7 | 17 | VerticalCompact-BCD_2x2 | 1884 | 800 | 1761 |  |  | 226.4 | 35 | 35 | 500 | EC motor | 5060 | 2 | no | no | C | D | Epoxy coated aluminum | 2025-01-02 | 6 | 3 | yes | piece | 1
GCVC PD 050.2/11-54 | GCVC PD | 050.2/11-54 | 4250237 | finoox | GCVC 050.2D/1x1-2410-2-D/3/40/2.10/1200/EXS/1/015023 | 3625 | 1 | 1 | 2410 | Axial | 32096 | 32086 | 75.27 | 10450 | 1770 | VT03013U.1 | 1145 | 2025-01-02 | E | 54.3 | 85.67 | 2025-06-06 | VerticalCompact-BCD_1x1 | 1284 | 607 | 1153 |  |  | 86.9 | 22 | 22 | 500 | EC motor | 5060 | 2 | no | no | D | D | Epoxy coated aluminum | 2025-01-02 | 10 | 3 | yes | piece | 1
GCVC PD 063.2/11-25 | GCVC PD | 063.2/11-25 | 4251796 | finoox | GCVC 063.2D/1x1-2506-1-D/3/40/2.10/1200/AXS/1/015023 | 4088 | 1 | 1 | 2506 | Axial | 20608 | 20627 | 75.27 | 5084 | 540 | VT03145U.1 | 0.077 | 0.45 | A+ | 24.57 | 55.94 | 2025-04-06 | VerticalCompact-BCD_1x1 | 1284 | 615 | 1153 |  |  | 82.6 | 18 | 18 | 630 | EC motor | 5060 | 1 | no | no | D | D | Aluminum | 2025-01-02 | 10 | 3 | yes | piece | 1
GCVC PD 063.2/21-42 | GCVC PD | 063.2/21-42 | 4246624 | finoox | GCVC 063.2C/2x1-2557-2-D/6/64/2.10/900/AXS/1/015023 | 8463 | 1 | 2 | 2557 | Axial | 64885 | 65376 | 180.66 | 14090 | 900 | VT03144U.1 | 1067 | 0.85 | D | 42.48 | 73.99 | 2025-03-17 | VerticalCompact-BCD_2x1 | 984 | 800 | 1761 |  |  | 156.5 | 35 | 35 | 630 | EC motor | 5060 | 2 | no | no | C | D | Aluminum | 2025-01-02 | 12 | 6 | yes | piece | 1
GCVC PD 063.2/11-62 | GCVC PD | 063.2/11-62 | 4251003 | finoox | GCVC 063.2C/1x1-2552-2-D/4/32/2.10/900/AXS/1/015023 | 4875 | 1 | 1 | 2552 | Axial | 38088 | 38437 | 60.22 | 13322 | 1435 | VT03143U.1 | 2945 | 2025-03-04 | E | 62.33 | 93.61 | 2025-04-05 | VerticalCompact-BCD_1x1 | 984 | 611 | 953 |  |  | 87.3 | 22 | 22 | 630 | EC motor | 5060 | 2 | no | no | C | D | Aluminum | 2025-01-02 | 8 | 4 | yes | piece | 1
GCVC PD 050.2/11-40 | GCVC PD | 050.2/11-40 | 4250311 | finoox | GCVC 050.2D/1x1-2520-1-D/6/40/2.10/1200/EXS/1/015023 | 3937 | 1 | 1 | 2520 | Axial | 32061 | 32324 | 150.55 | 6007 | 1070 | VT03011U.1 | 0.28 | 2025-04-01 | C | 39.84 | 71.2 | 2025-07-12 | VerticalCompact-BCD_1x1 | 1284 | 586 | 1153 |  |  | 104.1 | 22 | 22 | 500 | EC motor | 5060 | 1 | no | no | D | D | Epoxy coated aluminum | 2025-01-02 | 10 | 6 | yes | piece | 1
GCVC PD 050.2/12-54 | GCVC PD | 050.2/12-54 | 4249633 | finoox | GCVC 050.2C/1x2-2562-2-D/4/32/2.10/1800/AXS/1/015023 | 5574 | 2 | 1 | 2562 | Axial | 56052 | 55958 | 120.44 | 16960 | 1595 | VT03013U.1 | 1814 | 1965-01-01 | E | 53.77 | 85.16 | 2025-04-10 | VerticalCompact-BCD_1x2 | 1884 | 607 | 953 |  |  | 126.3 | 28 | 28 | 500 | EC motor | 5060 | 2 | no | no | C | D | Aluminum | 2025-01-02 | 8 | 4 | yes | piece | 1
GCVC PD 050.2/13-43 | GCVC PD | 050.2/13-43 | 4249829 | finoox | GCVC 050.2C/1x3-2519-1-D/3/32/2.10/2700/EXS/1/015023 | 6781 | 3 | 1 | 2519 | Axial | 50973 | 50845 | 135.49 | 16399 | 1010 | VT03011U.1 | 0.723 | 2015-01-01 | C | 42.88 | 74.39 | 2025-05-11 | VerticalCompact-BCD_1x3 | 2784 | 586 | 953 |  |  | 158 | 28 | 28 | 500 | EC motor | 5060 | 1 | no | no | C | D | Epoxy coated aluminum | 2025-01-02 | 6 | 3 | yes | piece | 1
GCVC PD 050.2/13-55 | GCVC PD | 050.2/13-55 | 4250817 | finoox | GCVC 050.2D/1x3-2561-2-D/4/40/2.10/3600/AXS/1/015023 | 10038 | 3 | 1 | 2561 | Axial | 106106 | 106273 | 301.1 | 26242 | 1505 | VT03013U.1 | 2154 | 1938-01-01 | D | 54.95 | 86.63 | 26 | VerticalCompact-BCD_1x3 | 3684 | 607 | 1153 |  |  | 259.9 | 42 | 42 | 500 | EC motor | 5060 | 2 | no | no | D | D | Aluminum | 2025-01-02 | 4 | 4 | yes | piece | 1
GCVC PD 050.2/13-55 | GCVC PD | 050.2/13-55 | 4250819 | finoox | GCVC 050.2D/1x3-2561-2-D/3/40/2.10/3600/EXS/1/015023 | 9729 | 3 | 1 | 2561 | Axial | 86022 | 85939 | 225.82 | 26590 | 1505 | VT03013U.1 | 2127 | 1938-01-01 | D | 55.19 | 86.87 | 2025-03-19 | VerticalCompact-BCD_1x3 | 3684 | 607 | 1153 |  |  | 236.7 | 35 | 35 | 500 | EC motor | 5060 | 2 | no | no | D | D | Epoxy coated aluminum | 2025-01-02 | 4 | 3 | yes | piece | 1
GCVC PD 050.2/13-55 | GCVC PD | 050.2/13-55 | 4250820 | finoox | GCVC 050.2D/1x3-2561-2-D/4/40/2.10/3600/EXS/1/015023 | 10526 | 3 | 1 | 2561 | Axial | 103649 | 103741 | 301.1 | 26242 | 1505 | VT03013U.1 | 2154 | 1938-01-01 | D | 54.95 | 86.63 | 2025-02-25 | VerticalCompact-BCD_1x3 | 3684 | 607 | 1153 |  |  | 258.4 | 35 | 35 | 500 | EC motor | 5060 | 2 | no | no | D | D | Epoxy coated aluminum | 2025-01-02 | 4 | 4 | yes | piece | 1
GCVC PD 063.2/14-25 | GCVC PD | 063.2/14-25 | 4251540 | finoox | GCVC 063.2C/1x4-2502-1-D/3/32/2.10/3600/AXS/1/015023 | 10090 | 4 | 1 | 2502 | Axial | 48409 | 48395 | 180.66 | 11791 | 385 | VT03145U.1 | 0.154 | 0.2 | A+ | 24.59 | 56.21 | 2025-09-14 | VerticalCompact-BCD_1x4 | 3684 | 615 | 953 |  |  | 209.4 | 28 | 28 | 630 | EC motor | 5060 | 1 | no | no | C | D | Aluminum | 2025-01-02 | 4 | 3 | yes | piece | 1
GCVC PD 050.2/11-28 | GCVC PD | 050.2/11-28 | 4249321 | finoox | GCVC 050.2C/1x1-2513-1-D/3/32/2.10/900/EXS/1/015023 | 2730 | 1 | 1 | 2513 | Axial | 12853 | 12907 | 45.16 | 3358 | 630 | VT03011U.1 | 0.067 | 0.37 | A | 2025-03-28 | 59.3 | 2025-09-03 | VerticalCompact-BCD_1x1 | 984 | 586 | 953 |  |  | 59.2 | 16 | 16 | 500 | EC motor | 5060 | 1 | no | no | C | D | Epoxy coated aluminum | 2025-01-02 | 12 | 3 | yes | piece | 1
GCVC PD 063.2/23-30 | GCVC PD | 063.2/23-30 | 4247878 | finoox | GCVC 063.2D/2x3-2505-1-D/4/80/2.10/3600/EXS/1/015023 | 21366 | 3 | 2 | 2505 | Axial | 127199 | 127215 | 602.19 | 27241 | 500 | VT03145U.1 | 0.394 | 0.39 | A+ | 2025-11-30 | 62.07 | 51.6 | VerticalCompact-BCD_2x3 | 3684 | 800 | 2161 |  |  | 473.1 | 42 | 42 | 630 | EC motor | 5060 | 1 | no | no | D | D | Epoxy coated aluminum | 2025-01-02 | 6 | 4 | yes | piece | 1
GCVC PD 080.2/12-44 | GCVC PD | 080.2/12-44 | 4252879 | finoox | GCVC 080.2D/1x2-2546-2-D/4/40/2.10/2400/AXS/1/015023 | 8593 | 2 | 1 | 2546 | Axial | 85.34 | 85332 | 200.73 | 24441 | 730 | VT03060U.1 | 1497 | 2025-03-01 | D | 43.93 | 75.46 | 2025-05-17 | VerticalCompact-BCD_1x2 | 2484 | 613 | 1153 |  |  | 187 | 35 | 35 | 800 | EC motor | 5060 | 2 | no | no | D | D | Aluminum | 2025-01-02 | 6 | 4 | yes | piece | 1
GCVC PD 050.3/23-54 | GCVC PD | 050.3/23-54 | 6186254 | finoox | GCVC 050.3D/2x3-3617-X-D/3/80/2.10/3600/AXS/1/015023 | 11653 | 3 | 2 | 3617 | Axial | 171.25 | 171188 | 451.65 | 50395 | 1260 | VT01524 | 5484 | 2025-04-04 | E | 53.62 | 85.59 | 43.1 | VerticalCompact-BCD_2x3 | 3684 | 800 | 2161 |  |  | 465.5 | 54 | 54 | 500 | AC motor | 60 | X | no | no | D | D | Aluminum | 2025-01-02 | 4 | 3 | yes | piece | 1
GCVC PD 040.2/12-45 | GCVC PD | 040.2/12-45 | 4243793 | finoox | GCVC 040.2B/1x2-1735-X-D/4/24/2.10/1440/AXS/1/015023 | 2569 | 2 | 1 | 1735 | Axial | 28.49 | 28572 | 72.26 | 7295 | 1450 | VT0605 | 0.537 | 2025-01-01 | D | 44.78 | 76.05 | 2025-01-06 | VerticalCompact-BCD_1x2 | 1524 | 476 | 753 |  |  | 80.3 | 22 | 22 | 400 | AC motor | 60 | X | no | no | B | D | Aluminum | 2025-01-02 | 8 | 4 | yes | piece | 1
GCVC PD 050.2/21-48 | GCVC PD | 050.2/21-48 | 4244813 | finoox | GCVC 050.2C/2x1-2349-I-D/4/64/2.10/900/EXS/1/015023 | 4509 | 1 | 2 | 2349 | Axial | 56253 | 56636 | 120.44 | 16835 | 1590 | VT03150U | 1776 | 2025-07-01 | E | 47.73 | 79.24 | 2025-04-11 | VerticalCompact-BCD_2x1 | 984 | 800 | 1761 |  |  | 136.8 | 28 | 28 | 500 | AC motor | 60 | I | no | no | C | D | Epoxy coated aluminum | 2025-01-02 | 8 | 4 | yes | piece | 1
GCVC PD 050.2/14-34 | GCVC PD | 050.2/14-34 | 4249971 | finoox | GCVC 050.2C/1x4-2387-L-D/6/32/2.10/3600/EXS/1/015023 | 8390 | 4 | 1 | 2387 | Axial | 61855 | 62151 | 361.32 | 11045 | 500 | VT01435 | 0.711 | 0.37 | C | 34.44 | 66.06 | 29 | VerticalCompact-BCD_1x4 | 3684 | 596 | 953 |  |  | 276.7 | 28 | 28 | 500 | AC motor | 60 | L | no | no | C | D | Epoxy coated aluminum | 2025-01-02 | 6 | 6 | yes | piece | 1
GCVC PD 050.2/22-29 | GCVC PD | 050.2/22-29 | 4246063 | finoox | GCVC 050.2D/2x2-2391-L-D/3/80/2.10/2400/EXS/1/015023 | 8298 | 2 | 2 | 2391 | Axial | 59449 | 59392 | 301.1 | 13504 | 520 | VT01437 | 0.402 | 0.18 | B | 28.66 | 60.46 | 2025-06-25 | VerticalCompact-BCD_2x2 | 2484 | 800 | 2161 |  |  | 298.7 | 28 | 28 | 500 | AC motor | 60 | L | no | no | D | D | Epoxy coated aluminum | 2025-01-02 | 8 | 3 | yes | piece | 1
GCVC PD 050.2/13-51 | GCVC PD | 050.2/13-51 | 4250633 | finoox | GCVC 050.2D/1x3-2347-D-D/3/40/2.10/3600/EXS/1/015023 | 6521 | 3 | 1 | 2347 | Axial | 84.23 | 84.15 | 225.82 | 25604 | 1390 | VT03150U | 1914 | 1941-01-01 | D | 51 | 82.68 | 2025-03-19 | VerticalCompact-BCD_1x3 | 3684 | 569 | 1153 |  |  | 236.7 | 35 | 35 | 500 | AC motor | 50 | D | no | no | D | D | Epoxy coated aluminum | 2025-01-02 | 4 | 3 | yes | piece | 1
GCVC PD 063.2/21-18 | GCVC PD | 063.2/21-18 | 4246477 | finoox | GCVC 063.2C/2x1-2399-J-D/4/64/2.10/900/EXS/1/015023 | 5878 | 1 | 2 | 2399 | Axial | 23628 | 23756 | 120.44 | 4905 | 290 | VT01442 | 0.145 | 0.14 | B | 17.75 | 49.26 | 2025-04-10 | VerticalCompact-BCD_2x1 | 984 | 800 | 1761 |  |  | 134 | 18 | 18 | 630 | AC motor | 60 | J | no | no | C | D | Epoxy coated aluminum | 2025-01-02 | 12 | 4 | yes | piece | 1
GCVC PD 063.2/24-23 | GCVC PD | 063.2/24-23 | 4247094 | finoox | GCVC 063.2C/2x4-2399-J-D/3/64/2.10/3600/EXS/1/015023 | 16144 | 4 | 2 | 2399 | Axial | 88914 | 88847 | 361.32 | 21452 | 290 | VT01442 | 0.576 | 0.14 | B | 23.38 | 55.24 | 2025-08-30 | VerticalCompact-BCD_2x4 | 3684 | 800 | 1761 |  |  | 421.4 | 35 | 35 | 630 | AC motor | 60 | J | no | no | C | D | Epoxy coated aluminum | 2025-01-02 | 4 | 3 | yes | piece | 1
GCVC PD 080.2/12-26 | GCVC PD | 080.2/12-26 | 4252794 | finoox | GCVC 080.2D/1x2-2495-1-D/3/40/2.10/2400/AXS/1/015023 | 6968 | 2 | 1 | 2495 | Axial | 46695 | 46565 | 150.55 | 12177 | 365 | VT03062U.1 | 0.198 | 0.5 | A+ | 25.76 | 57.29 | 2025-09-12 | VerticalCompact-BCD_1x2 | 2484 | 608 | 1153 |  |  | 164.9 | 28 | 28 | 800 | EC motor | 5060 | 1 | no | no | D | D | Aluminum | 2025-01-02 | 6 | 3 | yes | piece | 1
GCVC PD 080.2/11-28 | GCVC PD | 080.2/11-28 | 4252459 | finoox | GCVC 080.2D/1x1-2482-1-D/3/40/2.10/1200/EXS/1/015023 | 4634 | 1 | 1 | 2482 | Axial | 26238 | 26246 | 75.27 | 7478 | 440 | VT03061U.1 | 0.167 | 0.75 | B | 28.14 | 59.5 | 2025-06-06 | VerticalCompact-BCD_1x1 | 1284 | 608 | 1153 |  |  | 89.4 | 22 | 22 | 800 | EC motor | 5060 | 1 | no | no | D | D | Epoxy coated aluminum | 2025-01-02 | 10 | 3 | yes | piece | 1
GCVC PD 063.2/14-64 | GCVC PD | 063.2/14-64 | 4251610 | finoox | GCVC 063.2C/1x4-2549-2-D/3/32/2.10/3600/EXS/1/015023 | 14854 | 4 | 1 | 2549 | Axial | 99486 | 98404 | 180.66 | 47305 | 1210 | VT03143U.1 | 6987 | 1986-02-01 | E | 63.72 | 95.34 | 2025-05-15 | VerticalCompact-BCD_1x4 | 3684 | 611 | 953 |  |  | 298.8 | 35 | 35 | 630 | EC motor | 5060 | 2 | no | no | C | D | Epoxy coated aluminum | 2025-01-02 | 4 | 3 | yes | piece | 1
GCVC PD 063.2/23-47 | GCVC PD | 063.2/23-47 | 4247976 | finoox | GCVC 063.2D/2x3-2557-2-D/3/80/2.10/3600/AXS/1/015023 | 20469 | 3 | 2 | 2557 | Axial | 185075 | 185001 | 451.65 | 57892 | 900 | VT03144U.1 | 2574 | 0.85 | C | 47.42 | 79.38 | 43.1 | VerticalCompact-BCD_2x3 | 3684 | 800 | 2161 |  |  | 460.7 | 54 | 54 | 630 | EC motor | 5060 | 2 | no | no | D | D | Aluminum | 2025-01-02 | 4 | 3 | yes | piece | 1
GCVC PD 063.2/13-45 | GCVC PD | 063.2/13-45 | 4251450 | finoox | GCVC 063.2C/1x3-2558-2-D/6/32/2.10/2700/AXS/1/015023 | 10348 | 3 | 1 | 2558 | Axial | 99724 | 99937 | 270.99 | 22416 | 950 | VT03144U.1 | 1873 | 1 | D | 45.31 | 76.83 | 2025-06-22 | VerticalCompact-BCD_1x3 | 2784 | 623 | 953 |  |  | 212.8 | 35 | 35 | 630 | EC motor | 5060 | 2 | no | no | C | D | Aluminum | 2025-01-02 | 6 | 6 | yes | piece | 1
GCVC PD 080.2/13-21 | GCVC PD | 080.2/13-21 | 4253052 | finoox | GCVC 080.2D/1x3-2491-1-D/3/40/2.10/3600/AXS/1/015023 | 9783 | 3 | 1 | 2491 | Axial | 55582 | 55565 | 225.82 | 13100 | 270 | VT03062U.1 | 0.137 | 0.25 | A+ | 2025-08-20 | 52.48 | 2025-06-18 | VerticalCompact-BCD_1x3 | 3684 | 608 | 1153 |  |  | 241.8 | 28 | 28 | 800 | EC motor | 5060 | 1 | no | no | D | D | Aluminum | 2025-01-02 | 4 | 3 | yes | piece | 1
GCVC PD 050.2/13-56 | GCVC PD | 050.2/13-56 | 4244403 | finoox | GCVC 050.2B/1x3-2562-2-D/4/24/2.10/2160/EXS/1/015023 | 7732 | 3 | 1 | 2562 | Axial | 58067 | 57728 | 108.39 | 20805 | 1595 | VT03013U.1 | 2901 | 1965-01-01 | E | 56.29 | 87.67 | 2025-02-09 | VerticalCompact-BCD_1x3a | 2244 | 607 | 753 |  |  | 137.1 | 28 | 28 | 500 | EC motor | 5060 | 2 | no | no | B | D | Epoxy coated aluminum | 2025-01-02 | 6 | 4 | yes | piece | 1
GCVC PD 050.2/12-38 | GCVC PD | 050.2/12-38 | 4250530 | finoox | GCVC 050.2D/1x2-2517-1-D/6/40/2.10/2400/AXS/1/015023 | 6471 | 2 | 1 | 2517 | Axial | 55239 | 55543 | 301.1 | 9841 | 880 | VT03011U.1 | 0.323 | 0.84 | B | 38.42 | 69.95 | 2025-06-24 | VerticalCompact-BCD_1x2 | 2484 | 586 | 1153 |  |  | 195.3 | 28 | 28 | 500 | EC motor | 5060 | 1 | no | no | D | D | Aluminum | 2025-01-02 | 8 | 6 | yes | piece | 1
GCVC PD 050.2/23-35 | GCVC PD | 050.2/23-35 | 4245384 | finoox | GCVC 050.2C/2x3-2513-1-D/6/64/2.10/2700/AXS/1/015023 | 15330 | 3 | 2 | 2513 | Axial | 99495 | 99965 | 541.97 | 17853 | 630 | VT03011U.1 | 0.426 | 0.37 | A | 35.14 | 66.89 | 45 | VerticalCompact-BCD_2x3 | 2784 | 800 | 1761 |  |  | 378.4 | 35 | 35 | 500 | EC motor | 5060 | 1 | no | no | C | D | Aluminum | 2025-01-02 | 8 | 6 | yes | piece | 1
GCVC PD 050.2/21-31 | GCVC PD | 050.2/21-31 | 4245861 | finoox | GCVC 050.2D/2x1-2513-1-D/6/80/2.10/1200/EXS/1/015023 | 7779 | 1 | 2 | 2513 | Axial | 40511 | 40842 | 301.1 | 6959 | 630 | VT03011U.1 | 0.132 | 0.37 | A+ | 30.91 | 62.56 | 2025-03-25 | VerticalCompact-BCD_2x1 | 1284 | 800 | 2161 |  |  | 206.7 | 22 | 22 | 500 | EC motor | 5060 | 1 | no | no | D | D | Epoxy coated aluminum | 2025-01-02 | 12 | 6 | yes | piece | 1
GCVC PD 045.2/11-38 | GCVC PD | 045.2/11-38 | 4243849 | finoox | GCVC 045.2B/1x1-2526-1-D/4/24/2.10/720/AXS/1/015023 | 2371 | 1 | 1 | 2526 | Axial | 11979 | 12022 | 36.13 | 2922 | 900 | VT03007U.1 | 0.124 | 0.58 | C | 38.19 | 69.37 | 2025-02-03 | VerticalCompact-BCD_1x1 | 804 | 535 | 753 |  |  | 45.6 | 16 | 16 | 450 | EC motor | 5060 | 1 | no | no | B | D | Aluminum | 2025-01-02 | 12 | 4 | yes | piece | 1
GCVC PD 050.2/21-33 | GCVC PD | 050.2/21-33 | 4244918 | finoox | GCVC 050.2C/2x1-2514-1-D/6/64/2.10/900/AXS/1/015023 | 5960 | 1 | 2 | 2514 | Axial | 35846 | 36196 | 180.66 | 6585 | 695 | VT03011U.1 | 0.181 | 0.47 | A | 32.66 | 64.17 | 2025-06-15 | VerticalCompact-BCD_2x1 | 984 | 800 | 1761 |  |  | 144.2 | 22 | 22 | 500 | EC motor | 5060 | 1 | no | no | C | D | Aluminum | 2025-01-02 | 12 | 6 | yes | piece | 1
GCVC PD 080.3/12-57 | GCVC PD | 080.3/12-57 | 6086173 | finoox | GCVC 080.3D/1x2-3558-2-D/3/40/2.10/2400/EXS/1/015023 | 10032 | 2 | 1 | 3558 | Axial | 91.34 | 91.61 | 150.55 | 39438 | 1060 | VT01445U.3 | 4865 | 2025-04-04 | E | 57.39 | 88.92 | 2025-06-13 | VerticalCompact-BCD_1x2 | 2484 | 620 | 1153 |  |  | 207.8 | 35 | 35 | 800 | EC motor | 5060 | 2 | no | no | D | D | Epoxy coated aluminum | 2025-01-02 | 4 | 3 | yes | piece | 1
GCVC PD 050.3/21-47 | GCVC PD | 050.3/21-47 | 6058909 | finoox | GCVC 050.3C/2x1-3616-W-D/3/64/2.10/900/AXS/1/015023 | 3984 | 1 | 2 | 3616 | Axial | 43536 | 43793 | 90.33 | 14348 | 1240 | VT01524 | 1338 | 2025-02-03 | E | 46.75 | 78.26 | 9 | VerticalCompact-BCD_2x1 | 984 | 800 | 1761 |  |  | 130.6 | 28 | 28 | 500 | AC motor | 50 | W | no | no | C | D | Aluminum | 2025-01-02 | 8 | 3 | yes | piece | 1
GCVC PD 050.2/13-40 | GCVC PD | 050.2/13-40 | 4250611 | finoox | GCVC 050.2D/1x3-2332-D-D/6/40/2.10/3600/EXS/1/015023 | 8953 | 3 | 1 | 2332 | Axial | 86131 | 86468 | 451.65 | 15820 | 850 | VT01435 | 0.764 | 0.74 | C | 39.76 | 71.44 | 36.9 | VerticalCompact-BCD_1x3 | 3684 | 596 | 1153 |  |  | 303 | 35 | 35 | 500 | AC motor | 50 | D | no | no | D | D | Epoxy coated aluminum | 2025-01-02 | 6 | 6 | yes | piece | 1
GCVC PD 050.2/23-37 | GCVC PD | 050.2/23-37 | 4246280 | finoox | GCVC 050.2D/2x3-2387-L-D/4/80/2.10/3600/EXS/1/015023 | 14039 | 3 | 2 | 2387 | Axial | 106691 | 106793 | 602.19 | 21398 | 500 | VT01435 | 1054 | 0.37 | C | 37.17 | 69.13 | 51.6 | VerticalCompact-BCD_2x3 | 3684 | 800 | 2161 |  |  | 497.6 | 42 | 42 | 500 | AC motor | 60 | L | no | no | D | D | Epoxy coated aluminum | 2025-01-02 | 6 | 4 | yes | piece | 1
GCVC PD 040.2/12-50 | GCVC PD | 040.2/12-50 | 4243802 | finoox | GCVC 040.2B/1x2-2408-1-D/3/24/2.10/1440/EXS/1/015023 | 3543 | 2 | 1 | 2408 | Axial | 25855 | 25827 | 54.2 | 9097 | 1630 | VT03142U.1 | 0.844 | 2025-06-02 | E | 49.53 | 80.81 | 2025-06-04 | VerticalCompact-BCD_1x2 | 1524 | 543 | 753 |  |  | 73.6 | 18 | 18 | 400 | EC motor | 5060 | 1 | no | no | B | D | Epoxy coated aluminum | 2025-01-02 | 8 | 3 | yes | piece | 1
GCVC PD 045.2/12-48 | GCVC PD | 045.2/12-48 | 4248926 | finoox | GCVC 045.2C/1x2-2419-1-D/6/32/2.10/1800/AXS/1/015023 | 5274 | 2 | 1 | 2419 | Axial | 52552 | 52842 | 180.66 | 10453 | 1350 | VT03007U.1 | 0.759 | 1965-01-01 | D | 47.66 | 79.05 | 2025-01-15 | VerticalCompact-BCD_1x2 | 1884 | 535 | 953 |  |  | 131.1 | 28 | 28 | 450 | EC motor | 5060 | 1 | no | no | C | D | Aluminum | 2025-01-02 | 8 | 6 | yes | piece | 1
GCVC PD 080.2/13-40 | GCVC PD | 080.2/13-40 | 4253038 | finoox | GCVC 080.2D/1x3-2487-1-D/4/40/2.10/3600/EXS/1/015023 | 11952 | 3 | 1 | 2487 | Axial | 110504 | 110.6 | 301.1 | 29172 | 600 | VT03061U.1 | 1231 | 1985-01-01 | C | 39.77 | 71.45 | 26 | VerticalCompact-BCD_1x3 | 3684 | 608 | 1153 |  |  | 267.4 | 42 | 42 | 800 | EC motor | 5060 | 1 | no | no | D | D | Epoxy coated aluminum | 2025-01-02 | 4 | 4 | yes | piece | 1
GCVC PD 045.2/22-36 | GCVC PD | 045.2/22-36 | 4244523 | finoox | GCVC 045.2C/2x2-2523-1-D/4/64/2.10/1800/AXS/1/015023 | 8318 | 2 | 2 | 2523 | Axial | 51405 | 51606 | 240.88 | 10506 | 675 | VT03007U.1 | 0.232 | 0.3 | A | 36.23 | 67.86 | 2025-06-20 | VerticalCompact-BCD_2x2 | 1884 | 800 | 1761 |  |  | 217.4 | 28 | 28 | 450 | EC motor | 5060 | 1 | no | no | C | D | Aluminum | 2025-01-02 | 8 | 4 | yes | piece | 1
GCVC PD 063.2/24-66 | GCVC PD | 063.2/24-66 | 4247202 | finoox | GCVC 063.2C/2x4-2549-2-D/3/64/2.10/3600/EXS/1/015023 | 30612 | 4 | 2 | 2549 | Axial | 198973 | 196805 | 361.32 | 94609 | 1210 | VT03143U.1 | 13974 | 1986-02-01 | E | 66.49 | 98.36 | 34.6 | VerticalCompact-BCD_2x4 | 3684 | 800 | 1761 |  |  | 578.9 | 54 | 54 | 630 | EC motor | 5060 | 2 | no | no | C | D | Epoxy coated aluminum | 2025-01-02 | 4 | 3 | yes | piece | 1
GCVC PD 045.2/22-52 | GCVC PD | 045.2/22-52 | 4244586 | finoox | GCVC 045.2C/2x2-2533-1-D/4/64/2.10/1800/EXS/1/015023 | 8857 | 2 | 2 | 2533 | Axial | 86.91 | 86953 | 240.88 | 22768 | 1425 | VT03007U.1 | 1813 | 2025-09-01 | D | 52.46 | 84.09 | 2025-07-21 | VerticalCompact-BCD_2x2 | 1884 | 800 | 1761 |  |  | 218.4 | 35 | 35 | 450 | EC motor | 5060 | 1 | no | no | C | D | Epoxy coated aluminum | 2025-01-02 | 8 | 4 | yes | piece | 1
GCVC PD 045.2/13-51 | GCVC PD | 045.2/13-51 | 4249085 | finoox | GCVC 045.2C/1x3-2533-1-D/6/32/2.10/2700/EXS/1/015023 | 7791 | 3 | 1 | 2533 | Axial | 79573 | 78685 | 270.99 | 16101 | 1425 | VT03007U.1 | 1382 | 2025-09-01 | D | 51.44 | 82.94 | 2025-06-22 | VerticalCompact-BCD_1x3 | 2784 | 535 | 953 |  |  | 192.4 | 35 | 35 | 450 | EC motor | 5060 | 1 | no | no | C | D | Epoxy coated aluminum | 2025-01-02 | 6 | 6 | yes | piece | 1
GCVC PD 045.2/11-45 | GCVC PD | 045.2/11-45 | 4243868 | finoox | GCVC 045.2B/1x1-2531-1-D/3/24/2.10/720/AXS/1/015023 | 2348 | 1 | 1 | 2531 | Axial | 13222 | 13335 | 2025-01-27 | 4513 | 1275 | VT03007U.1 | 0.335 | 2025-04-01 | E | 44.96 | 76.15 | 2025-04-02 | VerticalCompact-BCD_1x1 | 804 | 535 | 753 |  |  | 42.4 | 16 | 16 | 450 | EC motor | 5060 | 1 | no | no | B | D | Aluminum | 2025-01-02 | 8 | 3 | yes | piece | 1
GCVC PD 080.2/23-59 | GCVC PD | 080.2/23-59 | 4248724 | finoox | GCVC 080.2D/2x3-2541-2-D/6/80/2.10/3600/AXS/1/015023 | 36167 | 3 | 2 | 2541 | Axial | 364037 | 364093 | 903.29 | 83615 | 950 | VT03059U.2 | 10228 | 1982-02-01 | E | 58.67 | 90.63 | 86.5 | VerticalCompact-BCD_2x3 | 3684 | 800 | 2161 |  |  | 688.4 | 76.1 | 76.1 | 800 | EC motor | 5060 | 2 | no | no | D | D | Aluminum | 2025-01-02 | 4 | 6 | yes | piece | 1
GCVC PD 045.2/13-51 | GCVC PD | 045.2/13-51 | 4243995 | finoox | GCVC 045.2B/1x3-2532-1-D/4/24/2.10/2160/EXS/1/015023 | 5729 | 3 | 1 | 2532 | Axial | 46718 | 46776 | 108.39 | 13559 | 1350 | VT03007U.1 | 1183 | 1965-01-01 | D | 51.27 | 82.65 | 2025-02-09 | VerticalCompact-BCD_1x3a | 2244 | 535 | 753 |  |  | 118.2 | 28 | 28 | 450 | EC motor | 5060 | 1 | no | no | B | D | Epoxy coated aluminum | 2025-01-02 | 6 | 4 | yes | piece | 1
GCVC PD 050.2/21-33 | GCVC PD | 050.2/21-33 | 4244921 | finoox | GCVC 050.2C/2x1-2514-1-D/6/64/2.10/900/EXS/1/015023 | 6284 | 1 | 2 | 2514 | Axial | 35411 | 35736 | 180.66 | 6585 | 695 | VT03011U.1 | 0.181 | 0.47 | A | 32.66 | 64.17 | 2025-06-15 | VerticalCompact-BCD_2x1 | 984 | 800 | 1761 |  |  | 144.2 | 22 | 22 | 500 | EC motor | 5060 | 1 | no | no | C | D | Epoxy coated aluminum | 2025-01-02 | 12 | 6 | yes | piece | 1
GCVC PD 050.2/12-44 | GCVC PD | 050.2/12-44 | 4250557 | finoox | GCVC 050.2D/1x2-2521-1-D/6/40/2.10/2400/EXS/1/015023 | 6970 | 2 | 1 | 2521 | Axial | 66915 | 67175 | 301.1 | 12742 | 1135 | VT03011U.1 | 0.66 | 1965-01-01 | C | 43.94 | 75.47 | 2025-03-25 | VerticalCompact-BCD_1x2 | 2484 | 586 | 1153 |  |  | 196 | 35 | 35 | 500 | EC motor | 5060 | 1 | no | no | D | D | Epoxy coated aluminum | 2025-01-02 | 8 | 6 | yes | piece | 1
GCVC PD 045.2/12-45 | GCVC PD | 045.2/12-45 | 4248968 | finoox | GCVC 045.2C/1x2-2529-1-D/6/32/2.10/1800/AXS/1/015023 | 5274 | 2 | 1 | 2529 | Axial | 44.31 | 44582 | 180.66 | 8377 | 1125 | VT03007U.1 | 0.465 | 1 | C | 44.72 | 76.1 | 2025-01-15 | VerticalCompact-BCD_1x2 | 1884 | 535 | 953 |  |  | 131.1 | 28 | 28 | 450 | EC motor | 5060 | 1 | no | no | C | D | Aluminum | 2025-01-02 | 8 | 6 | yes | piece | 1
GCVC PD 080.2/23-38 | GCVC PD | 080.2/23-38 | 4248603 | finoox | GCVC 080.2D/2x3-2483-1-D/4/80/2.10/3600/AXS/1/015023 | 25500 | 3 | 2 | 2483 | Axial | 192454 | 192747 | 602.19 | 45196 | 470 | VT03061U.1 | 1252 | 0.9 | B | 37.64 | 69.6 | 54.8 | VerticalCompact-BCD_2x3 | 3684 | 800 | 2161 |  |  | 516.6 | 54 | 54 | 800 | EC motor | 5060 | 1 | no | no | D | D | Aluminum | 2025-01-02 | 4 | 4 | yes | piece | 1
GCVC PD 080.2/12-47 | GCVC PD | 080.2/12-47 | 4252835 | finoox | GCVC 080.2D/1x2-2537-2-D/3/40/2.10/2400/EXS/1/015023 | 9391 | 2 | 1 | 2537 | Axial | 70504 | 69985 | 150.55 | 26510 | 750 | VT03059U.2 | 1963-01-01 | 2025-05-01 | D | 46.87 | 78.41 | 2025-05-13 | VerticalCompact-BCD_1x2 | 2484 | 650 | 1153 |  |  | 189 | 35 | 35 | 800 | EC motor | 5060 | 2 | no | no | D | D | Epoxy coated aluminum | 2025-01-02 | 6 | 3 | yes | piece | 1
GCVC PD 080.3/21-59 | GCVC PD | 080.3/21-59 | 6109346 | finoox | GCVC 080.3D/2x1-3557-2-D/4/80/2.10/1200/AXS/1/015023 | 10643 | 1 | 2 | 3557 | Axial | 117335 | 117.88 | 200.73 | 38763 | 1100 | VT01445U.3 | 5532 | 2025-02-04 | E | 58.5 | 90.15 | 2025-09-20 | VerticalCompact-BCD_2x1 | 1284 | 800 | 2161 |  |  | 236.2 | 42 | 42 | 800 | EC motor | 5060 | 2 | no | no | D | D | Aluminum | 2025-01-02 | 8 | 4 | yes | piece | 1
GCVC PD 045.2/21-48 | GCVC PD | 045.2/21-48 | 4244417 | finoox | GCVC 045.2C/2x1-0426-W-D/3/64/2.10/900/EXS/1/015023 | 3680 | 1 | 2 | 426 | Axial | 35732 | 35885 | 90.33 | 11024 | 1360 | VT0326U | 0.818 | 2025-02-02 | D | 47.58 | 79.08 | 2025-03-08 | VerticalCompact-BCD_2x1 | 984 | 800 | 1761 |  |  | 121.7 | 22 | 22 | 450 | AC motor | 50 | W | no | no | C | D | Epoxy coated aluminum | 2025-01-02 | 8 | 3 | yes | piece | 1
GCVC PD 045.2/14-50 | GCVC PD | 045.2/14-50 | 4249095 | finoox | GCVC 045.2C/1x4-0426-W-D/3/32/2.10/3600/EXS/1/015023 | 5532 | 4 | 1 | 426 | Axial | 70177 | 70.11 | 180.66 | 22047 | 1360 | VT0326U | 1635 | 2025-02-02 | D | 50.48 | 82.09 | 2025-05-15 | VerticalCompact-BCD_1x4 | 3684 | 521 | 953 |  |  | 214.5 | 35 | 35 | 450 | AC motor | 50 | W | no | no | C | D | Epoxy coated aluminum | 2025-01-02 | 4 | 3 | yes | piece | 1
GCVC PD 050.2/24-53 | GCVC PD | 050.2/24-53 | 4245521 | finoox | GCVC 050.2C/2x4-2349-I-D/4/64/2.10/3600/EXS/1/015023 | 14023 | 4 | 2 | 2349 | Axial | 216576 | 215699 | 481.75 | 67341 | 1590 | VT03150U | 7102 | 2025-07-01 | E | 53.4 | 85.26 | 44 | VerticalCompact-BCD_2x4 | 3684 | 800 | 1761 |  |  | 465.9 | 54 | 54 | 500 | AC motor | 60 | I | no | no | C | D | Epoxy coated aluminum | 2025-01-02 | 4 | 4 | yes | piece | 1
GCVC PD 050.2/23-47 | GCVC PD | 050.2/23-47 | 4246275 | finoox | GCVC 050.2D/2x3-2386-K-D/6/80/2.10/3600/EXS/1/015023 | 17789 | 3 | 2 | 2386 | Axial | 190267 | 190849 | 903.29 | 36076 | 910 | VT01435 | 2411 | 0.92 | C | 47.43 | 79.39 | 78.2 | VerticalCompact-BCD_2x3 | 3684 | 800 | 2161 |  |  | 593.6 | 54 | 54 | 500 | AC motor | 60 | K | no | no | D | D | Epoxy coated aluminum | 2025-01-02 | 6 | 6 | yes | piece | 1
GCVC PD 050.2/11-31 | GCVC PD | 050.2/11-31 | 4244051 | finoox | GCVC 050.2B/1x1-2390-K-D/4/24/2.10/720/AXS/1/015023 | 1849 | 1 | 1 | 2390 | Axial | 12947 | 13041 | 36.13 | 3262 | 760 | VT01437 | 0.188 | 0.35 | D | 30.75 | 61.94 | 2025-02-03 | VerticalCompact-BCD_1x1 | 804 | 596 | 753 |  |  | 49.7 | 16 | 16 | 500 | AC motor | 60 | K | no | no | B | D | Aluminum | 2025-01-02 | 12 | 4 | yes | piece | 1
GCVC PD 063.2/12-19 | GCVC PD | 063.2/12-19 | 4251971 | finoox | GCVC 063.2D/1x2-2399-J-D/4/40/2.10/2400/AXS/1/015023 | 5939 | 2 | 1 | 2399 | Axial | 33816 | 33903 | 200.73 | 6544 | 290 | VT01442 | 0.141 | 0.14 | A | 19.35 | 50.87 | 2025-03-16 | VerticalCompact-BCD_1x2 | 2484 | 598 | 1153 |  |  | 174.2 | 22 | 22 | 630 | AC motor | 60 | J | no | no | D | D | Aluminum | 2025-01-02 | 8 | 4 | yes | piece | 1
GCVC PD 045.2/11-45 | GCVC PD | 045.2/11-45 | 4248837 | finoox | GCVC 045.2C/1x1-2419-1-D/3/32/2.10/900/EXS/1/015023 | 2770 | 1 | 1 | 2419 | Axial | 18257 | 18346 | 45.16 | 5704 | 1350 | VT03007U.1 | 0.369 | 1965-01-01 | D | 44.88 | 76.14 | 2025-09-03 | VerticalCompact-BCD_1x1 | 984 | 535 | 953 |  |  | 57.5 | 16 | 16 | 450 | EC motor | 5060 | 1 | no | no | C | D | Epoxy coated aluminum | 2025-01-02 | 8 | 3 | yes | piece | 1
GCVC PD 045.2/12-42 | GCVC PD | 045.2/12-42 | 4248956 | finoox | GCVC 045.2C/1x2-2527-1-D/6/32/2.10/1800/AXS/1/015023 | 5236 | 2 | 1 | 2527 | Axial | 39133 | 39492 | 180.66 | 7207 | 975 | VT03007U.1 | 0.31 | 0.68 | B | 41.65 | 73.03 | 2025-08-14 | VerticalCompact-BCD_1x2 | 1884 | 535 | 953 |  |  | 130.5 | 22 | 22 | 450 | EC motor | 5060 | 1 | no | no | C | D | Aluminum | 2025-01-02 | 8 | 6 | yes | piece | 1
GCVC PD 063.2/23-64 | GCVC PD | 063.2/23-64 | 4247928 | finoox | GCVC 063.2D/2x3-2549-2-D/3/80/2.10/3600/AXS/1/015023 | 25603 | 3 | 2 | 2549 | Axial | 224424 | 223417 | 451.65 | 84428 | 1210 | VT03143U.1 | 9738 | 1986-02-01 | E | 63.5 | 95.47 | 43.1 | VerticalCompact-BCD_2x3 | 3684 | 800 | 2161 |  |  | 568.7 | 54 | 54 | 630 | EC motor | 5060 | 2 | no | no | D | D | Aluminum | 2025-01-02 | 4 | 3 | yes | piece | 1
GCVC PD 063.2/11-40 | GCVC PD | 063.2/11-40 | 4251893 | finoox | GCVC 063.2D/1x1-2557-2-D/4/40/2.10/1200/AXS/1/015023 | 4567 | 1 | 1 | 2557 | Axial | 37352 | 37523 | 100.37 | 9391 | 900 | VT03144U.1 | 0.441 | 0.85 | C | 39.62 | 70.99 | 2025-06-08 | VerticalCompact-BCD_1x1 | 1284 | 623 | 1153 |  |  | 94.7 | 22 | 22 | 630 | EC motor | 5060 | 2 | no | no | D | D | Aluminum | 2025-01-02 | 10 | 4 | yes | piece | 1
GCVC PD 050.2/21-35 | GCVC PD | 050.2/21-35 | 4244925 | finoox | GCVC 050.2C/2x1-2515-1-D/3/64/2.10/900/EXS/1/015023 | 5304 | 1 | 2 | 2515 | Axial | 29185 | 29299 | 90.33 | 8115 | 755 | VT03011U.1 | 0.217 | 0.58 | B | 34.8 | 66.31 | 2025-03-08 | VerticalCompact-BCD_2x1 | 984 | 800 | 1761 |  |  | 117.7 | 22 | 22 | 500 | EC motor | 5060 | 1 | no | no | C | D | Epoxy coated aluminum | 2025-01-02 | 8 | 3 | yes | piece | 1
GCVC PD 080.2/11-37 | GCVC PD | 080.2/11-37 | 4252485 | finoox | GCVC 080.2D/1x1-2486-1-D/6/40/2.10/1200/EXS/1/015023 | 5632 | 1 | 1 | 2486 | Axial | 40.29 | 40517 | 150.55 | 8006 | 565 | VT03061U.1 | 0.366 | 1955-01-01 | C | 36.59 | 67.96 | 2025-07-12 | VerticalCompact-BCD_1x1 | 1284 | 608 | 1153 |  |  | 111.2 | 22 | 22 | 800 | EC motor | 5060 | 1 | no | no | D | D | Epoxy coated aluminum | 2025-01-02 | 10 | 6 | yes | piece | 1
GCVC PD 063.2/13-36 | GCVC PD | 063.2/13-36 | 4252320 | finoox | GCVC 063.2D/1x3-2511-1-D/6/40/2.10/3600/AXS/1/015023 | 11691 | 3 | 1 | 2511 | Axial | 99366 | 99649 | 451.65 | 18790 | 730 | VT03145U.1 | 0.573 | 1 | B | 35.89 | 67.58 | 36.9 | VerticalCompact-BCD_1x3 | 3684 | 615 | 1153 |  |  | 290.7 | 35 | 35 | 630 | EC motor | 5060 | 1 | no | no | D | D | Aluminum | 2025-01-02 | 6 | 6 | yes | piece | 1
GCVC PD 050.2/21-42 | GCVC PD | 050.2/21-42 | 4244954 | finoox | GCVC 050.2C/2x1-2520-1-D/6/64/2.10/900/AXS/1/015023 | 6030 | 1 | 2 | 2520 | Axial | 51967 | 52445 | 180.66 | 10447 | 1070 | VT03011U.1 | 0.609 | 2025-04-01 | C | 42.07 | 73.58 | 2025-03-16 | VerticalCompact-BCD_2x1 | 984 | 800 | 1761 |  |  | 145.3 | 28 | 28 | 500 | EC motor | 5060 | 1 | no | no | C | D | Aluminum | 2025-01-02 | 12 | 6 | yes | piece | 1
GCVC PD 050.2/12-52 | GCVC PD | 050.2/12-52 | 4250572 | finoox | GCVC 050.2D/1x2-2560-2-D/6/40/2.10/2400/AXS/1/015023 | 7451 | 2 | 1 | 2560 | Axial | 80083 | 80.31 | 301.1 | 15944 | 1415 | VT03013U.1 | 1234 | 2021-01-01 | D | 51.55 | 83.08 | 2025-03-25 | VerticalCompact-BCD_1x2 | 2484 | 607 | 1153 |  |  | 205.2 | 35 | 35 | 500 | EC motor | 5060 | 2 | no | no | D | D | Aluminum | 2025-01-02 | 8 | 6 | yes | piece | 1
GCVC PD 050.2/21-51 | GCVC PD | 050.2/21-51 | 4245927 | finoox | GCVC 050.2D/2x1-2560-2-D/6/80/2.10/1200/EXS/1/015023 | 8989 | 1 | 2 | 2560 | Axial | 80321 | 80.77 | 301.1 | 15944 | 1415 | VT03013U.1 | 1234 | 2021-01-01 | D | 51.43 | 83.08 | 2025-04-27 | VerticalCompact-BCD_2x1 | 1284 | 800 | 2161 |  |  | 218.6 | 35 | 35 | 500 | EC motor | 5060 | 2 | no | no | D | D | Epoxy coated aluminum | 2025-01-02 | 10 | 6 | yes | piece | 1
GCVC PD 063.2/23-36 | GCVC PD | 063.2/23-36 | 4246957 | finoox | GCVC 063.2C/2x3-2507-1-D/4/64/2.10/2700/AXS/1/015023 | 16763 | 3 | 2 | 2507 | Axial | 109057 | 109073 | 361.32 | 25535 | 580 | VT03145U.1 | 0.641 | 0.55 | B | 35.64 | 67.39 | 32.1 | VerticalCompact-BCD_2x3 | 2784 | 800 | 1761 |  |  | 332.7 | 42 | 42 | 630 | EC motor | 5060 | 1 | no | no | C | D | Aluminum | 2025-01-02 | 6 | 4 | yes | piece | 1
GCVC PD 050.2/11-39 | GCVC PD | 050.2/11-39 | 4250302 | finoox | GCVC 050.2D/1x1-2519-1-D/6/40/2.10/1200/AXS/1/015023 | 3685 | 1 | 1 | 2519 | Axial | 30904 | 31138 | 150.55 | 5645 | 1010 | VT03011U.1 | 0.235 | 2015-01-01 | B | 38.51 | 69.87 | 2025-07-12 | VerticalCompact-BCD_1x1 | 1284 | 586 | 1153 |  |  | 104.1 | 22 | 22 | 500 | EC motor | 5060 | 1 | no | no | D | D | Aluminum | 2025-01-02 | 10 | 6 | yes | piece | 1
GCVC PD 063.2/22-60 | GCVC PD | 063.2/22-60 | 4247675 | finoox | GCVC 063.2D/2x2-2547-2-D/6/80/2.10/2400/EXS/1/015023 | 22746 | 2 | 2 | 2547 | Axial | 201941 | 202691 | 602.19 | 43813 | 1055 | VT03143U.1 | 4616 | 2025-01-02 | D | 60.05 | 91.85 | 55.2 | VerticalCompact-BCD_2x2 | 2484 | 800 | 2161 |  |  | 481.5 | 54 | 54 | 630 | EC motor | 5060 | 2 | no | no | D | D | Epoxy coated aluminum | 2025-01-02 | 6 | 6 | yes | piece | 1
GCVC PD 063.2/11-19 | GCVC PD | 063.2/11-19 | 4250925 | finoox | GCVC 063.2C/1x1-2502-1-D/3/32/2.10/900/EXS/1/015023 | 3774 | 1 | 1 | 2502 | Axial | 11721 | 1975-11-01 | 45.16 | 2948 | 385 | VT03145U.1 | 0.039 | 0.2 | A+ | 18.92 | 50.19 | 2025-09-03 | VerticalCompact-BCD_1x1 | 984 | 615 | 953 |  |  | 60.1 | 16 | 16 | 630 | EC motor | 5060 | 1 | no | no | C | D | Epoxy coated aluminum | 2025-01-02 | 12 | 3 | yes | piece | 1
GCVC PD 050.2/21-39 | GCVC PD | 050.2/21-39 | 4244945 | finoox | GCVC 050.2C/2x1-2518-1-D/6/64/2.10/900/EXS/1/015023 | 6352 | 1 | 2 | 2518 | Axial | 46105 | 46452 | 180.66 | 9151 | 945 | VT03011U.1 | 0.426 | 1 | C | 39.36 | 70.87 | 2025-03-16 | VerticalCompact-BCD_2x1 | 984 | 800 | 1761 |  |  | 145.3 | 28 | 28 | 500 | EC motor | 5060 | 1 | no | no | C | D | Epoxy coated aluminum | 2025-01-02 | 12 | 6 | yes | piece | 1
GCVC PD 063.2/12-60 | GCVC PD | 063.2/12-60 | 4251194 | finoox | GCVC 063.2C/1x2-2548-2-D/3/32/2.10/1800/EXS/1/015023 | 8187 | 2 | 1 | 2548 | Axial | 52187 | 52251 | 90.33 | 22074 | 1135 | VT03143U.1 | 2885 | 1937-02-01 | E | 59.59 | 90.98 | 8 | VerticalCompact-BCD_1x2 | 1884 | 611 | 953 |  |  | 154.7 | 28 | 28 | 630 | EC motor | 5060 | 2 | no | no | C | D | Epoxy coated aluminum | 2025-01-02 | 6 | 3 | yes | piece | 1
GCVC PD 080.2/21-53 | GCVC PD | 080.2/21-53 | 4248266 | finoox | GCVC 080.2D/2x1-2710-2-D/4/80/2.10/1200/EXS/1/015023 | 10360 | 1 | 2 | 2710 | Axial | 105559 | 105965 | 200.73 | 34271 | 975 | VT03059U.2 | 3848 | 3 | E | 53.24 | 84.89 | 2025-04-19 | VerticalCompact-BCD_2x1 | 1284 | 800 | 2161 |  |  | 214.8 | 35 | 35 | 800 | EC motor | 5060 | 2 | no | no | D | D | Epoxy coated aluminum | 2025-01-02 | 8 | 4 | yes | piece | 1
GCVC PD 080.2/11-51 | GCVC PD | 080.2/11-51 | 4252405 | finoox | GCVC 080.2D/1x1-1656-2-D/3/40/2.10/1200/EXS/1/015023 | 5463 | 1 | 1 | 1656 | Axial | 44666 | 44778 | 75.27 | 18970 | 1000 | VT03059U.2 | 2093 | 2025-02-03 | E | 51.05 | 82.42 | 2025-01-07 | VerticalCompact-BCD_1x1 | 1284 | 650 | 1153 |  |  | 101.3 | 28 | 28 | 800 | EC motor | 5060 | 2 | no | no | D | D | Epoxy coated aluminum | 2025-01-02 | 8 | 3 | yes | piece | 1
GCVC PD 050.2/13-45 | GCVC PD | 050.2/13-45 | 4250681 | finoox | GCVC 050.2D/1x3-2386-K-D/3/40/2.10/3600/EXS/1/015023 | 6456 | 3 | 1 | 2386 | Axial | 70688 | 70.65 | 225.82 | 19128 | 910 | VT01435 | 1165 | 0.92 | D | 45.05 | 76.73 | 2025-03-19 | VerticalCompact-BCD_1x3 | 3684 | 596 | 1153 |  |  | 237.9 | 35 | 35 | 500 | AC motor | 60 | K | no | no | D | D | Epoxy coated aluminum | 2025-01-02 | 4 | 3 | yes | piece | 1
GCVC PD 063.2/22-64 | GCVC PD | 063.2/22-64 | 4247697 | finoox | GCVC 063.2D/2x2-2551-2-D/3/80/2.10/2400/EXS/1/015023 | 18613 | 2 | 2 | 2551 | Axial | 164798 | 165218 | 301.1 | 63585 | 1360 | VT03143U.1 | 9203 | 4 | E | 64.43 | 96.23 | 31.6 | VerticalCompact-BCD_2x2 | 2484 | 800 | 2161 |  |  | 391.8 | 54 | 54 | 630 | EC motor | 5060 | 2 | no | no | D | D | Epoxy coated aluminum | 2025-01-02 | 4 | 3 | yes | piece | 1
GCVC PD 063.2/12-62 | GCVC PD | 063.2/12-62 | 4252105 | finoox | GCVC 063.2D/1x2-2551-2-D/3/40/2.10/2400/EXS/1/015023 | 9204 | 2 | 1 | 2551 | Axial | 82398 | 82609 | 150.55 | 31792 | 1360 | VT03143U.1 | 4601 | 4 | E | 61.7 | 93.22 | 2025-06-13 | VerticalCompact-BCD_1x2 | 2484 | 611 | 1153 |  |  | 198.8 | 35 | 35 | 630 | EC motor | 5060 | 2 | no | no | D | D | Epoxy coated aluminum | 2025-01-02 | 4 | 3 | yes | piece | 1
GCVC PD 063.2/12-29 | GCVC PD | 063.2/12-29 | 4251152 | finoox | GCVC 063.2C/1x2-2506-1-D/3/32/2.10/1800/AXS/1/015023 | 5780 | 2 | 1 | 2506 | Axial | 30754 | 30733 | 90.33 | 8465 | 540 | VT03145U.1 | 0.173 | 0.45 | A | 28.75 | 60.14 | 2025-06-07 | VerticalCompact-BCD_1x2 | 1884 | 615 | 953 |  |  | 109.6 | 22 | 22 | 630 | EC motor | 5060 | 1 | no | no | C | D | Aluminum | 2025-01-02 | 8 | 3 | yes | piece | 1
GCVC PD 080.2/23-38 | GCVC PD | 080.2/23-38 | 4248608 | finoox | GCVC 080.2D/2x3-2484-1-D/3/80/2.10/3600/AXS/1/015023 | 23542 | 3 | 2 | 2484 | Axial | 173895 | 173831 | 451.65 | 51754 | 505 | VT03061U.1 | 1946-01-01 | 2015-01-01 | B | 38.12 | 70.08 | 43.1 | VerticalCompact-BCD_2x3 | 3684 | 800 | 2161 |  |  | 472.8 | 54 | 54 | 800 | EC motor | 5060 | 1 | no | no | D | D | Aluminum | 2025-01-02 | 4 | 3 | yes | piece | 1
GCVC PD 050.2/11-51 | GCVC PD | 050.2/11-51 | 4249398 | finoox | GCVC 050.2C/1x1-2562-2-D/6/32/2.10/900/AXS/1/015023 | 3550 | 1 | 1 | 2562 | Axial | 35199 | 35.56 | 90.33 | 7904 | 1595 | VT03013U.1 | 0.936 | 1965-01-01 | E | 50.78 | 82.05 | 2025-08-07 | VerticalCompact-BCD_1x1 | 984 | 607 | 953 |  |  | 77.5 | 22 | 22 | 500 | EC motor | 5060 | 2 | no | no | C | D | Aluminum | 2025-01-02 | 8 | 6 | yes | piece | 1
GCVC PD 050.2/21-38 | GCVC PD | 050.2/21-38 | 4244936 | finoox | GCVC 050.2C/2x1-2517-1-D/6/64/2.10/900/AXS/1/015023 | 6030 | 1 | 2 | 2517 | Axial | 44234 | 44634 | 180.66 | 8507 | 880 | VT03011U.1 | 0.351 | 0.84 | B | 37.86 | 69.37 | 2025-03-16 | VerticalCompact-BCD_2x1 | 984 | 800 | 1761 |  |  | 145.3 | 28 | 28 | 500 | EC motor | 5060 | 1 | no | no | C | D | Aluminum | 2025-01-02 | 12 | 6 | yes | piece | 1
GCVC PD 050.2/12-45 | GCVC PD | 050.2/12-45 | 4249608 | finoox | GCVC 050.2C/1x2-2522-1-D/3/32/2.10/1800/AXS/1/015023 | 4376 | 2 | 1 | 2522 | Axial | 41284 | 41346 | 90.33 | 13058 | 1200 | VT03011U.1 | 0.789 | 2025-09-01 | D | 45.01 | 76.4 | 8 | VerticalCompact-BCD_1x2 | 1884 | 586 | 953 |  |  | 108.5 | 28 | 28 | 500 | EC motor | 5060 | 1 | no | no | C | D | Aluminum | 2025-01-02 | 6 | 3 | yes | piece | 1
GCVC PD 063.2/23-63 | GCVC PD | 063.2/23-63 | 4246988 | finoox | GCVC 063.2C/2x3-2547-2-D/3/64/2.10/2700/EXS/1/015023 | 23399 | 3 | 2 | 2547 | Axial | 151.3 | 151827 | 270.99 | 61506 | 1055 | VT03143U.1 | 7056 | 2025-01-02 | E | 62.56 | 94.3 | 2025-01-25 | VerticalCompact-BCD_2x3 | 2784 | 800 | 1761 |  |  | 439.9 | 42 | 42 | 630 | EC motor | 5060 | 2 | no | no | C | D | Epoxy coated aluminum | 2025-01-02 | 4 | 3 | yes | piece | 1
GCVC PD 063.2/11-55 | GCVC PD | 063.2/11-55 | 4250984 | finoox | GCVC 063.2C/1x1-2547-2-D/3/32/2.10/900/EXS/1/015023 | 4879 | 1 | 1 | 2547 | Axial | 25604 | 25758 | 45.16 | 10251 | 1055 | VT03143U.1 | 1176 | 2025-01-02 | E | 55.25 | 86.52 | 4 | VerticalCompact-BCD_1x1 | 984 | 611 | 953 |  |  | 82.4 | 18 | 18 | 630 | EC motor | 5060 | 2 | no | no | C | D | Epoxy coated aluminum | 2025-01-02 | 8 | 3 | yes | piece | 1
GCVC PD 045.2/24-54 | GCVC PD | 045.2/24-54 | 4244759 | finoox | GCVC 045.2C/2x4-2532-1-D/3/64/2.10/3600/EXS/1/015023 | 14977 | 4 | 2 | 2532 | Axial | 140.46 | 140.33 | 361.32 | 44157 | 1350 | VT03007U.1 | 3061 | 1965-01-01 | D | 54.13 | 85.99 | 32 | VerticalCompact-BCD_2x4 | 3684 | 800 | 1761 |  |  | 375.5 | 42 | 42 | 450 | EC motor | 5060 | 1 | no | no | C | D | Epoxy coated aluminum | 2025-01-02 | 4 | 3 | yes | piece | 1
GCVC PD 063.2/11-28 | GCVC PD | 063.2/11-28 | 4250942 | finoox | GCVC 063.2C/1x1-2505-1-D/6/32/2.10/900/AXS/1/015023 | 4206 | 1 | 1 | 2505 | Axial | 17357 | 17525 | 90.33 | 3168 | 500 | VT03145U.1 | 0.076 | 0.39 | A | 27.99 | 59.26 | 2025-06-07 | VerticalCompact-BCD_1x1 | 984 | 615 | 953 |  |  | 73.2 | 16 | 16 | 630 | EC motor | 5060 | 1 | no | no | C | D | Aluminum | 2025-01-02 | 12 | 6 | yes | piece | 1
GCVC PD 050.2/21-33 | GCVC PD | 050.2/21-33 | 4244916 | finoox | GCVC 050.2C/2x1-2514-1-D/3/64/2.10/900/AXS/1/015023 | 5084 | 1 | 2 | 2514 | Axial | 28.13 | 28205 | 90.33 | 7413 | 695 | VT03011U.1 | 0.172 | 0.47 | B | 32.89 | 64.4 | 2025-03-08 | VerticalCompact-BCD_2x1 | 984 | 800 | 1761 |  |  | 117.6 | 22 | 22 | 500 | EC motor | 5060 | 1 | no | no | C | D | Aluminum | 2025-01-02 | 12 | 3 | yes | piece | 1
GCVC PD 045.2/13-47 | GCVC PD | 045.2/13-47 | 4243981 | finoox | GCVC 045.2B/1x3-2529-1-D/4/24/2.10/2160/AXS/1/015023 | 5465 | 3 | 1 | 2529 | Axial | 42852 | 42947 | 108.39 | 11147 | 1125 | VT03007U.1 | 0.698 | 1 | D | 47.44 | 78.82 | 2025-02-09 | VerticalCompact-BCD_1x3a | 2244 | 535 | 753 |  |  | 118.2 | 28 | 28 | 450 | EC motor | 5060 | 1 | no | no | B | D | Aluminum | 2025-01-02 | 6 | 4 | yes | piece | 1
GCVC PD 080.2/13-43 | GCVC PD | 080.2/13-43 | 4253145 | finoox | GCVC 080.2D/1x3-2544-2-D/4/40/2.10/3600/AXS/1/015023 | 12296 | 3 | 1 | 2544 | Axial | 120796 | 120966 | 301.1 | 32523 | 655 | VT03060U.1 | 1611 | 2025-05-01 | C | 43.24 | 74.92 | 26 | VerticalCompact-BCD_1x3 | 3684 | 613 | 1153 |  |  | 276.1 | 42 | 42 | 800 | EC motor | 5060 | 2 | no | no | D | D | Aluminum | 2025-01-02 | 4 | 4 | yes | piece | 1
GCVC PD 080.2/11-40 | GCVC PD | 080.2/11-40 | 4252601 | finoox | GCVC 080.2D/1x1-2545-2-D/4/40/2.10/1200/AXS/1/015023 | 5037 | 1 | 1 | 2545 | Axial | 42678 | 42787 | 100.37 | 11530 | 695 | VT03060U.1 | 0.639 | 2015-01-01 | D | 39.96 | 71.33 | 2025-01-09 | VerticalCompact-BCD_1x1 | 1284 | 613 | 1153 |  |  | 100.3 | 28 | 28 | 800 | EC motor | 5060 | 2 | no | no | D | D | Aluminum | 2025-01-02 | 10 | 4 | yes | piece | 1
GCVC PD 080.2/23-59 | GCVC PD | 080.2/23-59 | 4248812 | finoox | GCVC 080.2D/2x3-2710-2-D/6/80/2.10/3600/AXS/1/015023 | 36167 | 3 | 2 | 2710 | Axial | 380345 | 381511 | 903.29 | 89861 | 975 | VT03059U.2 | 11863 | 3 | E | 59.34 | 91.3 | 86.5 | VerticalCompact-BCD_2x3 | 3684 | 800 | 2161 |  |  | 688.4 | 76.1 | 76.1 | 800 | EC motor | 5060 | 2 | no | no | D | D | Aluminum | 2025-01-02 | 4 | 6 | yes | piece | 1
GCVC PD 045.2/12-51 | GCVC PD | 045.2/12-51 | 4248908 | finoox | GCVC 045.2C/1x2-0423-X-D/6/32/2.10/1800/AXS/1/015023 | 4042 | 2 | 1 | 423 | Axial | 56461 | 56716 | 180.66 | 11520 | 1460 | VT0326U | 1251 | 3 | D | 50.66 | 82.04 | 2025-01-15 | VerticalCompact-BCD_1x2 | 1884 | 521 | 953 |  |  | 138.5 | 28 | 28 | 450 | AC motor | 60 | X | no | no | C | D | Aluminum | 2025-01-02 | 8 | 6 | yes | piece | 1
GCVC PD 050.2/23-53 | GCVC PD | 050.2/23-53 | 4245282 | finoox | GCVC 050.2C/2x3-2349-I-D/3/64/2.10/2700/AXS/1/015023 | 9292 | 3 | 2 | 2349 | Axial | 145802 | 145964 | 270.99 | 52368 | 1590 | VT03150U | 5206 | 2025-07-01 | E | 52.75 | 84.5 | 2025-01-25 | VerticalCompact-BCD_2x3 | 2784 | 800 | 1761 |  |  | 329 | 42 | 42 | 500 | AC motor | 60 | I | no | no | C | D | Aluminum | 2025-01-02 | 4 | 3 | yes | piece | 1
GCVC PD 050.2/11-41 | GCVC PD | 050.2/11-41 | 4249215 | finoox | GCVC 050.2C/1x1-2348-S-D/3/32/2.10/900/EXS/1/015023 | 2259 | 1 | 1 | 2348 | Axial | 20343 | 20453 | 45.16 | 6804 | 1180 | VT03150U | 0.526 | 0.9 | E | 41.24 | 72.51 | 2025-09-03 | VerticalCompact-BCD_1x1 | 984 | 569 | 953 |  |  | 63.9 | 16 | 16 | 500 | AC motor | 50 | S | no | no | C | D | Epoxy coated aluminum | 2025-01-02 | 8 | 3 | yes | piece | 1
GCVC PD 050.2/11-41 | GCVC PD | 050.2/11-41 | 4250257 | finoox | GCVC 050.2D/1x1-2421-1-D/6/40/2.10/1200/EXS/1/015023 | 3937 | 1 | 1 | 2421 | Axial | 35004 | 35262 | 150.55 | 6696 | 1150 | VT03011U.1 | 0.346 | 1975-01-01 | C | 40.51 | 71.87 | 2025-07-12 | VerticalCompact-BCD_1x1 | 1284 | 586 | 1153 |  |  | 104.1 | 22 | 22 | 500 | EC motor | 5060 | 1 | no | no | D | D | Epoxy coated aluminum | 2025-01-02 | 10 | 6 | yes | piece | 1
GCVC PD 063.2/14-40 | GCVC PD | 063.2/14-40 | 4251593 | finoox | GCVC 063.2C/1x4-2510-1-D/6/32/2.10/3600/EXS/1/015023 | 12794 | 4 | 1 | 2510 | Axial | 89357 | 89488 | 361.32 | 18120 | 695 | VT03145U.1 | 0.736 | 0.9 | B | 40.11 | 71.74 | 2025-05-29 | VerticalCompact-BCD_1x4 | 3684 | 615 | 953 |  |  | 261.9 | 35 | 35 | 630 | EC motor | 5060 | 1 | no | no | C | D | Epoxy coated aluminum | 2025-01-02 | 6 | 6 | yes | piece | 1
GCVC PD 045.2/11-44 | GCVC PD | 045.2/11-44 | 4243867 | finoox | GCVC 045.2B/1x1-2530-1-D/4/24/2.10/720/EXS/1/015023 | 2472 | 1 | 1 | 2530 | Axial | 14283 | 14403 | 36.13 | 3983 | 1200 | VT03007U.1 | 0.28 | 2025-01-01 | D | 44.22 | 75.4 | 2025-02-03 | VerticalCompact-BCD_1x1 | 804 | 535 | 753 |  |  | 45.6 | 16 | 16 | 450 | EC motor | 5060 | 1 | no | no | B | D | Epoxy coated aluminum | 2025-01-02 | 8 | 4 | yes | piece | 1
GCVC PD 050.2/23-39 | GCVC PD | 050.2/23-39 | 4245398 | finoox | GCVC 050.2C/2x3-2515-1-D/4/64/2.10/2700/EXS/1/015023 | 14166 | 3 | 2 | 2515 | Axial | 101104 | 102.13 | 361.32 | 23476 | 755 | VT03011U.1 | 0.664 | 0.58 | B | 39.14 | 70.89 | 2025-09-30 | VerticalCompact-BCD_2x3 | 2784 | 800 | 1761 |  |  | 325.3 | 35 | 35 | 500 | EC motor | 5060 | 1 | no | no | C | D | Epoxy coated aluminum | 2025-01-02 | 6 | 4 | yes | piece | 1
GCVC PD 080.2/13-41 | GCVC PD | 080.2/13-41 | 4253030 | finoox | GCVC 080.2D/1x3-2486-1-D/6/40/2.10/3600/AXS/1/015023 | 13169 | 3 | 1 | 2486 | Axial | 123488 | 124168 | 451.65 | 24019 | 565 | VT03061U.1 | 1097 | 1955-01-01 | C | 41.05 | 72.73 | 39.2 | VerticalCompact-BCD_1x3 | 3684 | 608 | 1153 |  |  | 313.7 | 42 | 42 | 800 | EC motor | 5060 | 1 | no | no | D | D | Aluminum | 2025-01-02 | 4 | 6 | yes | piece | 1
GCVC PD 080.2/11-48 | GCVC PD | 080.2/11-48 | 4252566 | finoox | GCVC 080.2D/1x1-2538-2-D/6/40/2.10/1200/AXS/1/015023 | 6193 | 1 | 1 | 2538 | Axial | 53.85 | 54124 | 150.55 | 11535 | 800 | VT03059U.2 | 1024 | 1989-01-01 | D | 48.03 | 79.4 | 2025-01-13 | VerticalCompact-BCD_1x1 | 1284 | 650 | 1153 |  |  | 123 | 28 | 28 | 800 | EC motor | 5060 | 2 | no | no | D | D | Aluminum | 2025-01-02 | 10 | 6 | yes | piece | 1
GCVC PD 080.2/11-46 | GCVC PD | 080.2/11-46 | 4252568 | finoox | GCVC 080.2D/1x1-2538-2-D/4/40/2.10/1200/EXS/1/015023 | 5745 | 1 | 1 | 2538 | Axial | 44958 | 45005 | 100.37 | 13262 | 800 | VT03059U.2 | 1002 | 1989-01-01 | D | 46.07 | 77.44 | 2025-01-09 | VerticalCompact-BCD_1x1 | 1284 | 650 | 1153 |  |  | 108.5 | 28 | 28 | 800 | EC motor | 5060 | 2 | no | no | D | D | Epoxy coated aluminum | 2025-01-02 | 10 | 4 | yes | piece | 1
GCVC PD 050.2/21-42 | GCVC PD | 050.2/21-42 | 4244955 | finoox | GCVC 050.2C/2x1-2520-1-D/3/64/2.10/900/EXS/1/015023 | 5304 | 1 | 2 | 2520 | Axial | 36977 | 37157 | 90.33 | 11639 | 1070 | VT03011U.1 | 0.573 | 2025-04-01 | D | 42.45 | 73.96 | 2025-03-08 | VerticalCompact-BCD_2x1 | 984 | 800 | 1761 |  |  | 117.7 | 22 | 22 | 500 | EC motor | 5060 | 1 | no | no | C | D | Epoxy coated aluminum | 2025-01-02 | 8 | 3 | yes | piece | 1
GCVC PD 045.2/21-36 | GCVC PD | 045.2/21-36 | 4244443 | finoox | GCVC 045.2C/2x1-2524-1-D/6/64/2.10/900/EXS/1/015023 | 5847 | 1 | 2 | 2524 | Axial | 30341 | 30612 | 180.66 | 5466 | 750 | VT03007U.1 | 0.153 | 0.37 | A | 35.91 | 67.42 | 2025-06-15 | VerticalCompact-BCD_2x1 | 984 | 800 | 1761 |  |  | 140.8 | 22 | 22 | 450 | EC motor | 5060 | 1 | no | no | C | D | Epoxy coated aluminum | 2025-01-02 | 12 | 6 | yes | piece | 1
GCVC PD 045.2/11-35 | GCVC PD | 045.2/11-35 | 4248855 | finoox | GCVC 045.2C/1x1-2525-1-D/3/32/2.10/900/EXS/1/015023 | 2757 | 1 | 1 | 2525 | Axial | 1977-12-01 | 12805 | 45.16 | 3329 | 825 | VT03007U.1 | 0.096 | 0.47 | B | 34.96 | 66.22 | 2025-09-03 | VerticalCompact-BCD_1x1 | 984 | 535 | 953 |  |  | 57.5 | 16 | 16 | 450 | EC motor | 5060 | 1 | no | no | C | D | Epoxy coated aluminum | 2025-01-02 | 12 | 3 | yes | piece | 1
GCVC PD 050.2/12-46 | GCVC PD | 050.2/12-46 | 4250558 | finoox | GCVC 050.2D/1x2-2522-1-D/3/40/2.10/2400/AXS/1/015023 | 5121 | 2 | 1 | 2522 | Axial | 51433 | 51403 | 150.55 | 14150 | 1200 | VT03011U.1 | 0.738 | 2025-09-01 | D | 45.62 | 77.14 | 2025-09-12 | VerticalCompact-BCD_1x2 | 2484 | 586 | 1153 |  |  | 151.9 | 28 | 28 | 500 | EC motor | 5060 | 1 | no | no | D | D | Aluminum | 2025-01-02 | 6 | 3 | yes | piece | 1
GCVC PD 063.2/21-18 | GCVC PD | 063.2/21-18 | 4247358 | finoox | GCVC 063.2D/2x1-2501-1-D/3/80/2.10/1200/AXS/1/015023 | 7565 | 1 | 2 | 2501 | Axial | 29097 | 29171 | 150.55 | 6427 | 345 | VT03145U.1 | 0.057 | 0.15 | A+ | 17.66 | 49.31 | 2025-02-13 | VerticalCompact-BCD_2x1 | 1284 | 800 | 2161 |  |  | 162.9 | 22 | 22 | 630 | EC motor | 5060 | 1 | no | no | D | D | Aluminum | 2025-01-02 | 10 | 3 | yes | piece | 1
GCVC PD 063.2/13-22 | GCVC PD | 063.2/13-22 | 4252265 | finoox | GCVC 063.2D/1x3-2502-1-D/4/40/2.10/3600/AXS/1/015023 | 9951 | 3 | 1 | 2502 | Axial | 52425 | 52491 | 301.1 | 10349 | 385 | VT03145U.1 | 0.108 | 0.2 | A+ | 21.71 | 53.39 | 2025-05-24 | VerticalCompact-BCD_1x3 | 3684 | 615 | 1153 |  |  | 246.6 | 28 | 28 | 630 | EC motor | 5060 | 1 | no | no | D | D | Aluminum | 2025-01-02 | 6 | 4 | yes | piece | 1
GCVC PD 050.2/12-31 | GCVC PD | 050.2/12-31 | 4249556 | finoox | GCVC 050.2C/1x2-2513-1-D/6/32/2.10/1800/AXS/1/015023 | 5199 | 2 | 1 | 2513 | Axial | 33401 | 33647 | 180.66 | 5951 | 630 | VT03011U.1 | 0.142 | 0.37 | A | 30.72 | 62.11 | 2025-08-14 | VerticalCompact-BCD_1x2 | 1884 | 586 | 953 |  |  | 133.9 | 22 | 22 | 500 | EC motor | 5060 | 1 | no | no | C | D | Aluminum | 2025-01-02 | 8 | 6 | yes | piece | 1
GCVC PD 050.2/21-40 | GCVC PD | 050.2/21-40 | 4244940 | finoox | GCVC 050.2C/2x1-2518-1-D/3/64/2.10/900/AXS/1/015023 | 5112 | 1 | 2 | 2518 | Axial | 35034 | 35221 | 90.33 | 10225 | 945 | VT03011U.1 | 0.401 | 1 | C | 39.7 | 71.21 | 2025-03-08 | VerticalCompact-BCD_2x1 | 984 | 800 | 1761 |  |  | 117.7 | 22 | 22 | 500 | EC motor | 5060 | 1 | no | no | C | D | Aluminum | 2025-01-02 | 8 | 3 | yes | piece | 1
GCVC PD 050.2/13-45 | GCVC PD | 050.2/13-45 | 4249839 | finoox | GCVC 050.2C/1x3-2521-1-D/4/32/2.10/2700/AXS/1/015023 | 6932 | 3 | 1 | 2521 | Axial | 66861 | 66841 | 180.66 | 17919 | 1135 | VT03011U.1 | 1036 | 1965-01-01 | D | 45.25 | 76.76 | 2025-06-15 | VerticalCompact-BCD_1x3 | 2784 | 586 | 953 |  |  | 171.5 | 35 | 35 | 500 | EC motor | 5060 | 1 | no | no | C | D | Aluminum | 2025-01-02 | 6 | 4 | yes | piece | 1
GCVC PD 080.3/21-48 | GCVC PD | 080.3/21-48 | 6055050 | finoox | GCVC 080.3D/2x1-3490-K-D/4/80/2.10/1200/AXS/1/015023 | 7467 | 1 | 2 | 3490 | Axial | 94.66 | 94763 | 200.73 | 27382 | 770 | VT01371 | 2652 | 2025-04-02 | E | 47.81 | 79.47 | 2025-04-19 | VerticalCompact-BCD_2x1 | 1284 | 800 | 2161 |  |  | 234.9 | 35 | 35 | 800 | AC motor | 60 | K | no | no | D | D | Aluminum | 2025-01-02 | 10 | 4 | yes | piece | 1
GCVC PD 080.3/23-55 | GCVC PD | 080.3/23-55 | 6190007 | finoox | GCVC 080.3D/2x3-3485-I-D/3/80/2.10/3600/AXS/1/015023 | 20920 | 3 | 2 | 3485 | Axial | 242642 | 240899 | 451.65 | 100908 | 900 | VT01526 | 13726 | 2025-09-03 | E | 54.7 | 86.66 | 46.4 | VerticalCompact-BCD_2x3 | 3684 | 800 | 2161 |  |  | 597.8 | 64 | 64 | 800 | AC motor | 60 | I | no | no | D | D | Aluminum | 2025-01-02 | 4 | 3 | yes | piece | 1
GCVC PD 050.2/11-40 | GCVC PD | 050.2/11-40 | 4249253 | finoox | GCVC 050.2C/1x1-2386-K-D/4/32/2.10/900/AXS/1/015023 | 2222 | 1 | 1 | 2386 | Axial | 22128 | 22287 | 60.22 | 5569 | 910 | VT01435 | 0.416 | 0.92 | D | 40.16 | 71.43 | 2025-02-05 | VerticalCompact-BCD_1x1 | 984 | 596 | 953 |  |  | 68.7 | 18 | 18 | 500 | AC motor | 60 | K | no | no | C | D | Aluminum | 2025-01-02 | 8 | 4 | yes | piece | 1
GCVC PD 050.2/11-40 | GCVC PD | 050.2/11-40 | 4249254 | finoox | GCVC 050.2C/1x1-2386-K-D/6/32/2.10/900/AXS/1/015023 | 2566 | 1 | 1 | 2386 | Axial | 25501 | 25713 | 90.33 | 5098 | 910 | VT01435 | 0.427 | 0.92 | D | 40.23 | 71.5 | 2025-07-07 | VerticalCompact-BCD_1x1 | 984 | 596 | 953 |  |  | 77.4 | 18 | 18 | 500 | AC motor | 60 | K | no | no | C | D | Aluminum | 2025-01-02 | 12 | 6 | yes | piece | 1
GCVC PD 040.2/12-41 | GCVC PD | 040.2/12-41 | 4243705 | finoox | GCVC 040.2A/1x2-2346-W-D/3/20/2.10/1200/AXS/2/015023 | 1712 | 2 | 1 | 2346 | Axial | 14447 | 14461 | 37.64 | 4177 | 895 | VT0607 | 0.184 | 0.33 | C | 41.36 | 72.52 | 2025-02-03 | VerticalCompact-A_1x2 | 1260 | 342 | 507 |  |  | 33.9 | 16 | 16 | 400 | AC motor | 50 | W | no | no | A | D | Aluminum | 2025-01-02 | 10 | 3 | yes | piece | 1
GCVC PD 063.2/22-48 | GCVC PD | 063.2/22-48 | 4247590 | finoox | GCVC 063.2D/2x2-2413-2-D/4/80/2.10/2400/EXS/1/015023 | 16472 | 2 | 2 | 2413 | Axial | 153348 | 153416 | 401.46 | 41884 | 1000 | VT03144U.1 | 2397 | 2025-01-01 | D | 47.56 | 79.37 | 39.4 | VerticalCompact-BCD_2x2 | 2484 | 800 | 2161 |  |  | 348.9 | 54 | 54 | 630 | EC motor | 5060 | 2 | no | no | D | D | Epoxy coated aluminum | 2025-01-02 | 6 | 4 | yes | piece | 1
GCVC PD 045.2/13-35 | GCVC PD | 045.2/13-35 | 4249022 | finoox | GCVC 045.2C/1x3-2523-1-D/6/32/2.10/2700/AXS/1/015023 | 7236 | 3 | 1 | 2523 | Axial | 42296 | 42566 | 270.99 | 7335 | 675 | VT03007U.1 | 0.176 | 0.3 | A | 35.43 | 66.93 | 22 | VerticalCompact-BCD_1x3 | 2784 | 535 | 953 |  |  | 191.8 | 28 | 28 | 450 | EC motor | 5060 | 1 | no | no | C | D | Aluminum | 2025-01-02 | 8 | 6 | yes | piece | 1
GCVC PD 063.2/11-57 | GCVC PD | 063.2/11-57 | 4251845 | finoox | GCVC 063.2D/1x1-2549-2-D/4/40/2.10/1200/AXS/1/015023 | 5419 | 1 | 1 | 2549 | Axial | 47136 | 47193 | 100.37 | 13595 | 1210 | VT03143U.1 | 1655 | 1986-02-01 | E | 56.59 | 87.95 | 2025-01-09 | VerticalCompact-BCD_1x1 | 1284 | 611 | 1153 |  |  | 113.4 | 28 | 28 | 630 | EC motor | 5060 | 2 | no | no | D | D | Aluminum | 2025-01-02 | 10 | 4 | yes | piece | 1
GCVC PD 063.2/24-70 | GCVC PD | 063.2/24-70 | 4247214 | finoox | GCVC 063.2C/2x4-2552-2-D/3/64/2.10/3600/EXS/1/015023 | 30788 | 4 | 2 | 2552 | Axial | 251185 | 247087 | 361.32 | 113677 | 1435 | VT03143U.1 | 23277 | 2025-03-04 | E | 70.1 | 101.96 | 34.6 | VerticalCompact-BCD_2x4 | 3684 | 800 | 1761 |  |  | 579.1 | 54 | 54 | 630 | EC motor | 5060 | 2 | no | no | C | D | Epoxy coated aluminum | 2025-01-02 | 2 | 3 | yes | piece | 1
GCVC PD 080.2/23-39 | GCVC PD | 080.2/23-39 | 4248609 | finoox | GCVC 080.2D/2x3-2484-1-D/4/80/2.10/3600/AXS/1/015023 | 25500 | 3 | 2 | 2484 | Axial | 201578 | 201891 | 602.19 | 48463 | 505 | VT03061U.1 | 1503 | 2015-01-01 | B | 38.97 | 70.93 | 54.8 | VerticalCompact-BCD_2x3 | 3684 | 800 | 2161 |  |  | 516.6 | 54 | 54 | 800 | EC motor | 5060 | 1 | no | no | D | D | Aluminum | 2025-01-02 | 4 | 4 | yes | piece | 1
GCVC PD 050.2/23-57 | GCVC PD | 050.2/23-57 | 4246402 | finoox | GCVC 050.2D/2x3-2560-2-D/3/80/2.10/3600/AXS/1/015023 | 18536 | 3 | 2 | 2560 | Axial | 170491 | 170428 | 451.65 | 50011 | 1415 | VT03013U.1 | 3559 | 2021-01-01 | D | 56.59 | 88.55 | 43.1 | VerticalCompact-BCD_2x3 | 3684 | 800 | 2161 |  |  | 457.7 | 54 | 54 | 500 | EC motor | 5060 | 2 | no | no | D | D | Aluminum | 2025-01-02 | 4 | 3 | yes | piece | 1
GCVC PD 063.2/22-35 | GCVC PD | 063.2/22-35 | 4246757 | finoox | GCVC 063.2C/2x2-2508-1-D/4/64/2.10/1800/AXS/1/015023 | 11791 | 2 | 2 | 2508 | Axial | 77282 | 77394 | 240.88 | 18255 | 615 | VT03145U.1 | 0.509 | 0.65 | B | 35.31 | 66.94 | 2025-07-21 | VerticalCompact-BCD_2x2 | 1884 | 800 | 1761 |  |  | 228.7 | 35 | 35 | 630 | EC motor | 5060 | 1 | no | no | C | D | Aluminum | 2025-01-02 | 8 | 4 | yes | piece | 1
GCVC PD 063.2/23-26 | GCVC PD | 063.2/23-26 | 4246916 | finoox | GCVC 063.2C/2x3-2500-1-D/6/64/2.10/2700/AXS/1/015023 | 18805 | 3 | 2 | 2500 | Axial | 66501 | 67105 | 541.97 | 11124 | 310 | VT03145U.1 | 0.156 | 0.13 | A+ | 2025-07-25 | 57.45 | 45 | VerticalCompact-BCD_2x3 | 2784 | 800 | 1761 |  |  | 383.7 | 35 | 35 | 630 | EC motor | 5060 | 1 | no | no | C | D | Aluminum | 2025-01-02 | 8 | 6 | yes | piece | 1
GCVC PD 063.2/22-29 | GCVC PD | 063.2/22-29 | 4247629 | finoox | GCVC 063.2D/2x2-2505-1-D/4/80/2.10/2400/AXS/1/015023 | 14027 | 2 | 2 | 2505 | Axial | 87177 | 87309 | 401.46 | 18160 | 500 | VT03145U.1 | 0.263 | 0.39 | A+ | 2025-05-28 | 60.31 | 34.8 | VerticalCompact-BCD_2x2 | 2484 | 800 | 2161 |  |  | 323.3 | 35 | 35 | 630 | EC motor | 5060 | 1 | no | no | D | D | Aluminum | 2025-01-02 | 8 | 4 | yes | piece | 1
GCVC PD 045.2/12-44 | GCVC PD | 045.2/12-44 | 4243919 | finoox | GCVC 045.2B/1x2-2528-1-D/4/24/2.10/1440/EXS/1/015023 | 4161 | 2 | 1 | 2528 | Axial | 26707 | 26822 | 72.26 | 6900 | 1050 | VT03007U.1 | 0.382 | 0.84 | D | 44.33 | 75.61 | 2025-01-06 | VerticalCompact-BCD_1x2 | 1524 | 535 | 753 |  |  | 81.6 | 22 | 22 | 450 | EC motor | 5060 | 1 | no | no | B | D | Epoxy coated aluminum | 2025-01-02 | 8 | 4 | yes | piece | 1
GCVC PD 045.2/24-50 | GCVC PD | 045.2/24-50 | 4244738 | finoox | GCVC 045.2C/2x4-2529-1-D/3/64/2.10/3600/AXS/1/015023 | 14185 | 4 | 2 | 2529 | Axial | 129.43 | 129383 | 361.32 | 36626 | 1125 | VT03007U.1 | 1811 | 1 | C | 50.15 | 82.01 | 32 | VerticalCompact-BCD_2x4 | 3684 | 800 | 1761 |  |  | 375.5 | 42 | 42 | 450 | EC motor | 5060 | 1 | no | no | C | D | Aluminum | 2025-01-02 | 4 | 3 | yes | piece | 1
GCVC PD 080.2/11-56 | GCVC PD | 080.2/11-56 | 4252651 | finoox | GCVC 080.2D/1x1-2659-L-D/4/40/2.10/1200/AXS/1/015023 | 4228 | 1 | 1 | 2659 | Axial | 52848 | 53092 | 100.37 | 16036 | 1070 | VT01384U | 1785 | 2025-03-03 | E | 56.07 | 87.44 | 2025-01-09 | VerticalCompact-BCD_1x1 | 1284 | 641 | 1153 |  |  | 111.5 | 28 | 28 | 800 | AC motor | 60 | L | no | no | D | D | Aluminum | 2025-01-02 | 8 | 4 | yes | piece | 1
GCVC PD 045.2/13-52 | GCVC PD | 045.2/13-52 | 4243940 | finoox | GCVC 045.2B/1x3-0423-X-D/3/24/2.10/2160/AXS/1/015023 | 3393 | 3 | 1 | 423 | Axial | 42822 | 42761 | 81.3 | 16312 | 1460 | VT0326U | 1993-01-01 | 3 | E | 51.94 | 83.31 | 2025-01-07 | VerticalCompact-BCD_1x3a | 2244 | 521 | 753 |  |  | 120.2 | 28 | 28 | 450 | AC motor | 60 | X | no | no | B | D | Aluminum | 2025-01-02 | 6 | 3 | yes | piece | 1
GCVC PD 050.2/14-37 | GCVC PD | 050.2/14-37 | 4249972 | finoox | GCVC 050.2C/1x4-2388-I-D/3/32/2.10/3600/AXS/1/015023 | 5994 | 4 | 1 | 2388 | Axial | 60568 | 60533 | 180.66 | 16451 | 710 | VT01437 | 0.633 | 0.34 | C | 36.6 | 68.23 | 2025-09-14 | VerticalCompact-BCD_1x4 | 3684 | 596 | 953 |  |  | 214.5 | 28 | 28 | 500 | AC motor | 60 | I | no | no | C | D | Aluminum | 2025-01-02 | 4 | 3 | yes | piece | 1
GCVC PD 063.2/24-43 | GCVC PD | 063.2/24-43 | 4247118 | finoox | GCVC 063.2C/2x4-2414-1-D/4/64/2.10/3600/EXS/1/015023 | 22900 | 4 | 2 | 2414 | Axial | 176347 | 176.5 | 481.75 | 46472 | 770 | VT03145U.1 | 1894 | 2015-01-01 | C | 42.64 | 74.5 | 44 | VerticalCompact-BCD_2x4 | 3684 | 800 | 1761 |  |  | 436.2 | 54 | 54 | 630 | EC motor | 5060 | 1 | no | no | C | D | Epoxy coated aluminum | 2025-01-02 | 4 | 4 | yes | piece | 1
GCVC PD 050.2/13-51 | GCVC PD | 050.2/13-51 | 4244293 | finoox | GCVC 050.2B/1x3-2347-D-D/4/24/2.10/2160/EXS/1/015023 | 4525 | 3 | 1 | 2347 | Axial | 54144 | 54083 | 108.39 | 18043 | 1390 | VT03150U | 2254 | 1941-01-01 | E | 50.71 | 82.09 | 2025-02-09 | VerticalCompact-BCD_1x3a | 2244 | 569 | 753 |  |  | 137.1 | 28 | 28 | 500 | AC motor | 50 | D | no | no | B | D | Epoxy coated aluminum | 2025-01-02 | 6 | 4 | yes | piece | 1
GCVC PD 050.2/12-46 | GCVC PD | 050.2/12-46 | 4250399 | finoox | GCVC 050.2D/1x2-2348-S-D/3/40/2.10/2400/EXS/1/015023 | 4397 | 2 | 1 | 2348 | Axial | 52306 | 52245 | 150.55 | 15122 | 1180 | VT03150U | 1004 | 0.9 | D | 45.67 | 77.19 | 2025-09-12 | VerticalCompact-BCD_1x2 | 2484 | 569 | 1153 |  |  | 161.1 | 28 | 28 | 500 | AC motor | 50 | S | no | no | D | D | Epoxy coated aluminum | 2025-01-02 | 6 | 3 | yes | piece | 1
GCVC PD 035.2/12-40 | GCVC PD | 035.2/12-40 | 4243669 | finoox | GCVC 035.2A/1x2-2479-1-D/3/20/2.10/1200/AXS/2/015023 | 2539 | 2 | 1 | 2479 | Axial | 17879 | 17881 | 37.64 | 5984 | 1475 | VT03133 | 0.318 | 1935-01-01 | D | 40.39 | 71.54 | 2025-02-03 | VerticalCompact-A_1x2 | 1260 | 289 | 507 |  |  | 2025-08-29 | 16 | 16 | 350 | EC motor | 5060 | 1 | no | no | A | D | Aluminum | 2025-01-02 | 10 | 3 | yes | piece | 1
GCVC PD 063.2/22-61 | GCVC PD | 063.2/22-61 | 4246780 | finoox | GCVC 063.2C/2x2-2547-2-D/3/64/2.10/1800/AXS/1/015023 | 15807 | 2 | 2 | 2547 | Axial | 105231 | 105276 | 180.66 | 41004 | 1055 | VT03143U.1 | 4704 | 2025-01-02 | E | 60.91 | 92.54 | 2025-02-18 | VerticalCompact-BCD_2x2 | 1884 | 800 | 1761 |  |  | 302.2 | 42 | 42 | 630 | EC motor | 5060 | 2 | no | no | C | D | Aluminum | 2025-01-02 | 6 | 3 | yes | piece | 1
GCVC PD 080.2/23-28 | GCVC PD | 080.2/23-28 | 4248655 | finoox | GCVC 080.2D/2x3-2493-1-D/4/80/2.10/3600/EXS/1/015023 | 24920 | 3 | 2 | 2493 | Axial | 133588 | 133536 | 602.19 | 29253 | 320 | VT03062U.1 | 0.421 | 0.35 | A+ | 27.77 | 59.73 | 51.6 | VerticalCompact-BCD_2x3 | 3684 | 800 | 2161 |  |  | 506.8 | 42 | 42 | 800 | EC motor | 5060 | 1 | no | no | D | D | Epoxy coated aluminum | 2025-01-02 | 6 | 4 | yes | piece | 1
GCVC PD 045.2/14-43 | GCVC PD | 045.2/14-43 | 4249130 | finoox | GCVC 045.2C/1x4-2526-1-D/6/32/2.10/3600/AXS/1/015023 | 9237 | 4 | 1 | 2526 | Axial | 72238 | 72529 | 361.32 | 13249 | 900 | VT03007U.1 | 0.497 | 0.58 | B | 42.71 | 74.33 | 2025-05-29 | VerticalCompact-BCD_1x4 | 3684 | 535 | 953 |  |  | 251.6 | 35 | 35 | 450 | EC motor | 5060 | 1 | no | no | C | D | Aluminum | 2025-01-02 | 6 | 6 | yes | piece | 1
GCVC PD 050.2/21-28 | GCVC PD | 050.2/21-28 | 4244904 | finoox | GCVC 050.2C/2x1-2512-1-D/3/64/2.10/900/AXS/1/015023 | 5083 | 1 | 2 | 2512 | Axial | 24245 | 24316 | 90.33 | 6019 | 565 | VT03011U.1 | 0.104 | 0.28 | A | 28.48 | 59.99 | 8 | VerticalCompact-BCD_2x1 | 984 | 800 | 1761 |  |  | 116.6 | 18 | 18 | 500 | EC motor | 5060 | 1 | no | no | C | D | Aluminum | 2025-01-02 | 12 | 3 | yes | piece | 1
GCVC PD 045.2/12-43 | GCVC PD | 045.2/12-43 | 4248960 | finoox | GCVC 045.2C/1x2-2528-1-D/3/32/2.10/1800/AXS/1/015023 | 4392 | 2 | 1 | 2528 | Axial | 30902 | 30879 | 90.33 | 8530 | 1050 | VT03007U.1 | 0.372 | 0.84 | C | 43.11 | 74.49 | 2025-06-07 | VerticalCompact-BCD_1x2 | 1884 | 535 | 953 |  |  | 104.4 | 22 | 22 | 450 | EC motor | 5060 | 1 | no | no | C | D | Aluminum | 2025-01-02 | 8 | 3 | yes | piece | 1
GCVC PD 080.2/21-49 | GCVC PD | 080.2/21-49 | 4248155 | finoox | GCVC 080.2D/2x1-2537-2-D/6/80/2.10/1200/EXS/1/015023 | 11727 | 1 | 2 | 2537 | Axial | 100081 | 100558 | 301.1 | 21487 | 750 | VT03059U.2 | 1693 | 2025-05-01 | D | 49.46 | 81.11 | 2025-04-27 | VerticalCompact-BCD_2x1 | 1284 | 800 | 2161 |  |  | 245.9 | 35 | 35 | 800 | EC motor | 5060 | 2 | no | no | D | D | Epoxy coated aluminum | 2025-01-02 | 10 | 6 | yes | piece | 1
GCVC PD 080.3/23-50 | GCVC PD | 080.3/23-50 | 6096335 | finoox | GCVC 080.3D/2x3-3488-I-D/3/80/2.10/3600/EXS/1/015023 | 21738 | 3 | 2 | 3488 | Axial | 214086 | 214011 | 451.65 | 81979 | 720 | VT01371 | 7073 | 1935-02-01 | E | 50.06 | 82.02 | 43.1 | VerticalCompact-BCD_2x3 | 3684 | 800 | 2161 |  |  | 600 | 54 | 54 | 800 | AC motor | 60 | I | no | no | D | D | Epoxy coated aluminum | 2025-01-02 | 4 | 3 | yes | piece | 1
GCVC PD 050.3/11-44 | GCVC PD | 050.3/11-44 | 6067230 | finoox | GCVC 050.3C/1x1-3616-W-D/4/32/2.10/900/AXS/1/015023 | 2231 | 1 | 1 | 3616 | Axial | 25659 | 25848 | 60.22 | 6916 | 1240 | VT01524 | 0.677 | 2025-02-03 | E | 43.72 | 74.99 | 2025-04-05 | VerticalCompact-BCD_1x1 | 984 | 596 | 953 |  |  | 70.1 | 22 | 22 | 500 | AC motor | 50 | W | no | no | C | D | Aluminum | 2025-01-02 | 8 | 4 | yes | piece | 1
GCVC PD 045.2/14-50 | GCVC PD | 045.2/14-50 | 4249094 | finoox | GCVC 045.2C/1x4-0426-W-D/6/32/2.10/3600/AXS/1/015023 | 6942 | 4 | 1 | 426 | Axial | 103493 | 104097 | 361.32 | 20402 | 1360 | VT0326U | 1733 | 2025-02-02 | D | 50.04 | 81.65 | 2025-03-31 | VerticalCompact-BCD_1x4 | 3684 | 521 | 953 |  |  | 269.8 | 35 | 35 | 450 | AC motor | 50 | W | no | no | C | D | Aluminum | 2025-01-02 | 4 | 6 | yes | piece | 1
GCVC PD 050.2/13-45 | GCVC PD | 050.2/13-45 | 4249727 | finoox | GCVC 050.2C/1x3-2386-K-D/3/32/2.10/2700/EXS/1/015023 | 5093 | 3 | 1 | 2386 | Axial | 52467 | 52325 | 135.49 | 17382 | 910 | VT01435 | 1227 | 0.92 | D | 44.75 | 76.26 | 2025-05-11 | VerticalCompact-BCD_1x3 | 2784 | 596 | 953 |  |  | 172.9 | 28 | 28 | 500 | AC motor | 60 | K | no | no | C | D | Epoxy coated aluminum | 2025-01-02 | 6 | 3 | yes | piece | 1
GCVC PD 063.2/11-32 | GCVC PD | 063.2/11-32 | 4251757 | finoox | GCVC 063.2D/1x1-2414-1-D/3/40/2.10/1200/EXS/1/015023 | 4254 | 1 | 1 | 2414 | Axial | 25.96 | 25969 | 75.27 | 7355 | 770 | VT03145U.1 | 0.202 | 2015-01-01 | B | 32.38 | 63.74 | 2025-04-06 | VerticalCompact-BCD_1x1 | 1284 | 615 | 1153 |  |  | 82.6 | 18 | 18 | 630 | EC motor | 5060 | 1 | no | no | D | D | Epoxy coated aluminum | 2025-01-02 | 10 | 3 | yes | piece | 1
GCVC PD 050.2/13-48 | GCVC PD | 050.2/13-48 | 4244335 | finoox | GCVC 050.2B/1x3-2411-1-D/4/24/2.10/2160/EXS/1/015023 | 6146 | 3 | 1 | 2411 | Axial | 51.54 | 51.58 | 108.39 | 16350 | 1260 | VT03011U.1 | 1525 | 2025-02-02 | E | 48.14 | 79.53 | 2025-02-09 | VerticalCompact-BCD_1x3a | 2244 | 586 | 753 |  |  | 123.3 | 28 | 28 | 500 | EC motor | 5060 | 1 | no | no | B | D | Epoxy coated aluminum | 2025-01-02 | 6 | 4 | yes | piece | 1
GCVC PD 050.2/12-32 | GCVC PD | 050.2/12-32 | 4244180 | finoox | GCVC 050.2B/1x2-2387-L-D/3/24/2.10/1440/AXS/1/015023 | 2784 | 2 | 1 | 2387 | Axial | 18636 | 18674 | 54.2 | 5044 | 500 | VT01435 | 0.357 | 0.37 | D | 31.56 | 62.85 | 2025-05-04 | VerticalCompact-BCD_1x2 | 1524 | 596 | 753 |  |  | 88.7 | 16 | 16 | 500 | AC motor | 60 | L | no | no | B | D | Aluminum | 2025-01-02 | 8 | 3 | yes | piece | 1
GCVC PD 063.2/12-45 | GCVC PD | 063.2/12-45 | 4251998 | finoox | GCVC 063.2D/1x2-2413-2-D/4/40/2.10/2400/EXS/1/015023 | 8168 | 2 | 1 | 2413 | Axial | 76181 | 76198 | 200.73 | 20942 | 1000 | VT03144U.1 | 1198 | 2025-01-01 | D | 44.83 | 76.36 | 2025-05-17 | VerticalCompact-BCD_1x2 | 2484 | 623 | 1153 |  |  | 177.2 | 35 | 35 | 630 | EC motor | 5060 | 2 | no | no | D | D | Epoxy coated aluminum | 2025-01-02 | 6 | 4 | yes | piece | 1
GCVC PD 050.2/24-55 | GCVC PD | 050.2/24-55 | 4245679 | finoox | GCVC 050.2C/2x4-2559-2-D/4/64/2.10/3600/AXS/1/015023 | 22055 | 4 | 2 | 2559 | Axial | 201998 | 201.92 | 481.75 | 56127 | 1330 | VT03013U.1 | 2025-04-01 | 2025-08-01 | D | 55.33 | 87.19 | 44 | VerticalCompact-BCD_2x4 | 3684 | 800 | 1761 |  |  | 465.9 | 54 | 54 | 500 | EC motor | 5060 | 2 | no | no | C | D | Aluminum | 2025-01-02 | 4 | 4 | yes | piece | 1
GCVC PD 063.2/13-34 | GCVC PD | 063.2/13-34 | 4251360 | finoox | GCVC 063.2C/1x3-2506-1-D/6/32/2.10/2700/AXS/1/015023 | 9455 | 3 | 1 | 2506 | Axial | 55696 | 55902 | 270.99 | 10310 | 540 | VT03145U.1 | 0.278 | 0.45 | A | 33.99 | 65.5 | 22 | VerticalCompact-BCD_1x3 | 2784 | 615 | 953 |  |  | 199.6 | 28 | 28 | 630 | EC motor | 5060 | 1 | no | no | C | D | Aluminum | 2025-01-02 | 8 | 6 | yes | piece | 1
GCVC PD 045.2/22-49 | GCVC PD | 045.2/22-49 | 4244568 | finoox | GCVC 045.2C/2x2-2530-1-D/4/64/2.10/1800/EXS/1/015023 | 8857 | 2 | 2 | 2530 | Axial | 77807 | 77.87 | 240.88 | 19067 | 1200 | VT03007U.1 | 1102 | 2025-01-01 | D | 48.72 | 80.35 | 2025-07-21 | VerticalCompact-BCD_2x2 | 1884 | 800 | 1761 |  |  | 218.4 | 35 | 35 | 450 | EC motor | 5060 | 1 | no | no | C | D | Epoxy coated aluminum | 2025-01-02 | 8 | 4 | yes | piece | 1
GCVC PD 050.2/24-40 | GCVC PD | 050.2/24-40 | 4245632 | finoox | GCVC 050.2C/2x4-2515-1-D/6/64/2.10/3600/AXS/1/015023 | 19899 | 4 | 2 | 2515 | Axial | 154.35 | 154866 | 722.63 | 28895 | 755 | VT03011U.1 | 0.917 | 0.58 | B | 40.2 | 72.06 | 60.1 | VerticalCompact-BCD_2x4 | 3684 | 800 | 1761 |  |  | 494.8 | 42 | 42 | 500 | EC motor | 5060 | 1 | no | no | C | D | Aluminum | 2025-01-02 | 6 | 6 | yes | piece | 1
GCVC PD 063.2/22-38 | GCVC PD | 063.2/22-38 | 4246777 | finoox | GCVC 063.2C/2x2-2511-1-D/3/64/2.10/1800/EXS/1/015023 | 11567 | 2 | 2 | 2511 | Axial | 72466 | 72331 | 180.66 | 23482 | 730 | VT03145U.1 | 0.794 | 1 | C | 37.87 | 69.5 | 2025-09-16 | VerticalCompact-BCD_2x2 | 1884 | 800 | 1761 |  |  | 211.2 | 35 | 35 | 630 | EC motor | 5060 | 1 | no | no | C | D | Epoxy coated aluminum | 2025-01-02 | 8 | 3 | yes | piece | 1
GCVC PD 050.2/13-38 | GCVC PD | 050.2/13-38 | 4249810 | finoox | GCVC 050.2C/1x3-2516-1-D/6/32/2.10/2700/AXS/1/015023 | 7872 | 3 | 1 | 2516 | Axial | 62996 | 63448 | 270.99 | 11794 | 820 | VT03011U.1 | 0.428 | 0.68 | B | 38.02 | 69.53 | 22 | VerticalCompact-BCD_1x3 | 2784 | 586 | 953 |  |  | 197 | 28 | 28 | 500 | EC motor | 5060 | 1 | no | no | C | D | Aluminum | 2025-01-02 | 6 | 6 | yes | piece | 1
GCVC PD 050.2/12-41 | GCVC PD | 050.2/12-41 | 4249590 | finoox | GCVC 050.2C/1x2-2519-1-D/3/32/2.10/1800/AXS/1/015023 | 4361 | 2 | 1 | 2519 | Axial | 35811 | 35768 | 90.33 | 10933 | 1010 | VT03011U.1 | 0.482 | 2015-01-01 | C | 41.23 | 72.62 | 2025-06-07 | VerticalCompact-BCD_1x2 | 1884 | 586 | 953 |  |  | 107.9 | 22 | 22 | 500 | EC motor | 5060 | 1 | no | no | C | D | Aluminum | 2025-01-02 | 8 | 3 | yes | piece | 1
GCVC PD 063.2/23-63 | GCVC PD | 063.2/23-63 | 4246989 | finoox | GCVC 063.2C/2x3-2547-2-D/4/64/2.10/2700/EXS/1/015023 | 24837 | 3 | 2 | 2547 | Axial | 182356 | 182704 | 361.32 | 57432 | 1055 | VT03143U.1 | 7123 | 2025-01-02 | E | 63.27 | 95.01 | 34.7 | VerticalCompact-BCD_2x3 | 2784 | 800 | 1761 |  |  | 471.1 | 54 | 54 | 630 | EC motor | 5060 | 2 | no | no | C | D | Epoxy coated aluminum | 2025-01-02 | 4 | 4 | yes | piece | 1
GCVC PD 063.2/21-61 | GCVC PD | 063.2/21-61 | 4247444 | finoox | GCVC 063.2D/2x1-2550-2-D/6/80/2.10/1200/AXS/1/015023 | 11858 | 1 | 2 | 2550 | Axial | 119573 | 120253 | 301.1 | 26900 | 1285 | VT03143U.1 | 4099 | 2026-03-01 | E | 61.3 | 92.95 | 2025-09-28 | VerticalCompact-BCD_2x1 | 1284 | 800 | 2161 |  |  | 258.3 | 42 | 42 | 630 | EC motor | 5060 | 2 | no | no | D | D | Aluminum | 2025-01-02 | 10 | 6 | yes | piece | 1
GCVC PD 063.2/13-25 | GCVC PD | 063.2/13-25 | 4251340 | finoox | GCVC 063.2C/1x3-2503-1-D/3/32/2.10/2700/AXS/1/015023 | 7932 | 3 | 1 | 2503 | Axial | 38553 | 38619 | 135.49 | 9799 | 425 | VT03145U.1 | 0.143 | 0.25 | A+ | 25.41 | 56.93 | 2025-01-11 | VerticalCompact-BCD_1x3 | 2784 | 615 | 953 |  |  | 160.1 | 22 | 22 | 630 | EC motor | 5060 | 1 | no | no | C | D | Aluminum | 2025-01-02 | 6 | 3 | yes | piece | 1
GCVC PD 080.3/13-52 | GCVC PD | 080.3/13-52 | 6104019 | finoox | GCVC 080.3D/1x3-3485-I-D/3/40/2.10/3600/AXS/1/015023 | 9267 | 3 | 1 | 3485 | Axial | 121321 | 120449 | 225.82 | 50454 | 900 | VT01526 | 6863 | 2025-09-03 | E | 51.97 | 83.65 | 2025-01-20 | VerticalCompact-BCD_1x3 | 3684 | 611 | 1153 |  |  | 305.4 | 42 | 42 | 800 | AC motor | 60 | I | no | no | D | D | Aluminum | 2025-01-02 | 4 | 3 | yes | piece | 1
GCVC PD 050.3/24-52 | GCVC PD | 050.3/24-52 | 6102711 | finoox | GCVC 050.3C/2x4-3616-W-D/6/64/2.10/3600/AXS/1/015023 | 15409 | 4 | 2 | 3616 | Axial | 243144 | 244231 | 722.63 | 50989 | 1240 | VT01524 | 5516 | 2025-02-03 | D | 51.6 | 83.46 | 62.7 | VerticalCompact-BCD_2x4 | 3684 | 800 | 1761 |  |  | 547.1 | 54 | 54 | 500 | AC motor | 50 | W | no | no | C | D | Aluminum | 2025-01-02 | 4 | 6 | yes | piece | 1
GCVC PD 050.3/12-47 | GCVC PD | 050.3/12-47 | 6135055 | finoox | GCVC 050.3D/1x2-3616-W-D/6/40/2.10/2400/AXS/1/015023 | 5457 | 2 | 1 | 3616 | Axial | 76094 | 76358 | 301.1 | 14846 | 1240 | VT01524 | 1319 | 2025-02-03 | D | 46.96 | 78.48 | 2025-03-25 | VerticalCompact-BCD_1x2 | 2484 | 596 | 1153 |  |  | 207.8 | 35 | 35 | 500 | AC motor | 50 | W | no | no | D | D | Aluminum | 2025-01-02 | 8 | 6 | yes | piece | 1
GCVC PD 063.2/11-34 | GCVC PD | 063.2/11-34 | 4250908 | finoox | GCVC 063.2C/1x1-2414-1-D/4/32/2.10/900/EXS/1/015023 | 3913 | 1 | 1 | 2414 | Axial | 22174 | 22312 | 60.22 | 5809 | 770 | VT03145U.1 | 0.237 | 2015-01-01 | C | 34.2 | 65.47 | 2025-02-05 | VerticalCompact-BCD_1x1 | 984 | 615 | 953 |  |  | 64.6 | 18 | 18 | 630 | EC motor | 5060 | 1 | no | no | C | D | Epoxy coated aluminum | 2025-01-02 | 8 | 4 | yes | piece | 1
GCVC PD 050.2/13-56 | GCVC PD | 050.2/13-56 | 4244337 | finoox | GCVC 050.2B/1x3-2420-2-D/4/24/2.10/2160/AXS/1/015023 | 7492 | 3 | 1 | 2420 | Axial | 61523 | 61524 | 108.39 | 21770 | 1600 | VT03013U.1 | 2025-05-03 | 1965-01-01 | E | 55.72 | 87.11 | 2025-02-09 | VerticalCompact-BCD_1x3a | 2244 | 607 | 753 |  |  | 137.1 | 28 | 28 | 500 | EC motor | 5060 | 2 | no | no | B | D | Aluminum | 2025-01-02 | 6 | 4 | yes | piece | 1
GCVC PD 063.2/21-18 | GCVC PD | 063.2/21-18 | 4246474 | finoox | GCVC 063.2C/2x1-2399-J-D/3/64/2.10/900/AXS/1/015023 | 5426 | 1 | 2 | 2399 | Axial | 22281 | 22347 | 90.33 | 5363 | 290 | VT01442 | 0.144 | 0.14 | B | 17.71 | 49.22 | 8 | VerticalCompact-BCD_2x1 | 984 | 800 | 1761 |  |  | 125.2 | 18 | 18 | 630 | AC motor | 60 | J | no | no | C | D | Aluminum | 2025-01-02 | 12 | 3 | yes | piece | 1
GCVC PD 050.2/22-59 | GCVC PD | 050.2/22-59 | 4245118 | finoox | GCVC 050.2C/2x2-2410-2-D/6/64/2.10/1800/AXS/1/015023 | 12492 | 2 | 2 | 2410 | Axial | 150349 | 150702 | 361.32 | 35332 | 1770 | VT03013U.1 | 5112 | 2025-01-02 | E | 58.72 | 90.35 | 32.4 | VerticalCompact-BCD_2x2 | 1884 | 800 | 1761 |  |  | 281.4 | 42 | 42 | 500 | EC motor | 5060 | 2 | no | no | C | D | Aluminum | 2025-01-02 | 8 | 6 | yes | piece | 1
GCVC PD 050.2/23-61 | GCVC PD | 050.2/23-61 | 4246310 | finoox | GCVC 050.2D/2x3-2410-2-D/4/80/2.10/3600/EXS/1/015023 | 21217 | 3 | 2 | 2410 | Axial | 228777 | 228966 | 602.19 | 61910 | 1770 | VT03013U.1 | 6958 | 2025-01-02 | E | 61.25 | 93.21 | 54.8 | VerticalCompact-BCD_2x3 | 3684 | 800 | 2161 |  |  | 501.5 | 54 | 54 | 500 | EC motor | 5060 | 2 | no | no | D | D | Epoxy coated aluminum | 2025-01-02 | 4 | 4 | yes | piece | 1
GCVC PD 050.2/14-57 | GCVC PD | 050.2/14-57 | 4250104 | finoox | GCVC 050.2C/1x4-2562-2-D/3/32/2.10/3600/AXS/1/015023 | 10353 | 4 | 1 | 2562 | Axial | 91227 | 90766 | 180.66 | 34978 | 1595 | VT03013U.1 | 1956-03-01 | 1965-01-01 | E | 56.76 | 88.38 | 2025-05-15 | VerticalCompact-BCD_1x4 | 3684 | 607 | 953 |  |  | 223.8 | 35 | 35 | 500 | EC motor | 5060 | 2 | no | no | C | D | Aluminum | 2025-01-02 | 4 | 3 | yes | piece | 1
GCVC PD 063.2/21-29 | GCVC PD | 063.2/21-29 | 4247397 | finoox | GCVC 063.2D/2x1-2507-1-D/3/80/2.10/1200/EXS/1/015023 | 7911 | 1 | 2 | 2507 | Axial | 42519 | 42549 | 150.55 | 10922 | 580 | VT03145U.1 | 0.184 | 0.55 | A | 28.81 | 60.46 | 14 | VerticalCompact-BCD_2x1 | 1284 | 800 | 2161 |  |  | 164.3 | 28 | 28 | 630 | EC motor | 5060 | 1 | no | no | D | D | Epoxy coated aluminum | 2025-01-02 | 10 | 3 | yes | piece | 1
GCVC PD 063.2/21-61 | GCVC PD | 063.2/21-61 | 4247443 | finoox | GCVC 063.2D/2x1-2550-2-D/4/80/2.10/1200/AXS/1/015023 | 10425 | 1 | 2 | 2550 | Axial | 97715 | 97815 | 200.73 | 28963 | 1285 | VT03143U.1 | 3961 | 2026-03-01 | E | 60.61 | 92.26 | 2025-04-19 | VerticalCompact-BCD_2x1 | 1284 | 800 | 2161 |  |  | 224.5 | 35 | 35 | 630 | EC motor | 5060 | 2 | no | no | D | D | Aluminum | 2025-01-02 | 10 | 4 | yes | piece | 1
GCVC PD 063.2/22-21 | GCVC PD | 063.2/22-21 | 4246709 | finoox | GCVC 063.2C/2x2-2500-1-D/4/64/2.10/1800/AXS/1/015023 | 11744 | 2 | 2 | 2500 | Axial | 43806 | 43953 | 240.88 | 8597 | 310 | VT03145U.1 | 0.101 | 0.13 | A+ | 21.29 | 52.92 | 2025-06-20 | VerticalCompact-BCD_2x2 | 1884 | 800 | 1761 |  |  | 227.7 | 28 | 28 | 630 | EC motor | 5060 | 1 | no | no | C | D | Aluminum | 2025-01-02 | 8 | 4 | yes | piece | 1
GCVC PD 050.2/21-39 | GCVC PD | 050.2/21-39 | 4244942 | finoox | GCVC 050.2C/2x1-2518-1-D/6/64/2.10/900/AXS/1/015023 | 6030 | 1 | 2 | 2518 | Axial | 46888 | 47273 | 180.66 | 9151 | 945 | VT03011U.1 | 0.426 | 1 | C | 39.36 | 70.87 | 2025-03-16 | VerticalCompact-BCD_2x1 | 984 | 800 | 1761 |  |  | 145.3 | 28 | 28 | 500 | EC motor | 5060 | 1 | no | no | C | D | Aluminum | 2025-01-02 | 12 | 6 | yes | piece | 1
GCVC PD 045.2/13-42 | GCVC PD | 045.2/13-42 | 4249043 | finoox | GCVC 045.2C/1x3-2526-1-D/6/32/2.10/2700/EXS/1/015023 | 7754 | 3 | 1 | 2526 | Axial | 53489 | 53682 | 270.99 | 9937 | 900 | VT03007U.1 | 0.373 | 0.58 | B | 41.58 | 73.08 | 22 | VerticalCompact-BCD_1x3 | 2784 | 535 | 953 |  |  | 191.8 | 28 | 28 | 450 | EC motor | 5060 | 1 | no | no | C | D | Epoxy coated aluminum | 2025-01-02 | 8 | 6 | yes | piece | 1
GCVC PD 063.2/12-26 | GCVC PD | 063.2/12-26 | 4252036 | finoox | GCVC 063.2D/1x2-2505-1-D/3/40/2.10/2400/AXS/1/015023 | 6670 | 2 | 1 | 2505 | Axial | 39097 | 39084 | 150.55 | 9417 | 500 | VT03145U.1 | 0.128 | 0.39 | A+ | 2025-08-25 | 57.33 | 2025-04-12 | VerticalCompact-BCD_1x2 | 2484 | 615 | 1153 |  |  | 152.9 | 22 | 22 | 630 | EC motor | 5060 | 1 | no | no | D | D | Aluminum | 2025-01-02 | 6 | 3 | yes | piece | 1
GCVC PD 050.2/12-33 | GCVC PD | 050.2/12-33 | 4244216 | finoox | GCVC 050.2B/1x2-2514-1-D/3/24/2.10/1440/AXS/1/015023 | 3807 | 2 | 1 | 2514 | Axial | 21194 | 21211 | 54.2 | 6130 | 695 | VT03011U.1 | 0.185 | 0.47 | B | 33.28 | 64.57 | 2025-06-04 | VerticalCompact-BCD_1x2 | 1524 | 586 | 753 |  |  | 78.8 | 18 | 18 | 500 | EC motor | 5060 | 1 | no | no | B | D | Aluminum | 2025-01-02 | 8 | 3 | yes | piece | 1
GCVC PD 035.2/12-42 | GCVC PD | 035.2/12-42 | 4243678 | finoox | GCVC 035.2A/1x2-2724-X-D/2/20/2.10/1200/EXS/2/015023 | 1397 | 2 | 1 | 2724 | Axial | 12404 | 12407 | 2025-09-25 | 5551 | 1550 | VT03167U | 0.451 | 0.95 | E | 42.45 | 73.61 | 2025-01-02 | VerticalCompact-A_1x2 | 1260 | 330 | 507 |  |  | 2025-07-26 | 16 | 16 | 350 | AC motor | 60 | X | no | no | A | D | Epoxy coated aluminum | 2025-01-02 | 8 | 2 | yes | piece | 1
GCVC PD 050.2/11-35 | GCVC PD | 050.2/11-35 | 4249228 | finoox | GCVC 050.2C/1x1-2354-W-D/3/32/2.10/900/AXS/1/015023 | 2131 | 1 | 1 | 2354 | Axial | 16797 | 16883 | 45.16 | 4803 | 865 | VT03093U | 0.208 | 0.97 | C | 34.66 | 65.93 | 2025-09-03 | VerticalCompact-BCD_1x1 | 984 | 569 | 953 |  |  | 62.4 | 16 | 16 | 500 | AC motor | 50 | W | no | no | C | D | Aluminum | 2025-01-02 | 8 | 3 | yes | piece | 1
GCVC PD 063.2/11-56 | GCVC PD | 063.2/11-56 | 4251665 | finoox | GCVC 063.2D/1x1-2356-D-D/4/40/2.10/1200/AXS/1/015023 | 4251 | 1 | 1 | 2356 | Axial | 53382 | 53627 | 100.37 | 16320 | 1330 | VT01441 | 2453 | 5 | E | 56.07 | 87.43 | 2025-01-09 | VerticalCompact-BCD_1x1 | 1284 | 606 | 1153 |  |  | 113.8 | 28 | 28 | 630 | AC motor | 50 | D | no | no | D | D | Aluminum | 2025-01-02 | 8 | 4 | yes | piece | 1
GCVC PD 045.2/13-43 | GCVC PD | 045.2/13-43 | 4249044 | finoox | GCVC 045.2C/1x3-2527-1-D/3/32/2.10/2700/AXS/1/015023 | 6005 | 3 | 1 | 2527 | Axial | 43531 | 43566 | 135.49 | 11858 | 975 | VT03007U.1 | 0.454 | 0.68 | C | 43.13 | 74.63 | 2025-05-11 | VerticalCompact-BCD_1x3 | 2784 | 535 | 953 |  |  | 152.9 | 28 | 28 | 450 | EC motor | 5060 | 1 | no | no | C | D | Aluminum | 2025-01-02 | 6 | 3 | yes | piece | 1
GCVC PD 050.2/12-50 | GCVC PD | 050.2/12-50 | 4249614 | finoox | GCVC 050.2C/1x2-2559-2-D/3/32/2.10/1800/AXS/1/015023 | 5332 | 2 | 1 | 2559 | Axial | 43836 | 43906 | 90.33 | 14490 | 1330 | VT03013U.1 | 1043 | 2025-08-01 | D | 49.97 | 81.36 | 8 | VerticalCompact-BCD_1x2 | 1884 | 607 | 953 |  |  | 117.7 | 28 | 28 | 500 | EC motor | 5060 | 2 | no | no | C | D | Aluminum | 2025-01-02 | 6 | 3 | yes | piece | 1
GCVC PD 063.2/21-36 | GCVC PD | 063.2/21-36 | 4247465 | finoox | GCVC 063.2D/2x1-2553-2-D/6/80/2.10/1200/EXS/1/015023 | 10645 | 1 | 2 | 2553 | Axial | 70824 | 71373 | 301.1 | 13584 | 700 | VT03144U.1 | 0.453 | 0.52 | B | 35.73 | 67.38 | 2025-04-27 | VerticalCompact-BCD_2x1 | 1284 | 800 | 2161 |  |  | 219.7 | 35 | 35 | 630 | EC motor | 5060 | 2 | no | no | D | D | Epoxy coated aluminum | 2025-01-02 | 10 | 6 | yes | piece | 1
GCVC PD 063.2/14-40 | GCVC PD | 063.2/14-40 | 4251629 | finoox | GCVC 063.2C/1x4-2553-2-D/6/32/2.10/3600/EXS/1/015023 | 14131 | 4 | 1 | 2553 | Axial | 105281 | 105.77 | 361.32 | 21425 | 700 | VT03144U.1 | 1036 | 0.52 | C | 40.43 | 72.06 | 2025-03-31 | VerticalCompact-BCD_1x4 | 3684 | 623 | 953 |  |  | 282.1 | 35 | 35 | 630 | EC motor | 5060 | 2 | no | no | C | D | Epoxy coated aluminum | 2025-01-02 | 4 | 6 | yes | piece | 1
GCVC PD 063.2/23-47 | GCVC PD | 063.2/23-47 | 4247979 | finoox | GCVC 063.2D/2x3-2557-2-D/3/80/2.10/3600/EXS/1/015023 | 21471 | 3 | 2 | 2557 | Axial | 180118 | 179937 | 451.65 | 57892 | 900 | VT03144U.1 | 2574 | 0.85 | C | 47.42 | 79.38 | 43.1 | VerticalCompact-BCD_2x3 | 3684 | 800 | 2161 |  |  | 460.7 | 54 | 54 | 630 | EC motor | 5060 | 2 | no | no | D | D | Epoxy coated aluminum | 2025-01-02 | 4 | 3 | yes | piece | 1
GCVC PD 063.2/13-27 | GCVC PD | 063.2/13-27 | 4251349 | finoox | GCVC 063.2C/1x3-2504-1-D/3/32/2.10/2700/EXS/1/015023 | 8237 | 3 | 1 | 2504 | Axial | 40216 | 40099 | 135.49 | 10760 | 460 | VT03145U.1 | 0.176 | 0.3 | A | 27.21 | 58.72 | 2025-01-11 | VerticalCompact-BCD_1x3 | 2784 | 615 | 953 |  |  | 160.1 | 22 | 22 | 630 | EC motor | 5060 | 1 | no | no | C | D | Epoxy coated aluminum | 2025-01-02 | 6 | 3 | yes | piece | 1
GCVC PD 050.2/14-39 | GCVC PD | 050.2/14-39 | 4250046 | finoox | GCVC 050.2C/1x4-2516-1-D/6/32/2.10/3600/AXS/1/015023 | 10020 | 4 | 1 | 2516 | Axial | 82051 | 82432 | 361.32 | 15725 | 820 | VT03011U.1 | 0.57 | 0.68 | B | 39.16 | 70.78 | 2025-05-29 | VerticalCompact-BCD_1x4 | 3684 | 586 | 953 |  |  | 257.3 | 35 | 35 | 500 | EC motor | 5060 | 1 | no | no | C | D | Aluminum | 2025-01-02 | 6 | 6 | yes | piece | 1
GCVC PD 050.2/23-56 | GCVC PD | 050.2/23-56 | 4245449 | finoox | GCVC 050.2C/2x3-2560-2-D/4/64/2.10/2700/AXS/1/015023 | 17093 | 3 | 2 | 2560 | Axial | 163948 | 164508 | 361.32 | 45018 | 1415 | VT03013U.1 | 1985-03-01 | 2021-01-01 | D | 55.61 | 87.35 | 34.7 | VerticalCompact-BCD_2x3 | 2784 | 800 | 1761 |  |  | 360.2 | 54 | 54 | 500 | EC motor | 5060 | 2 | no | no | C | D | Aluminum | 2025-01-02 | 4 | 4 | yes | piece | 1
GCVC PD 080.2/23-26 | GCVC PD | 080.2/23-26 | 4248649 | finoox | GCVC 080.2D/2x3-2492-1-D/4/80/2.10/3600/AXS/1/015023 | 23472 | 3 | 2 | 2492 | Axial | 127535 | 127617 | 602.19 | 26818 | 295 | VT03062U.1 | 0.345 | 0.3 | A+ | 2025-12-26 | 58.08 | 51.6 | VerticalCompact-BCD_2x3 | 3684 | 800 | 2161 |  |  | 506.8 | 42 | 42 | 800 | EC motor | 5060 | 1 | no | no | D | D | Aluminum | 2025-01-02 | 6 | 4 | yes | piece | 1
GCVC PD 063.2/14-35 | GCVC PD | 063.2/14-35 | 4251577 | finoox | GCVC 063.2C/1x4-2508-1-D/4/32/2.10/3600/AXS/1/015023 | 10721 | 4 | 1 | 2508 | Axial | 77485 | 77604 | 240.88 | 18255 | 615 | VT03145U.1 | 0.509 | 0.65 | B | 35.31 | 66.94 | 2025-02-20 | VerticalCompact-BCD_1x4 | 3684 | 615 | 953 |  |  | 227.3 | 35 | 35 | 630 | EC motor | 5060 | 1 | no | no | C | D | Aluminum | 2025-01-02 | 4 | 4 | yes | piece | 1
GCVC PD 063.2/11-55 | GCVC PD | 063.2/11-55 | 4250982 | finoox | GCVC 063.2C/1x1-2547-2-D/3/32/2.10/900/AXS/1/015023 | 4759 | 1 | 1 | 2547 | Axial | 26752 | 26942 | 45.16 | 10251 | 1055 | VT03143U.1 | 1176 | 2025-01-02 | E | 55.25 | 86.52 | 2025-02-04 | VerticalCompact-BCD_1x1 | 984 | 611 | 953 |  |  | 83 | 22 | 22 | 630 | EC motor | 5060 | 2 | no | no | C | D | Aluminum | 2025-01-02 | 8 | 3 | yes | piece | 1
GCVC PD 063.2/11-39 | GCVC PD | 063.2/11-39 | 4251886 | finoox | GCVC 063.2D/1x1-2556-2-D/3/40/2.10/1200/AXS/1/015023 | 4371 | 1 | 1 | 2556 | Axial | 30473 | 30498 | 75.27 | 9098 | 850 | VT03144U.1 | 0.364 | 0.77 | C | 38.96 | 70.32 | 2025-06-06 | VerticalCompact-BCD_1x1 | 1284 | 623 | 1153 |  |  | 87.4 | 22 | 22 | 630 | EC motor | 5060 | 2 | no | no | D | D | Aluminum | 2025-01-02 | 10 | 3 | yes | piece | 1
GCVC PD 045.2/12-41 | GCVC PD | 045.2/12-41 | 4243911 | finoox | GCVC 045.2B/1x2-2526-1-D/4/24/2.10/1440/EXS/1/015023 | 4145 | 2 | 1 | 2526 | Axial | 23.93 | 23.99 | 72.26 | 5844 | 900 | VT03007U.1 | 0.248 | 0.58 | C | 41.1 | 72.38 | 6 | VerticalCompact-BCD_1x2 | 1524 | 535 | 753 |  |  | 81.2 | 18 | 18 | 450 | EC motor | 5060 | 1 | no | no | B | D | Epoxy coated aluminum | 2025-01-02 | 8 | 4 | yes | piece | 1
GCVC PD 063.2/11-35 | GCVC PD | 063.2/11-35 | 4251879 | finoox | GCVC 063.2D/1x1-2554-2-D/6/40/2.10/1200/EXS/1/015023 | 5536 | 1 | 1 | 2554 | Axial | 37533 | 37758 | 150.55 | 7302 | 750 | VT03144U.1 | 0.276 | 0.6 | B | 34.54 | 65.91 | 2025-07-12 | VerticalCompact-BCD_1x1 | 1284 | 623 | 1153 |  |  | 109.2 | 22 | 22 | 630 | EC motor | 5060 | 2 | no | no | D | D | Epoxy coated aluminum | 2025-01-02 | 10 | 6 | yes | piece | 1
GCVC PD 080.2/22-62 | GCVC PD | 080.2/22-62 | 4248516 | finoox | GCVC 080.2D/2x2-2659-L-D/3/80/2.10/2400/AXS/1/015023 | 14314 | 2 | 2 | 2659 | Axial | 179203 | 179629 | 301.1 | 69061 | 1070 | VT01384U | 7194 | 2025-03-03 | E | 61.65 | 93.46 | 31.6 | VerticalCompact-BCD_2x2 | 2484 | 800 | 2161 |  |  | 384.3 | 54 | 54 | 800 | AC motor | 60 | L | no | no | D | D | Aluminum | 2025-01-02 | 4 | 3 | yes | piece | 1
GCVC PD 050.2/13-53 | GCVC PD | 050.2/13-53 | 4249883 | finoox | GCVC 050.2C/1x3-2790-K-D/4/32/2.10/2700/EXS/1/015023 | 5683 | 3 | 1 | 2790 | Axial | 85666 | 85863 | 180.66 | 25644 | 1640 | VT03150U | 3053 | 1964-01-01 | E | 52.67 | 84.18 | 2025-06-15 | VerticalCompact-BCD_1x3 | 2784 | 569 | 953 |  |  | 185.3 | 35 | 35 | 500 | AC motor | 60 | K | no | no | C | D | Epoxy coated aluminum | 2025-01-02 | 4 | 4 | yes | piece | 1
GCVC PD 080.3/11-50 | GCVC PD | 080.3/11-50 | 6153333 | finoox | GCVC 080.3D/1x1-3559-2-D/6/40/2.10/1200/EXS/1/015023 | 6834 | 1 | 1 | 3559 | Axial | 69215 | 69753 | 150.55 | 17829 | 1045 | VT01445U.3 | 2487 | 1965-03-01 | E | 49.97 | 81.34 | 2025-08-13 | VerticalCompact-BCD_1x1 | 1284 | 620 | 1153 |  |  | 133.1 | 35 | 35 | 800 | EC motor | 5060 | 2 | no | no | D | D | Epoxy coated aluminum | 2025-01-02 | 10 | 6 | yes | piece | 1
GCVC PD 080.2/22-57 | GCVC PD | 080.2/22-57 | 4248271 | finoox | GCVC 080.2D/2x2-1656-2-D/3/80/2.10/2400/EXS/1/015023 | 21314 | 2 | 2 | 1656 | Axial | 179501 | 179.99 | 301.1 | 75880 | 1000 | VT03059U.2 | 1937-08-01 | 2025-02-03 | E | 56.63 | 88.44 | 31.6 | VerticalCompact-BCD_2x2 | 2484 | 800 | 2161 |  |  | 372.3 | 54 | 54 | 800 | EC motor | 5060 | 2 | no | no | D | D | Epoxy coated aluminum | 2025-01-02 | 4 | 3 | yes | piece | 1
GCVC PD 050.2/13-42 | GCVC PD | 050.2/13-42 | 4250664 | finoox | GCVC 050.2D/1x3-2355-X-D/4/40/2.10/3600/EXS/1/015023 | 7193 | 3 | 1 | 2355 | Axial | 76183 | 76307 | 301.1 | 16677 | 810 | VT03093U | 0.851 | 2025-03-01 | C | 42.2 | 73.88 | 2025-02-25 | VerticalCompact-BCD_1x3 | 3684 | 569 | 1153 |  |  | 253.9 | 35 | 35 | 500 | AC motor | 60 | X | no | no | D | D | Epoxy coated aluminum | 2025-01-02 | 4 | 4 | yes | piece | 1
GCVC PD 050.2/12-44 | GCVC PD | 050.2/12-44 | 4244205 | finoox | GCVC 050.2B/1x2-2421-1-D/4/24/2.10/1440/AXS/1/015023 | 3941 | 2 | 1 | 2421 | Axial | 34869 | 34949 | 72.26 | 10133 | 1150 | VT03011U.1 | 0.778 | 1975-01-01 | D | 43.97 | 75.25 | 2025-01-06 | VerticalCompact-BCD_1x2 | 1524 | 586 | 753 |  |  | 85 | 22 | 22 | 500 | EC motor | 5060 | 1 | no | no | B | D | Aluminum | 2025-01-02 | 8 | 4 | yes | piece | 1
GCVC PD 063.2/24-72 | GCVC PD | 063.2/24-72 | 4247107 | finoox | GCVC 063.2C/2x4-2412-2-D/4/64/2.10/3600/EXS/1/015023 | 32487 | 4 | 2 | 2412 | Axial | 270295 | 267462 | 481.75 | 112642 | 1510 | VT03143U.1 | 27455 | 5 | E | 71.85 | 103.71 | 46.7 | VerticalCompact-BCD_2x4 | 3684 | 800 | 1761 |  |  | 618.4 | 64 | 64 | 630 | EC motor | 5060 | 2 | no | no | C | D | Epoxy coated aluminum | 2025-01-02 | 4 | 4 | yes | piece | 1
GCVC PD 063.2/12-63 | GCVC PD | 063.2/12-63 | 4251206 | finoox | GCVC 063.2C/1x2-2551-2-D/3/32/2.10/1800/EXS/1/015023 | 8187 | 2 | 1 | 2551 | Axial | 56663 | 56722 | 90.33 | 26825 | 1360 | VT03143U.1 | 4956 | 4 | E | 63.41 | 94.81 | 8 | VerticalCompact-BCD_1x2 | 1884 | 611 | 953 |  |  | 154.7 | 28 | 28 | 630 | EC motor | 5060 | 2 | no | no | C | D | Epoxy coated aluminum | 2025-01-02 | 6 | 3 | yes | piece | 1
GCVC PD 063.2/13-66 | GCVC PD | 063.2/13-66 | 4251413 | finoox | GCVC 063.2C/1x3-2551-2-D/4/32/2.10/2700/EXS/1/015023 | 12166 | 3 | 1 | 2551 | Axial | 104204 | 104707 | 180.66 | 37697 | 1360 | VT03143U.1 | 7521 | 4 | E | 65.74 | 97.25 | 2025-02-16 | VerticalCompact-BCD_1x3 | 2784 | 611 | 953 |  |  | 242 | 42 | 42 | 630 | EC motor | 5060 | 2 | no | no | C | D | Epoxy coated aluminum | 2025-01-02 | 4 | 4 | yes | piece | 1
GCVC PD 050.2/23-54 | GCVC PD | 050.2/23-54 | 4245446 | finoox | GCVC 050.2C/2x3-2559-2-D/4/64/2.10/2700/EXS/1/015023 | 17686 | 3 | 2 | 2559 | Axial | 152535 | 152926 | 361.32 | 42095 | 1330 | VT03013U.1 | 3187 | 2025-08-01 | D | 54.19 | 85.94 | 32.2 | VerticalCompact-BCD_2x3 | 2784 | 800 | 1761 |  |  | 355.1 | 42 | 42 | 500 | EC motor | 5060 | 2 | no | no | C | D | Epoxy coated aluminum | 2025-01-02 | 4 | 4 | yes | piece | 1
GCVC PD 063.2/23-38 | GCVC PD | 063.2/23-38 | 4246977 | finoox | GCVC 063.2C/2x3-2510-1-D/3/64/2.10/2700/EXS/1/015023 | 16329 | 3 | 2 | 2510 | Axial | 102637 | 102377 | 270.99 | 33244 | 695 | VT03145U.1 | 1023 | 0.9 | C | 38.38 | 70.13 | 2025-01-25 | VerticalCompact-BCD_2x3 | 2784 | 800 | 1761 |  |  | 306.7 | 42 | 42 | 630 | EC motor | 5060 | 1 | no | no | C | D | Epoxy coated aluminum | 2025-01-02 | 6 | 3 | yes | piece | 1
GCVC PD 063.2/24-43 | GCVC PD | 063.2/24-43 | 4247218 | finoox | GCVC 063.2C/2x4-2553-2-D/6/64/2.10/3600/AXS/1/015023 | 27162 | 4 | 2 | 2553 | Axial | 214917 | 215731 | 722.63 | 42850 | 700 | VT03144U.1 | 2073 | 0.52 | C | 43.21 | 75.07 | 62.7 | VerticalCompact-BCD_2x4 | 3684 | 800 | 1761 |  |  | 540.6 | 54 | 54 | 630 | EC motor | 5060 | 2 | no | no | C | D | Aluminum | 2025-01-02 | 4 | 6 | yes | piece | 1
GCVC PD 050.2/12-41 | GCVC PD | 050.2/12-41 | 4244238 | finoox | GCVC 050.2B/1x2-2519-1-D/3/24/2.10/1440/EXS/1/015023 | 3925 | 2 | 1 | 2519 | Axial | 25969 | 25936 | 54.2 | 9171 | 1010 | VT03011U.1 | 0.524 | 2015-01-01 | D | 41.21 | 72.5 | 2025-06-04 | VerticalCompact-BCD_1x2 | 1524 | 586 | 753 |  |  | 78.8 | 18 | 18 | 500 | EC motor | 5060 | 1 | no | no | B | D | Epoxy coated aluminum | 2025-01-02 | 8 | 3 | yes | piece | 1
GCVC PD 080.2/12-23 | GCVC PD | 080.2/12-23 | 4252786 | finoox | GCVC 080.2D/1x2-2493-1-D/3/40/2.10/2400/AXS/1/015023 | 6968 | 2 | 1 | 2493 | Axial | 42088 | 42087 | 150.55 | 10448 | 320 | VT03062U.1 | 0.136 | 0.35 | A+ | 22.73 | 54.25 | 2025-09-12 | VerticalCompact-BCD_1x2 | 2484 | 608 | 1153 |  |  | 164.9 | 28 | 28 | 800 | EC motor | 5060 | 1 | no | no | D | D | Aluminum | 2025-01-02 | 6 | 3 | yes | piece | 1
GCVC PD 063.2/14-22 | GCVC PD | 063.2/14-22 | 4251534 | finoox | GCVC 063.2C/1x4-2501-1-D/3/32/2.10/3600/AXS/1/015023 | 10090 | 4 | 1 | 2501 | Axial | 44604 | 44591 | 180.66 | 10525 | 345 | VT03145U.1 | 0.124 | 0.15 | A+ | 22.42 | 54.05 | 2025-09-14 | VerticalCompact-BCD_1x4 | 3684 | 615 | 953 |  |  | 209.4 | 28 | 28 | 630 | EC motor | 5060 | 1 | no | no | C | D | Aluminum | 2025-01-02 | 4 | 3 | yes | piece | 1
GCVC PD 045.2/12-45 | GCVC PD | 045.2/12-45 | 4243920 | finoox | GCVC 045.2B/1x2-2529-1-D/3/24/2.10/1440/AXS/1/015023 | 3842 | 2 | 1 | 2529 | Axial | 24716 | 24.73 | 54.2 | 7902 | 1125 | VT03007U.1 | 0.466 | 1 | D | 45.22 | 76.5 | 2025-06-04 | VerticalCompact-BCD_1x2 | 1524 | 535 | 753 |  |  | 75.4 | 18 | 18 | 450 | EC motor | 5060 | 1 | no | no | B | D | Aluminum | 2025-01-02 | 8 | 3 | yes | piece | 1
GCVC PD 080.2/21-33 | GCVC PD | 080.2/21-33 | 4248058 | finoox | GCVC 080.2D/2x1-2483-1-D/4/80/2.10/1200/EXS/1/015023 | 8658 | 1 | 2 | 2483 | Axial | 62885 | 63031 | 200.73 | 15065 | 470 | VT03061U.1 | 0.417 | 0.9 | B | 33.18 | 64.83 | 2025-01-18 | VerticalCompact-BCD_2x1 | 1284 | 800 | 2161 |  |  | 191.3 | 28 | 28 | 800 | EC motor | 5060 | 1 | no | no | D | D | Epoxy coated aluminum | 2025-01-02 | 10 | 4 | yes | piece | 1
GCVC PD 080.2/13-44 | GCVC PD | 080.2/13-44 | 4253151 | finoox | GCVC 080.2D/1x3-2545-2-D/4/40/2.10/3600/EXS/1/015023 | 12919 | 3 | 1 | 2545 | Axial | 121694 | 121773 | 301.1 | 34589 | 695 | VT03060U.1 | 1917 | 2015-01-01 | D | 44.42 | 76.1 | 26 | VerticalCompact-BCD_1x3 | 3684 | 613 | 1153 |  |  | 276.1 | 42 | 42 | 800 | EC motor | 5060 | 2 | no | no | D | D | Epoxy coated aluminum | 2025-01-02 | 4 | 4 | yes | piece | 1
GCVC PD 050.2/21-38 | GCVC PD | 050.2/21-38 | 4245719 | finoox | GCVC 050.2D/2x1-2332-D-D/4/80/2.10/1200/AXS/1/015023 | 5167 | 1 | 2 | 2332 | Axial | 50881 | 51055 | 200.73 | 10959 | 850 | VT01435 | 0.498 | 0.74 | C | 38.4 | 70.05 | 2025-01-18 | VerticalCompact-BCD_2x1 | 1284 | 800 | 2161 |  |  | 187 | 28 | 28 | 500 | AC motor | 50 | D | no | no | D | D | Aluminum | 2025-01-02 | 10 | 4 | yes | piece | 1
GCVC PD 050.2/24-39 | GCVC PD | 050.2/24-39 | 4245568 | finoox | GCVC 050.2C/2x4-2388-I-D/4/64/2.10/3600/EXS/1/015023 | 13593 | 4 | 2 | 2388 | Axial | 137335 | 137771 | 481.75 | 31556 | 710 | VT01437 | 1282 | 0.34 | C | 38.86 | 70.72 | 41.4 | VerticalCompact-BCD_2x4 | 3684 | 800 | 1761 |  |  | 443.3 | 42 | 42 | 500 | AC motor | 60 | I | no | no | C | D | Epoxy coated aluminum | 2025-01-02 | 4 | 4 | yes | piece | 1
GCVC PD 063.2/14-42 | GCVC PD | 063.2/14-42 | 4251527 | finoox | GCVC 063.2C/1x4-2414-1-D/6/32/2.10/3600/EXS/1/015023 | 12991 | 4 | 1 | 2414 | Axial | 101333 | 101806 | 361.32 | 20341 | 770 | VT03145U.1 | 0.992 | 2015-01-01 | C | 42.21 | 73.83 | 2025-03-31 | VerticalCompact-BCD_1x4 | 3684 | 615 | 953 |  |  | 265.3 | 35 | 35 | 630 | EC motor | 5060 | 1 | no | no | C | D | Epoxy coated aluminum | 2025-01-02 | 4 | 6 | yes | piece | 1
GCVC PD 050.2/24-52 | GCVC PD | 050.2/24-52 | 4245594 | finoox | GCVC 050.2C/2x4-2411-1-D/3/64/2.10/3600/AXS/1/015023 | 16386 | 4 | 2 | 2411 | Axial | 162735 | 162071 | 361.32 | 55083 | 1260 | VT03011U.1 | 3667 | 2025-02-02 | D | 51.68 | 83.55 | 34.6 | VerticalCompact-BCD_2x4 | 3684 | 800 | 1761 |  |  | 394.2 | 54 | 54 | 500 | EC motor | 5060 | 1 | no | no | C | D | Aluminum | 2025-01-02 | 4 | 3 | yes | piece | 1
GCVC PD 063.2/12-24 | GCVC PD | 063.2/12-24 | 4251098 | finoox | GCVC 063.2C/1x2-2401-L-D/3/32/2.10/1800/EXS/1/015023 | 4823 | 2 | 1 | 2401 | Axial | 24157 | 24139 | 90.33 | 6060 | 340 | VT01442 | 0.178 | 0.16 | B | 23.73 | 55.13 | 2025-05-07 | VerticalCompact-BCD_1x2 | 1884 | 598 | 953 |  |  | 115.9 | 18 | 18 | 630 | AC motor | 60 | L | no | no | C | D | Epoxy coated aluminum | 2025-01-02 | 8 | 3 | yes | piece | 1
GCVC PD 050.2/11-43 | GCVC PD | 050.2/11-43 | 4250159 | finoox | GCVC 050.2D/1x1-2348-S-D/3/40/2.10/1200/EXS/1/015023 | 2679 | 1 | 1 | 2348 | Axial | 26422 | 26.43 | 75.27 | 7561 | 1180 | VT03150U | 0.502 | 0.9 | D | 42.82 | 74.18 | 2025-06-06 | VerticalCompact-BCD_1x1 | 1284 | 569 | 1153 |  |  | 86.9 | 22 | 22 | 500 | AC motor | 50 | S | no | no | D | D | Epoxy coated aluminum | 2025-01-02 | 10 | 3 | yes | piece | 1
GCVC PD 050.2/13-46 | GCVC PD | 050.2/13-46 | 4244343 | finoox | GCVC 050.2B/1x3-2421-1-D/4/24/2.10/2160/EXS/1/015023 | 6146 | 3 | 1 | 2421 | Axial | 49661 | 49.71 | 108.39 | 15199 | 1150 | VT03011U.1 | 1166 | 1975-01-01 | D | 45.63 | 77.02 | 2025-02-09 | VerticalCompact-BCD_1x3a | 2244 | 586 | 753 |  |  | 123.3 | 28 | 28 | 500 | EC motor | 5060 | 1 | no | no | B | D | Epoxy coated aluminum | 2025-01-02 | 6 | 4 | yes | piece | 1
GCVC PD 050.2/11-40 | GCVC PD | 050.2/11-40 | 4249310 | finoox | GCVC 050.2C/1x1-2421-1-D/4/32/2.10/900/EXS/1/015023 | 2835 | 1 | 1 | 2421 | Axial | 23295 | 23442 | 60.22 | 6254 | 1150 | VT03011U.1 | 0.359 | 1975-01-01 | D | 40.24 | 71.51 | 2025-02-05 | VerticalCompact-BCD_1x1 | 984 | 586 | 953 |  |  | 63.7 | 18 | 18 | 500 | EC motor | 5060 | 1 | no | no | C | D | Epoxy coated aluminum | 2025-01-02 | 8 | 4 | yes | piece | 1
GCVC PD 080.2/21-38 | GCVC PD | 080.2/21-38 | 4248068 | finoox | GCVC 080.2D/2x1-2485-1-D/6/80/2.10/1200/AXS/1/015023 | 9511 | 1 | 2 | 2485 | Axial | 78106 | 78609 | 301.1 | 15035 | 535 | VT03061U.1 | 0.62 | 1935-01-01 | B | 38.19 | 69.84 | 2025-04-27 | VerticalCompact-BCD_2x1 | 1284 | 800 | 2161 |  |  | 223.7 | 35 | 35 | 800 | EC motor | 5060 | 1 | no | no | D | D | Aluminum | 2025-01-02 | 10 | 6 | yes | piece | 1
GCVC PD 063.2/22-31 | GCVC PD | 063.2/22-31 | 4247639 | finoox | GCVC 063.2D/2x2-2506-1-D/6/80/2.10/2400/EXS/1/015023 | 17652 | 2 | 2 | 2506 | Axial | 102184 | 102747 | 602.19 | 18130 | 540 | VT03145U.1 | 0.334 | 0.45 | A+ | 30.54 | 62.35 | 50.5 | VerticalCompact-BCD_2x2 | 2484 | 800 | 2161 |  |  | 383.8 | 35 | 35 | 630 | EC motor | 5060 | 1 | no | no | D | D | Epoxy coated aluminum | 2025-01-02 | 8 | 6 | yes | piece | 1
GCVC PD 080.2/13-53 | GCVC PD | 080.2/13-53 | 4253125 | finoox | GCVC 080.2D/1x3-2540-2-D/4/40/2.10/3600/AXS/1/015023 | 13756 | 3 | 1 | 2540 | Axial | 144781 | 144512 | 301.1 | 45198 | 900 | VT03059U.2 | 4256 | 1952-02-01 | E | 52.97 | 84.66 | 26 | VerticalCompact-BCD_1x3 | 3684 | 650 | 1153 |  |  | 300.7 | 42 | 42 | 800 | EC motor | 5060 | 2 | no | no | D | D | Aluminum | 2025-01-02 | 4 | 4 | yes | piece | 1
GCVC PD 080.2/23-43 | GCVC PD | 080.2/23-43 | 4248733 | finoox | GCVC 080.2D/2x3-2543-2-D/4/80/2.10/3600/AXS/1/015023 | 27796 | 3 | 2 | 2543 | Axial | 223023 | 223357 | 602.19 | 56833 | 575 | VT03060U.1 | 2026-02-01 | 0.78 | C | 43.39 | 75.35 | 54.8 | VerticalCompact-BCD_2x3 | 3684 | 800 | 2161 |  |  | 534 | 54 | 54 | 800 | EC motor | 5060 | 2 | no | no | D | D | Aluminum | 2025-01-02 | 4 | 4 | yes | piece | 1
GCVC PD 080.2/21-13 | GCVC PD | 080.2/21-13 | 4248085 | finoox | GCVC 080.2D/2x1-2488-1-D/4/80/2.10/1200/AXS/1/015023 | 7678 | 1 | 2 | 2488 | Axial | 30234 | 30374 | 200.73 | 5746 | 195 | VT03062U.1 | 0.049 | 0.12 | A+ | 13.39 | 45.04 | 2025-02-17 | VerticalCompact-BCD_2x1 | 1284 | 800 | 2161 |  |  | 188.7 | 22 | 22 | 800 | EC motor | 5060 | 1 | no | no | D | D | Aluminum | 2025-01-02 | 10 | 4 | yes | piece | 1
GCVC PD 080.2/22-15 | GCVC PD | 080.2/22-15 | 4248360 | finoox | GCVC 080.2D/2x2-2488-1-D/3/80/2.10/2400/EXS/1/015023 | 15917 | 2 | 2 | 2488 | Axial | 55825 | 55774 | 301.1 | 12398 | 195 | VT03062U.1 | 0.097 | 0.12 | A+ | 15.24 | 47.05 | 2025-06-25 | VerticalCompact-BCD_2x2 | 2484 | 800 | 2161 |  |  | 315.4 | 28 | 28 | 800 | EC motor | 5060 | 1 | no | no | D | D | Epoxy coated aluminum | 2025-01-02 | 8 | 3 | yes | piece | 1
GCVC PD 063.2/13-28 | GCVC PD | 063.2/13-28 | 4251347 | finoox | GCVC 063.2C/1x3-2504-1-D/4/32/2.10/2700/AXS/1/015023 | 8393 | 3 | 1 | 2504 | Axial | 46064 | 46154 | 180.66 | 10023 | 460 | VT03145U.1 | 0.181 | 0.3 | A+ | 28.34 | 59.85 | 15 | VerticalCompact-BCD_1x3 | 2784 | 615 | 953 |  |  | 173.6 | 28 | 28 | 630 | EC motor | 5060 | 1 | no | no | C | D | Aluminum | 2025-01-02 | 6 | 4 | yes | piece | 1
GCVC PD 050.2/11-39 | GCVC PD | 050.2/11-39 | 4249365 | finoox | GCVC 050.2C/1x1-2520-1-D/6/32/2.10/900/EXS/1/015023 | 3223 | 1 | 1 | 2520 | Axial | 25511 | 25689 | 90.33 | 5223 | 1070 | VT03011U.1 | 0.304 | 2025-04-01 | C | 39.3 | 70.57 | 2025-07-07 | VerticalCompact-BCD_1x1 | 984 | 586 | 953 |  |  | 72.4 | 18 | 18 | 500 | EC motor | 5060 | 1 | no | no | C | D | Epoxy coated aluminum | 2025-01-02 | 12 | 6 | yes | piece | 1
GCVC PD 080.2/22-31 | GCVC PD | 080.2/22-31 | 4248396 | finoox | GCVC 080.2D/2x2-2497-1-D/3/80/2.10/2400/EXS/1/015023 | 15962 | 2 | 2 | 2497 | Axial | 99.51 | 99389 | 301.1 | 27841 | 415 | VT03062U.1 | 0.554 | 0.7 | A | 31.15 | 62.96 | 2025-09-26 | VerticalCompact-BCD_2x2 | 2484 | 800 | 2161 |  |  | 316.7 | 35 | 35 | 800 | EC motor | 5060 | 1 | no | no | D | D | Epoxy coated aluminum | 2025-01-02 | 6 | 3 | yes | piece | 1
GCVC PD 063.2/14-34 | GCVC PD | 063.2/14-34 | 4251576 | finoox | GCVC 063.2C/1x4-2508-1-D/3/32/2.10/3600/AXS/1/015023 | 10093 | 4 | 1 | 2508 | Axial | 67258 | 67234 | 180.66 | 19536 | 615 | VT03145U.1 | 0.494 | 0.65 | B | 34.29 | 65.92 | 2025-05-15 | VerticalCompact-BCD_1x4 | 3684 | 615 | 953 |  |  | 210 | 35 | 35 | 630 | EC motor | 5060 | 1 | no | no | C | D | Aluminum | 2025-01-02 | 4 | 3 | yes | piece | 1
GCVC PD 050.2/22-41 | GCVC PD | 050.2/22-41 | 4245171 | finoox | GCVC 050.2C/2x2-2517-1-D/4/64/2.10/1800/AXS/1/015023 | 9053 | 2 | 2 | 2517 | Axial | 77648 | 77.76 | 240.88 | 18385 | 880 | VT03011U.1 | 0.676 | 0.84 | B | 40.87 | 72.5 | 2025-07-21 | VerticalCompact-BCD_2x2 | 1884 | 800 | 1761 |  |  | 225.4 | 35 | 35 | 500 | EC motor | 5060 | 1 | no | no | C | D | Aluminum | 2025-01-02 | 8 | 4 | yes | piece | 1
GCVC PD 050.2/23-46 | GCVC PD | 050.2/23-46 | 4246373 | finoox | GCVC 050.2D/2x3-2519-1-D/4/80/2.10/3600/AXS/1/015023 | 16735 | 3 | 2 | 2519 | Axial | 160967 | 161291 | 602.19 | 35096 | 1010 | VT03011U.1 | 1371 | 2015-01-01 | B | 46.03 | 77.99 | 54.8 | VerticalCompact-BCD_2x3 | 3684 | 800 | 2161 |  |  | 473.9 | 54 | 54 | 500 | EC motor | 5060 | 1 | no | no | D | D | Aluminum | 2025-01-02 | 4 | 4 | yes | piece | 1
GCVC PD 063.2/12-57 | GCVC PD | 063.2/12-57 | 4252083 | finoox | GCVC 063.2D/1x2-2547-2-D/6/40/2.10/2400/EXS/1/015023 | 11145 | 2 | 1 | 2547 | Axial | 100972 | 101339 | 301.1 | 21906 | 1055 | VT03143U.1 | 2308 | 2025-01-02 | D | 57.32 | 88.84 | 2025-04-25 | VerticalCompact-BCD_1x2 | 2484 | 611 | 1153 |  |  | 242.2 | 35 | 35 | 630 | EC motor | 5060 | 2 | no | no | D | D | Epoxy coated aluminum | 2025-01-02 | 6 | 6 | yes | piece | 1
GCVC PD 063.2/12-62 | GCVC PD | 063.2/12-62 | 4251202 | finoox | GCVC 063.2C/1x2-2550-2-D/3/32/2.10/1800/EXS/1/015023 | 8187 | 2 | 1 | 2550 | Axial | 55272 | 55336 | 90.33 | 25236 | 1285 | VT03143U.1 | 4182 | 2026-03-01 | E | 62.21 | 93.61 | 8 | VerticalCompact-BCD_1x2 | 1884 | 611 | 953 |  |  | 154.7 | 28 | 28 | 630 | EC motor | 5060 | 2 | no | no | C | D | Epoxy coated aluminum | 2025-01-02 | 6 | 3 | yes | piece | 1
GCVC PD 050.2/11-28 | GCVC PD | 050.2/11-28 | 4249320 | finoox | GCVC 050.2C/1x1-2513-1-D/6/32/2.10/900/AXS/1/015023 | 3048 | 1 | 1 | 2513 | Axial | 16469 | 16628 | 90.33 | 2976 | 630 | VT03011U.1 | 0.071 | 0.37 | A | 27.84 | 59.1 | 2025-06-07 | VerticalCompact-BCD_1x1 | 984 | 586 | 953 |  |  | 72.3 | 16 | 16 | 500 | EC motor | 5060 | 1 | no | no | C | D | Aluminum | 2025-01-02 | 12 | 6 | yes | piece | 1
GCVC PD 050.2/22-46 | GCVC PD | 050.2/22-46 | 4245196 | finoox | GCVC 050.2C/2x2-2521-1-D/6/64/2.10/1800/AXS/1/015023 | 10394 | 2 | 2 | 2521 | Axial | 109933 | 110433 | 361.32 | 22199 | 1135 | VT03011U.1 | 1436 | 1965-01-01 | C | 46.2 | 77.83 | 32.4 | VerticalCompact-BCD_2x2 | 1884 | 800 | 1761 |  |  | 263 | 42 | 42 | 500 | EC motor | 5060 | 1 | no | no | C | D | Aluminum | 2025-01-02 | 8 | 6 | yes | piece | 1
GCVC PD 080.2/22-36 | GCVC PD | 080.2/22-36 | 4248329 | finoox | GCVC 080.2D/2x2-2483-1-D/4/80/2.10/2400/AXS/1/015023 | 17661 | 2 | 2 | 2483 | Axial | 127971 | 128149 | 401.46 | 30131 | 470 | VT03061U.1 | 0.835 | 0.9 | B | 36.03 | 67.84 | 36.3 | VerticalCompact-BCD_2x2 | 2484 | 800 | 2161 |  |  | 350.9 | 42 | 42 | 800 | EC motor | 5060 | 1 | no | no | D | D | Aluminum | 2025-01-02 | 6 | 4 | yes | piece | 1
GCVC PD 080.3/21-46 | GCVC PD | 080.3/21-46 | 6133904 | finoox | GCVC 080.3D/2x1-3488-I-D/4/80/2.10/1200/AXS/1/015023 | 7467 | 1 | 2 | 3488 | Axial | 90707 | 90848 | 200.73 | 25465 | 720 | VT01371 | 2366 | 1935-02-01 | E | 46.32 | 77.97 | 2025-04-19 | VerticalCompact-BCD_2x1 | 1284 | 800 | 2161 |  |  | 234.9 | 35 | 35 | 800 | AC motor | 60 | I | no | no | D | D | Aluminum | 2025-01-02 | 10 | 4 | yes | piece | 1
GCVC PD 080.2/11-52 | GCVC PD | 080.2/11-52 | 4252403 | finoox | GCVC 080.2D/1x1-1656-2-D/4/40/2.10/1200/AXS/1/015023 | 5530 | 1 | 1 | 1656 | Axial | 56155 | 56417 | 100.37 | 17869 | 1000 | VT03059U.2 | 2156 | 2025-02-03 | E | 51.8 | 83.17 | 2025-01-09 | VerticalCompact-BCD_1x1 | 1284 | 650 | 1153 |  |  | 108.5 | 28 | 28 | 800 | EC motor | 5060 | 2 | no | no | D | D | Aluminum | 2025-01-02 | 8 | 4 | yes | piece | 1
GCVC PD 050.2/23-31 | GCVC PD | 050.2/23-31 | 4245266 | finoox | GCVC 050.2C/2x3-2337-S-D/6/64/2.10/2700/AXS/1/015023 | 11754 | 3 | 2 | 2337 | Axial | 87173 | 87728 | 541.97 | 15204 | 510 | VT01437 | 0.487 | 0.16 | B | 30.99 | 62.73 | 45 | VerticalCompact-BCD_2x3 | 2784 | 800 | 1761 |  |  | 392.8 | 35 | 35 | 500 | AC motor | 50 | S | no | no | C | D | Aluminum | 2025-01-02 | 8 | 6 | yes | piece | 1
GCVC PD 050.2/12-38 | GCVC PD | 050.2/12-38 | 4250416 | finoox | GCVC 050.2D/1x2-2354-W-D/6/40/2.10/2400/AXS/1/015023 | 5413 | 2 | 1 | 2354 | Axial | 56072 | 56372 | 301.1 | 10022 | 865 | VT03093U | 0.409 | 0.97 | B | 38.08 | 69.6 | 2025-06-24 | VerticalCompact-BCD_1x2 | 2484 | 569 | 1153 |  |  | 201.5 | 28 | 28 | 500 | AC motor | 50 | W | no | no | D | D | Aluminum | 2025-01-02 | 8 | 6 | yes | piece | 1
GCVC PD 063.2/21-24 | GCVC PD | 063.2/21-24 | 4246484 | finoox | GCVC 063.2C/2x1-2401-L-D/3/64/2.10/900/EXS/1/015023 | 5640 | 1 | 2 | 2401 | Axial | 23905 | 23964 | 90.33 | 6060 | 340 | VT01442 | 0.178 | 0.16 | B | 23.62 | 55.13 | 8 | VerticalCompact-BCD_2x1 | 984 | 800 | 1761 |  |  | 125.2 | 18 | 18 | 630 | AC motor | 60 | L | no | no | C | D | Epoxy coated aluminum | 2025-01-02 | 12 | 3 | yes | piece | 1
GCVC PD 050.2/22-57 | GCVC PD | 050.2/22-57 | 4246082 | finoox | GCVC 050.2D/2x2-2420-2-D/4/80/2.10/2400/EXS/1/015023 | 13880 | 2 | 2 | 2420 | Axial | 146955 | 147044 | 401.46 | 38917 | 1600 | VT03013U.1 | 3502 | 1965-01-01 | D | 56.89 | 88.7 | 36.3 | VerticalCompact-BCD_2x2 | 2484 | 800 | 2161 |  |  | 340.6 | 42 | 42 | 500 | EC motor | 5060 | 2 | no | no | D | D | Epoxy coated aluminum | 2025-01-02 | 6 | 4 | yes | piece | 1
GCVC PD 050.2/13-58 | GCVC PD | 050.2/13-58 | 4249761 | finoox | GCVC 050.2C/1x3-2410-2-D/4/32/2.10/2700/AXS/1/015023 | 8532 | 3 | 1 | 2410 | Axial | 93893 | 94265 | 180.66 | 28382 | 1770 | VT03013U.1 | 3712 | 2025-01-02 | E | 57.72 | 89.23 | 2025-06-15 | VerticalCompact-BCD_1x3 | 2784 | 607 | 953 |  |  | 185.3 | 35 | 35 | 500 | EC motor | 5060 | 2 | no | no | C | D | Aluminum | 2025-01-02 | 4 | 4 | yes | piece | 1
GCVC PD 063.2/12-29 | GCVC PD | 063.2/12-29 | 4251155 | finoox | GCVC 063.2C/1x2-2506-1-D/3/32/2.10/1800/EXS/1/015023 | 5991 | 2 | 1 | 2506 | Axial | 30051 | 30013 | 90.33 | 8465 | 540 | VT03145U.1 | 0.173 | 0.45 | B | 28.75 | 60.14 | 2025-06-07 | VerticalCompact-BCD_1x2 | 1884 | 615 | 953 |  |  | 109.6 | 22 | 22 | 630 | EC motor | 5060 | 1 | no | no | C | D | Epoxy coated aluminum | 2025-01-02 | 8 | 3 | yes | piece | 1
GCVC PD 050.2/21-43 | GCVC PD | 050.2/21-43 | 4245898 | finoox | GCVC 050.2D/2x1-2520-1-D/3/80/2.10/1200/AXS/1/015023 | 5888 | 1 | 2 | 2520 | Axial | 48033 | 48085 | 150.55 | 12639 | 1070 | VT03011U.1 | 0.536 | 2025-04-01 | C | 43.06 | 74.71 | 14 | VerticalCompact-BCD_2x1 | 1284 | 800 | 2161 |  |  | 162.4 | 28 | 28 | 500 | EC motor | 5060 | 1 | no | no | D | D | Aluminum | 2025-01-02 | 10 | 3 | yes | piece | 1
GCVC PD 050.2/24-48 | GCVC PD | 050.2/24-48 | 4245664 | finoox | GCVC 050.2C/2x4-2520-1-D/4/64/2.10/3600/EXS/1/015023 | 18559 | 4 | 2 | 2520 | Axial | 173032 | 173193 | 481.75 | 45016 | 1070 | VT03011U.1 | 2342 | 2025-04-01 | C | 47.91 | 79.77 | 44 | VerticalCompact-BCD_2x4 | 3684 | 800 | 1761 |  |  | 429.1 | 54 | 54 | 500 | EC motor | 5060 | 1 | no | no | C | D | Epoxy coated aluminum | 2025-01-02 | 4 | 4 | yes | piece | 1
GCVC PD 063.2/12-35 | GCVC PD | 063.2/12-35 | 4251169 | finoox | GCVC 063.2C/1x2-2508-1-D/6/32/2.10/1800/EXS/1/015023 | 7230 | 2 | 1 | 2508 | Axial | 41876 | 42145 | 180.66 | 7961 | 615 | VT03145U.1 | 0.266 | 0.65 | B | 34.99 | 66.39 | 2025-01-15 | VerticalCompact-BCD_1x2 | 1884 | 615 | 953 |  |  | 136.3 | 28 | 28 | 630 | EC motor | 5060 | 1 | no | no | C | D | Epoxy coated aluminum | 2025-01-02 | 8 | 6 | yes | piece | 1
GCVC PD 063.2/12-56 | GCVC PD | 063.2/12-56 | 4252081 | finoox | GCVC 063.2D/1x2-2547-2-D/3/40/2.10/2400/EXS/1/015023 | 9170 | 2 | 1 | 2547 | Axial | 67.69 | 67531 | 150.55 | 24506 | 1055 | VT03143U.1 | 2188 | 2025-01-02 | E | 56.3 | 87.83 | 2025-05-13 | VerticalCompact-BCD_1x2 | 2484 | 611 | 1153 |  |  | 198.7 | 35 | 35 | 630 | EC motor | 5060 | 2 | no | no | D | D | Epoxy coated aluminum | 2025-01-02 | 6 | 3 | yes | piece | 1
GCVC PD 050.2/12-40 | GCVC PD | 050.2/12-40 | 4249588 | finoox | GCVC 050.2C/1x2-2518-1-D/4/32/2.10/1800/EXS/1/015023 | 4794 | 2 | 1 | 2518 | Axial | 39798 | 39838 | 120.44 | 9877 | 945 | VT03011U.1 | 0.41 | 1 | C | 39.62 | 71.01 | 10 | VerticalCompact-BCD_1x2 | 1884 | 586 | 953 |  |  | 116.5 | 22 | 22 | 500 | EC motor | 5060 | 1 | no | no | C | D | Epoxy coated aluminum | 2025-01-02 | 8 | 4 | yes | piece | 1
GCVC PD 063.2/11-57 | GCVC PD | 063.2/11-57 | 4250988 | finoox | GCVC 063.2C/1x1-2548-2-D/3/32/2.10/900/EXS/1/015023 | 4879 | 1 | 1 | 2548 | Axial | 26592 | 26758 | 45.16 | 11037 | 1135 | VT03143U.1 | 1443 | 1937-02-01 | E | 56.7 | 87.97 | 4 | VerticalCompact-BCD_1x1 | 984 | 611 | 953 |  |  | 82.4 | 18 | 18 | 630 | EC motor | 5060 | 2 | no | no | C | D | Epoxy coated aluminum | 2025-01-02 | 8 | 3 | yes | piece | 1
GCVC PD 045.2/11-40 | GCVC PD | 045.2/11-40 | 4248872 | finoox | GCVC 045.2C/1x1-2528-1-D/6/32/2.10/900/AXS/1/015023 | 3076 | 1 | 1 | 2528 | Axial | 20592 | 20777 | 90.33 | 3896 | 1050 | VT03007U.1 | 0.191 | 0.84 | C | 40.35 | 71.61 | 2025-07-07 | VerticalCompact-BCD_1x1 | 984 | 535 | 953 |  |  | 70.7 | 18 | 18 | 450 | EC motor | 5060 | 1 | no | no | C | D | Aluminum | 2025-01-02 | 12 | 6 | yes | piece | 1
GCVC PD 063.2/24-45 | GCVC PD | 063.2/24-45 | 4247224 | finoox | GCVC 063.2C/2x4-2554-2-D/6/64/2.10/3600/AXS/1/015023 | 27162 | 4 | 2 | 2554 | Axial | 226858 | 227891 | 722.63 | 46203 | 750 | VT03144U.1 | 2523 | 0.6 | C | 44.55 | 76.42 | 62.7 | VerticalCompact-BCD_2x4 | 3684 | 800 | 1761 |  |  | 540.6 | 54 | 54 | 630 | EC motor | 5060 | 2 | no | no | C | D | Aluminum | 2025-01-02 | 4 | 6 | yes | piece | 1
GCVC PD 080.3/21-54 | GCVC PD | 080.3/21-54 | 6214025 | finoox | GCVC 080.3D/2x1-3561-2-D/4/80/2.10/1200/EXS/1/015023 | 10949 | 1 | 2 | 3561 | Axial | 100311 | 100324 | 200.73 | 32479 | 930 | VT01445U.3 | 3375 | 1975-02-01 | E | 53.93 | 85.58 | 2025-04-19 | VerticalCompact-BCD_2x1 | 1284 | 800 | 2161 |  |  | 233.5 | 35 | 35 | 800 | EC motor | 5060 | 2 | no | no | D | D | Epoxy coated aluminum | 2025-01-02 | 10 | 4 | yes | piece | 1
GCVC PD 050.3/11-44 | GCVC PD | 050.3/11-44 | 6068745 | finoox | GCVC 050.3D/1x1-3616-W-D/6/40/2.10/1200/AXS/1/015023 | 3184 | 1 | 1 | 3616 | Axial | 38665 | 38922 | 150.55 | 7423 | 1240 | VT01524 | 0.66 | 2025-02-03 | D | 44.11 | 75.47 | 2025-07-12 | VerticalCompact-BCD_1x1 | 1284 | 596 | 1153 |  |  | 110 | 22 | 22 | 500 | AC motor | 50 | W | no | no | D | D | Aluminum | 2025-01-02 | 10 | 6 | yes | piece | 1
GCVC PD 050.3/21-47 | GCVC PD | 050.3/21-47 | 6106019 | finoox | GCVC 050.3D/2x1-3616-W-D/6/80/2.10/1200/EXS/1/015023 | 6783 | 1 | 2 | 3616 | Axial | 76031 | 76492 | 301.1 | 14846 | 1240 | VT01524 | 1319 | 2025-02-03 | D | 46.83 | 78.48 | 2025-04-27 | VerticalCompact-BCD_2x1 | 1284 | 800 | 2161 |  |  | 221.2 | 35 | 35 | 500 | AC motor | 50 | W | no | no | D | D | Epoxy coated aluminum | 2025-01-02 | 10 | 6 | yes | piece | 1
GCVC PD 080.3/12-43 | GCVC PD | 080.3/12-43 | 6073426 | finoox | GCVC 080.3D/1x2-1333-D-D/3/40/2.10/2400/AXS/1/015023 | 6612 | 2 | 1 | 1333 | Axial | 71293 | 70852 | 150.55 | 25262 | 670 | VT01371 | 1708 | 1995-01-01 | D | 43.29 | 74.82 | 2025-05-13 | VerticalCompact-BCD_1x2 | 2484 | 605 | 1153 |  |  | 209.2 | 35 | 35 | 800 | AC motor | 50 | D | no | no | D | D | Aluminum | 2025-01-02 | 6 | 3 | yes | piece | 1
GCVC PD 050.2/13-28 | GCVC PD | 050.2/13-28 | 4244289 | finoox | GCVC 050.2B/1x3-2337-S-D/4/24/2.10/2160/EXS/1/015023 | 4380 | 3 | 1 | 2337 | Axial | 28387 | 28411 | 108.39 | 6430 | 510 | VT01437 | 0.249 | 0.16 | B | 2025-03-28 | 59.69 | 2025-09-08 | VerticalCompact-BCD_1x3a | 2244 | 596 | 753 |  |  | 130 | 22 | 22 | 500 | AC motor | 50 | S | no | no | B | D | Epoxy coated aluminum | 2025-01-02 | 8 | 4 | yes | piece | 1
GCVC PD 050.2/22-46 | GCVC PD | 050.2/22-46 | 4246035 | finoox | GCVC 050.2D/2x2-2386-K-D/6/80/2.10/2400/EXS/1/015023 | 11781 | 2 | 2 | 2386 | Axial | 128051 | 128564 | 602.19 | 24050 | 910 | VT01435 | 1607 | 0.92 | C | 45.82 | 77.63 | 52 | VerticalCompact-BCD_2x2 | 2484 | 800 | 2161 |  |  | 402.5 | 42 | 42 | 500 | AC motor | 60 | K | no | no | D | D | Epoxy coated aluminum | 2025-01-02 | 8 | 6 | yes | piece | 1
GCVC PD 063.2/22-33 | GCVC PD | 063.2/22-33 | 4247570 | finoox | GCVC 063.2D/2x2-2400-K-D/6/80/2.10/2400/AXS/1/015023 | 13986 | 2 | 2 | 2400 | Axial | 105434 | 106045 | 602.19 | 18600 | 490 | VT01442 | 0.632 | 0.34 | B | 33.19 | 65 | 50.5 | VerticalCompact-BCD_2x2 | 2484 | 800 | 2161 |  |  | 397.4 | 35 | 35 | 630 | AC motor | 60 | K | no | no | D | D | Aluminum | 2025-01-02 | 8 | 6 | yes | piece | 1
GCVC PD 050.2/11-47 | GCVC PD | 050.2/11-47 | 4249383 | finoox | GCVC 050.2C/1x1-2559-2-D/6/32/2.10/900/EXS/1/015023 | 3705 | 1 | 1 | 2559 | Axial | 29998 | 30.2 | 90.33 | 6519 | 1330 | VT03013U.1 | 0.548 | 2025-08-01 | D | 46.85 | 78.12 | 2025-08-07 | VerticalCompact-BCD_1x1 | 984 | 607 | 953 |  |  | 77.5 | 22 | 22 | 500 | EC motor | 5060 | 2 | no | no | C | D | Epoxy coated aluminum | 2025-01-02 | 12 | 6 | yes | piece | 1
GCVC PD 063.2/12-33 | GCVC PD | 063.2/12-33 | 4252070 | finoox | GCVC 063.2D/1x2-2510-1-D/4/40/2.10/2400/EXS/1/015023 | 7555 | 2 | 1 | 2510 | Axial | 54264 | 54175 | 200.73 | 12754 | 695 | VT03145U.1 | 0.31 | 0.9 | A | 32.83 | 64.35 | 2025-08-16 | VerticalCompact-BCD_1x2 | 2484 | 615 | 1153 |  |  | 168.1 | 28 | 28 | 630 | EC motor | 5060 | 1 | no | no | D | D | Epoxy coated aluminum | 2025-01-02 | 8 | 4 | yes | piece | 1
GCVC PD 063.2/23-64 | GCVC PD | 063.2/23-64 | 4247932 | finoox | GCVC 063.2D/2x3-2549-2-D/4/80/2.10/3600/EXS/1/015023 | 28968 | 3 | 2 | 2549 | Axial | 266.53 | 265502 | 602.19 | 81568 | 1210 | VT03143U.1 | 1993-09-01 | 1986-02-01 | E | 63.77 | 95.73 | 58.2 | VerticalCompact-BCD_2x3 | 3684 | 800 | 2161 |  |  | 618.2 | 64 | 64 | 630 | EC motor | 5060 | 2 | no | no | D | D | Epoxy coated aluminum | 2025-01-02 | 4 | 4 | yes | piece | 1
GCVC PD 045.2/13-48 | GCVC PD | 045.2/13-48 | 4249067 | finoox | GCVC 045.2C/1x3-2530-1-D/6/32/2.10/2700/EXS/1/015023 | 7791 | 3 | 1 | 2530 | Axial | 68753 | 69069 | 270.99 | 13446 | 1200 | VT03007U.1 | 0.839 | 2025-01-01 | C | 47.74 | 79.25 | 2025-06-22 | VerticalCompact-BCD_1x3 | 2784 | 535 | 953 |  |  | 192.4 | 35 | 35 | 450 | EC motor | 5060 | 1 | no | no | C | D | Epoxy coated aluminum | 2025-01-02 | 6 | 6 | yes | piece | 1
GCVC PD 050.2/11-34 | GCVC PD | 050.2/11-34 | 4249336 | finoox | GCVC 050.2C/1x1-2516-1-D/3/32/2.10/900/AXS/1/015023 | 2639 | 1 | 1 | 2516 | Axial | 15839 | 15912 | 45.16 | 4408 | 820 | VT03011U.1 | 0.135 | 0.68 | B | 33.79 | 65.05 | 2025-09-03 | VerticalCompact-BCD_1x1 | 984 | 586 | 953 |  |  | 59.3 | 16 | 16 | 500 | EC motor | 5060 | 1 | no | no | C | D | Aluminum | 2025-01-02 | 8 | 3 | yes | piece | 1
GCVC PD 045.2/11-35 | GCVC PD | 045.2/11-35 | 4248853 | finoox | GCVC 045.2C/1x1-2525-1-D/4/32/2.10/900/AXS/1/015023 | 2722 | 1 | 1 | 2525 | Axial | 14786 | 14881 | 60.22 | 3235 | 825 | VT03007U.1 | 0.097 | 0.47 | B | 34.93 | 66.19 | 2025-01-05 | VerticalCompact-BCD_1x1 | 984 | 535 | 953 |  |  | 61.9 | 16 | 16 | 450 | EC motor | 5060 | 1 | no | no | C | D | Aluminum | 2025-01-02 | 8 | 4 | yes | piece | 1
GCVC PD 063.2/13-19 | GCVC PD | 063.2/13-19 | 4252261 | finoox | GCVC 063.2D/1x3-2501-1-D/3/40/2.10/3600/EXS/1/015023 | 9683 | 3 | 1 | 2501 | Axial | 42611 | 42541 | 225.82 | 9640 | 345 | VT03145U.1 | 0.085 | 0.15 | A+ | 19.39 | 51.07 | 2025-06-18 | VerticalCompact-BCD_1x3 | 3684 | 615 | 1153 |  |  | 224.9 | 28 | 28 | 630 | EC motor | 5060 | 1 | no | no | D | D | Epoxy coated aluminum | 2025-01-02 | 6 | 3 | yes | piece | 1
GCVC PD 050.2/24-45 | GCVC PD | 050.2/24-45 | 4245648 | finoox | GCVC 050.2C/2x4-2518-1-D/3/64/2.10/3600/AXS/1/015023 | 16237 | 4 | 2 | 2518 | Axial | 138144 | 138093 | 361.32 | 40900 | 945 | VT03011U.1 | 1604 | 1 | C | 45.37 | 77.23 | 32 | VerticalCompact-BCD_2x4 | 3684 | 800 | 1761 |  |  | 389.3 | 42 | 42 | 500 | EC motor | 5060 | 1 | no | no | C | D | Aluminum | 2025-01-02 | 4 | 3 | yes | piece | 1
GCVC PD 080.2/22-51 | GCVC PD | 080.2/22-51 | 4248420 | finoox | GCVC 080.2D/2x2-2536-2-D/6/80/2.10/2400/AXS/1/015023 | 24494 | 2 | 2 | 2536 | Axial | 193482 | 194346 | 602.19 | 39828 | 700 | VT03059U.2 | 2763 | 2025-04-01 | D | 50.94 | 82.74 | 55.2 | VerticalCompact-BCD_2x2 | 2484 | 800 | 2161 |  |  | 462 | 54 | 54 | 800 | EC motor | 5060 | 2 | no | no | D | D | Aluminum | 2025-01-02 | 6 | 6 | yes | piece | 1
GCVC PD 063.2/22-61 | GCVC PD | 063.2/22-61 | 4247680 | finoox | GCVC 063.2D/2x2-2548-2-D/4/80/2.10/2400/EXS/1/015023 | 19929 | 2 | 2 | 2548 | Axial | 170572 | 170.28 | 401.46 | 50838 | 1135 | VT03143U.1 | 1947-05-01 | 1937-02-01 | E | 60.79 | 92.59 | 39.4 | VerticalCompact-BCD_2x2 | 2484 | 800 | 2161 |  |  | 420.9 | 54 | 54 | 630 | EC motor | 5060 | 2 | no | no | D | D | Epoxy coated aluminum | 2025-01-02 | 6 | 4 | yes | piece | 1
GCVC PD 050.2/23-48 | GCVC PD | 050.2/23-48 | 4245318 | finoox | GCVC 050.2C/2x3-2386-K-D/6/64/2.10/2700/AXS/1/015023 | 11958 | 3 | 2 | 2386 | Axial | 153876 | 154824 | 541.97 | 30590 | 910 | VT01435 | 2565 | 0.92 | D | 47.53 | 79.28 | 46.3 | VerticalCompact-BCD_2x3 | 2784 | 800 | 1761 |  |  | 410.5 | 42 | 42 | 500 | AC motor | 60 | K | no | no | C | D | Aluminum | 2025-01-02 | 6 | 6 | yes | piece | 1
GCVC PD 063.2/13-37 | GCVC PD | 063.2/13-37 | 4252247 | finoox | GCVC 063.2D/1x3-2414-1-D/4/40/2.10/3600/AXS/1/015023 | 10021 | 3 | 1 | 2414 | Axial | 92604 | 92732 | 301.1 | 21350 | 770 | VT03145U.1 | 0.625 | 2015-01-01 | B | 36.73 | 68.41 | 2025-02-25 | VerticalCompact-BCD_1x3 | 3684 | 615 | 1153 |  |  | 247.3 | 35 | 35 | 630 | EC motor | 5060 | 1 | no | no | D | D | Aluminum | 2025-01-02 | 4 | 4 | yes | piece | 1
GCVC PD 050.2/23-51 | GCVC PD | 050.2/23-51 | 4246316 | finoox | GCVC 050.2D/2x3-2411-1-D/4/80/2.10/3600/EXS/1/015023 | 17855 | 3 | 2 | 2411 | Axial | 185272 | 185422 | 602.19 | 44059 | 1260 | VT03011U.1 | 1961-02-01 | 2025-02-02 | D | 50.92 | 82.88 | 54.8 | VerticalCompact-BCD_2x3 | 3684 | 800 | 2161 |  |  | 473.9 | 54 | 54 | 500 | EC motor | 5060 | 1 | no | no | D | D | Epoxy coated aluminum | 2025-01-02 | 4 | 4 | yes | piece | 1
GCVC PD 063.2/23-28 | GCVC PD | 063.2/23-28 | 4246897 | finoox | GCVC 063.2C/2x3-2401-L-D/4/64/2.10/2700/EXS/1/015023 | 13724 | 3 | 2 | 2401 | Axial | 77368 | 77363 | 361.32 | 16649 | 340 | VT01442 | 0.538 | 0.16 | B | 27.93 | 59.68 | 2025-09-30 | VerticalCompact-BCD_2x3 | 2784 | 800 | 1761 |  |  | 351 | 35 | 35 | 630 | AC motor | 60 | L | no | no | C | D | Epoxy coated aluminum | 2025-01-02 | 8 | 4 | yes | piece | 1
GCVC PD 035.2/12-31 | GCVC PD | 035.2/12-31 | 4243667 | finoox | GCVC 035.2A/1x2-2345-X-D/3/20/2.10/1200/EXS/2/015023 | 1707 | 2 | 1 | 2345 | Axial | 13092 | 13096 | 37.64 | 3727 | 1020 | VT03149U | 0.183 | 0.42 | D | 31.46 | 62.62 | 2025-02-03 | VerticalCompact-A_1x2 | 1260 | 326 | 507 |  |  | 2025-04-30 | 16 | 16 | 350 | AC motor | 60 | X | no | no | A | D | Epoxy coated aluminum | 2025-01-02 | 10 | 3 | yes | piece | 1
GCVC PD 063.2/23-32 | GCVC PD | 063.2/23-32 | 4247884 | finoox | GCVC 063.2D/2x3-2506-1-D/4/80/2.10/3600/EXS/1/015023 | 21366 | 3 | 2 | 2506 | Axial | 134145 | 134.09 | 602.19 | 29434 | 540 | VT03145U.1 | 0.475 | 0.45 | A+ | 31.71 | 63.67 | 51.6 | VerticalCompact-BCD_2x3 | 3684 | 800 | 2161 |  |  | 473.1 | 42 | 42 | 630 | EC motor | 5060 | 1 | no | no | D | D | Epoxy coated aluminum | 2025-01-02 | 6 | 4 | yes | piece | 1
GCVC PD 063.2/23-46 | GCVC PD | 063.2/23-46 | 4247037 | finoox | GCVC 063.2C/2x3-2557-2-D/3/64/2.10/2700/EXS/1/015023 | 18215 | 3 | 2 | 2557 | Axial | 137443 | 137626 | 270.99 | 50278 | 900 | VT03144U.1 | 2907 | 0.85 | D | 45.55 | 77.29 | 2025-01-25 | VerticalCompact-BCD_2x3 | 2784 | 800 | 1761 |  |  | 331.9 | 42 | 42 | 630 | EC motor | 5060 | 2 | no | no | C | D | Epoxy coated aluminum | 2025-01-02 | 4 | 3 | yes | piece | 1
GCVC PD 050.2/22-38 | GCVC PD | 050.2/22-38 | 4245158 | finoox | GCVC 050.2C/2x2-2515-1-D/3/64/2.10/1800/AXS/1/015023 | 8514 | 2 | 2 | 2515 | Axial | 59892 | 59848 | 180.66 | 16229 | 755 | VT03011U.1 | 0.433 | 0.58 | B | 37.69 | 69.32 | 2025-09-15 | VerticalCompact-BCD_2x2 | 1884 | 800 | 1761 |  |  | 207 | 28 | 28 | 500 | EC motor | 5060 | 1 | no | no | C | D | Aluminum | 2025-01-02 | 8 | 3 | yes | piece | 1
GCVC PD 050.2/13-36 | GCVC PD | 050.2/13-36 | 4249807 | finoox | GCVC 050.2C/1x3-2515-1-D/6/32/2.10/2700/EXS/1/015023 | 8334 | 3 | 1 | 2515 | Axial | 57.09 | 57258 | 270.99 | 10836 | 755 | VT03011U.1 | 0.344 | 0.58 | B | 36.29 | 67.8 | 22 | VerticalCompact-BCD_1x3 | 2784 | 586 | 953 |  |  | 196.9 | 28 | 28 | 500 | EC motor | 5060 | 1 | no | no | C | D | Epoxy coated aluminum | 2025-01-02 | 8 | 6 | yes | piece | 1
GCVC PD 045.2/21-47 | GCVC PD | 045.2/21-47 | 4244481 | finoox | GCVC 045.2C/2x1-2531-1-D/4/64/2.10/900/AXS/1/015023 | 4936 | 1 | 2 | 2531 | Axial | 41401 | 41606 | 120.44 | 10150 | 1275 | VT03007U.1 | 0.656 | 2025-04-01 | D | 47.15 | 78.66 | 2025-04-11 | VerticalCompact-BCD_2x1 | 984 | 800 | 1761 |  |  | 124.2 | 28 | 28 | 450 | EC motor | 5060 | 1 | no | no | C | D | Aluminum | 2025-01-02 | 8 | 4 | yes | piece | 1
GCVC PD 050.2/13-38 | GCVC PD | 050.2/13-38 | 4244360 | finoox | GCVC 050.2B/1x3-2516-1-D/3/24/2.10/2160/AXS/1/015023 | 5658 | 3 | 1 | 2516 | Axial | 34989 | 35111 | 81.3 | 11006 | 820 | VT03011U.1 | 0.437 | 0.68 | C | 38.47 | 69.86 | 2025-08-06 | VerticalCompact-BCD_1x3a | 2244 | 586 | 753 |  |  | 113.8 | 22 | 22 | 500 | EC motor | 5060 | 1 | no | no | B | D | Aluminum | 2025-01-02 | 6 | 3 | yes | piece | 1
GCVC PD 050.2/13-38 | GCVC PD | 050.2/13-38 | 4244362 | finoox | GCVC 050.2B/1x3-2516-1-D/3/24/2.10/2160/EXS/1/015023 | 5840 | 3 | 1 | 2516 | Axial | 33979 | 34.05 | 81.3 | 11006 | 820 | VT03011U.1 | 0.437 | 0.68 | C | 38.47 | 69.86 | 2025-08-06 | VerticalCompact-BCD_1x3a | 2244 | 586 | 753 |  |  | 113.8 | 22 | 22 | 500 | EC motor | 5060 | 1 | no | no | B | D | Epoxy coated aluminum | 2025-01-02 | 6 | 3 | yes | piece | 1
GCVC PD 050.2/11-39 | GCVC PD | 050.2/11-39 | 4249362 | finoox | GCVC 050.2C/1x1-2520-1-D/6/32/2.10/900/AXS/1/015023 | 3058 | 1 | 1 | 2520 | Axial | 25982 | 26222 | 90.33 | 5223 | 1070 | VT03011U.1 | 0.304 | 2025-04-01 | C | 39.3 | 70.57 | 2025-07-07 | VerticalCompact-BCD_1x1 | 984 | 586 | 953 |  |  | 72.4 | 18 | 18 | 500 | EC motor | 5060 | 1 | no | no | C | D | Aluminum | 2025-01-02 | 12 | 6 | yes | piece | 1
GCVC PD 050.2/14-58 | GCVC PD | 050.2/14-58 | 4250110 | finoox | GCVC 050.2C/1x4-2563-2-D/3/32/2.10/3600/AXS/1/015023 | 10353 | 4 | 1 | 2563 | Axial | 93517 | 93183 | 180.66 | 36983 | 1680 | VT03013U.1 | 4175 | 1975-01-01 | E | 57.94 | 89.57 | 2025-05-15 | VerticalCompact-BCD_1x4 | 3684 | 607 | 953 |  |  | 223.8 | 35 | 35 | 500 | EC motor | 5060 | 2 | no | no | C | D | Aluminum | 2025-01-02 | 4 | 3 | yes | piece | 1
GCVC PD 080.2/22-25 | GCVC PD | 080.2/22-25 | 4248375 | finoox | GCVC 080.2D/2x2-2492-1-D/4/80/2.10/2400/AXS/1/015023 | 16354 | 2 | 2 | 2492 | Axial | 86155 | 86301 | 401.46 | 17878 | 295 | VT03062U.1 | 0.23 | 0.3 | A+ | 24.52 | 56.32 | 34.8 | VerticalCompact-BCD_2x2 | 2484 | 800 | 2161 |  |  | 345.8 | 35 | 35 | 800 | EC motor | 5060 | 1 | no | no | D | D | Aluminum | 2025-01-02 | 8 | 4 | yes | piece | 1
GCVC PD 063.2/23-65 | GCVC PD | 063.2/23-65 | 4247937 | finoox | GCVC 063.2D/2x3-2550-2-D/3/80/2.10/3600/EXS/1/015023 | 26656 | 3 | 2 | 2550 | Axial | 223057 | 222458 | 451.65 | 89898 | 1285 | VT03143U.1 | 11653 | 2026-03-01 | E | 64.81 | 96.77 | 43.1 | VerticalCompact-BCD_2x3 | 3684 | 800 | 2161 |  |  | 568.7 | 54 | 54 | 630 | EC motor | 5060 | 2 | no | no | D | D | Epoxy coated aluminum | 2025-01-02 | 4 | 3 | yes | piece | 1
GCVC PD 080.2/21-36 | GCVC PD | 080.2/21-36 | 4248059 | finoox | GCVC 080.2D/2x1-2483-1-D/6/80/2.10/1200/EXS/1/015023 | 10098 | 1 | 2 | 2483 | Axial | 68777 | 69263 | 301.1 | 13095 | 470 | VT03061U.1 | 0.433 | 0.9 | B | 35.74 | 67.39 | 2025-04-27 | VerticalCompact-BCD_2x1 | 1284 | 800 | 2161 |  |  | 223.7 | 35 | 35 | 800 | EC motor | 5060 | 1 | no | no | D | D | Epoxy coated aluminum | 2025-01-02 | 10 | 6 | yes | piece | 1
GCVC PD 063.2/23-43 | GCVC PD | 063.2/23-43 | 4247958 | finoox | GCVC 063.2D/2x3-2554-2-D/3/80/2.10/3600/AXS/1/015023 | 20469 | 3 | 2 | 2554 | Axial | 166427 | 166366 | 451.65 | 47995 | 750 | VT03144U.1 | 1524 | 0.6 | C | 43.34 | 75.3 | 43.1 | VerticalCompact-BCD_2x3 | 3684 | 800 | 2161 |  |  | 460.7 | 54 | 54 | 630 | EC motor | 5060 | 2 | no | no | D | D | Aluminum | 2025-01-02 | 4 | 3 | yes | piece | 1
GCVC PD 050.2/24-32 | GCVC PD | 050.2/24-32 | 4245501 | finoox | GCVC 050.2C/2x4-2337-S-D/4/64/2.10/3600/AXS/1/015023 | 12640 | 4 | 2 | 2337 | Axial | 105015 | 105032 | 481.75 | 22419 | 510 | VT01437 | 0.64 | 0.16 | B | 32.45 | 64.31 | 41.4 | VerticalCompact-BCD_2x4 | 3684 | 800 | 1761 |  |  | 443.2 | 42 | 42 | 500 | AC motor | 50 | S | no | no | C | D | Aluminum | 2025-01-02 | 6 | 4 | yes | piece | 1
GCVC PD 080.2/11-42 | GCVC PD | 080.2/11-42 | 4252454 | finoox | GCVC 080.2D/1x1-2449-2-D/4/40/2.10/1200/EXS/1/015023 | 5253 | 1 | 1 | 2449 | Axial | 44282 | 44333 | 100.37 | 12913 | 770 | VT03060U.1 | 0.87 | 2025-05-01 | D | 42.15 | 73.51 | 2025-01-09 | VerticalCompact-BCD_1x1 | 1284 | 613 | 1153 |  |  | 100.3 | 28 | 28 | 800 | EC motor | 5060 | 2 | no | no | D | D | Epoxy coated aluminum | 2025-01-02 | 10 | 4 | yes | piece | 1
GCVC PD 040.2/12-41 | GCVC PD | 040.2/12-41 | 4243707 | finoox | GCVC 040.2A/1x2-2346-W-D/3/20/2.10/1200/EXS/2/015023 | 1803 | 2 | 1 | 2346 | Axial | 14062 | 14064 | 37.64 | 4177 | 895 | VT0607 | 0.184 | 0.33 | C | 41.36 | 72.52 | 2025-02-03 | VerticalCompact-A_1x2 | 1260 | 342 | 507 |  |  | 33.9 | 16 | 16 | 400 | AC motor | 50 | W | no | no | A | D | Epoxy coated aluminum | 2025-01-02 | 10 | 3 | yes | piece | 1
GCVC PD 050.2/22-44 | GCVC PD | 050.2/22-44 | 4245069 | finoox | GCVC 050.2C/2x2-2384-I-D/4/64/2.10/1800/AXS/1/015023 | 6834 | 2 | 2 | 2384 | Axial | 81839 | 81.95 | 240.88 | 19910 | 790 | VT01435 | 1477 | 0.88 | D | 44.05 | 75.68 | 2025-07-21 | VerticalCompact-BCD_2x2 | 1884 | 800 | 1761 |  |  | 245.3 | 35 | 35 | 500 | AC motor | 60 | I | no | no | C | D | Aluminum | 2025-01-02 | 8 | 4 | yes | piece | 1
GCVC PD 063.2/22-63 | GCVC PD | 063.2/22-63 | 4246639 | finoox | GCVC 063.2C/2x2-2356-D-D/3/64/2.10/1800/EXS/1/015023 | 11227 | 2 | 2 | 2356 | Axial | 114646 | 114762 | 180.66 | 55244 | 1330 | VT01441 | 10323 | 5 | E | 62.7 | 94.33 | 2025-02-18 | VerticalCompact-BCD_2x2 | 1884 | 800 | 1761 |  |  | 303.8 | 42 | 42 | 630 | AC motor | 50 | D | no | no | C | D | Epoxy coated aluminum | 2025-01-02 | 6 | 3 | yes | piece | 1
GCVC PD 063.2/21-52 | GCVC PD | 063.2/21-52 | 4247267 | finoox | GCVC 063.2D/2x1-2357-S-D/6/80/2.10/1200/EXS/1/015023 | 9837 | 1 | 2 | 2357 | Axial | 102.42 | 102892 | 301.1 | 22208 | 1040 | VT01441 | 3083 | 3 | E | 51.75 | 83.4 | 2025-04-27 | VerticalCompact-BCD_2x1 | 1284 | 800 | 2161 |  |  | 256.5 | 35 | 35 | 630 | AC motor | 50 | S | no | no | D | D | Epoxy coated aluminum | 2025-01-02 | 10 | 6 | yes | piece | 1
GCVC PD 050.2/12-46 | GCVC PD | 050.2/12-46 | 4249535 | finoox | GCVC 050.2C/1x2-2411-1-D/6/32/2.10/1800/EXS/1/015023 | 5542 | 2 | 1 | 2411 | Axial | 58192 | 58405 | 180.66 | 12406 | 1260 | VT03011U.1 | 0.975 | 2025-02-02 | D | 45.71 | 77.1 | 2025-01-15 | VerticalCompact-BCD_1x2 | 1884 | 586 | 953 |  |  | 134.5 | 28 | 28 | 500 | EC motor | 5060 | 1 | no | no | C | D | Epoxy coated aluminum | 2025-01-02 | 8 | 6 | yes | piece | 1
GCVC PD 063.2/11-21 | GCVC PD | 063.2/11-21 | 4251740 | finoox | GCVC 063.2D/1x1-2401-L-D/4/40/2.10/1200/EXS/1/015023 | 3864 | 1 | 1 | 2401 | Axial | 18.37 | 18446 | 100.37 | 3694 | 340 | VT01442 | 0.086 | 0.16 | A | 21.25 | 52.61 | 2025-03-08 | VerticalCompact-BCD_1x1 | 1284 | 598 | 1153 |  |  | 93.1 | 16 | 16 | 630 | AC motor | 60 | L | no | no | D | D | Epoxy coated aluminum | 2025-01-02 | 10 | 4 | yes | piece | 1
GCVC PD 050.2/12-43 | GCVC PD | 050.2/12-43 | 4249453 | finoox | GCVC 050.2C/1x2-2348-S-D/6/32/2.10/1800/EXS/1/015023 | 4547 | 2 | 1 | 2348 | Axial | 56486 | 56698 | 180.66 | 11866 | 1180 | VT03150U | 2025-01-01 | 0.9 | D | 43.33 | 74.72 | 2025-01-15 | VerticalCompact-BCD_1x2 | 1884 | 569 | 953 |  |  | 143.7 | 28 | 28 | 500 | AC motor | 50 | S | no | no | C | D | Epoxy coated aluminum | 2025-01-02 | 8 | 6 | yes | piece | 1
GCVC PD 063.2/23-47 | GCVC PD | 063.2/23-47 | 4247040 | finoox | GCVC 063.2C/2x3-2558-2-D/3/64/2.10/2700/AXS/1/015023 | 17563 | 3 | 2 | 2558 | Axial | 146993 | 147215 | 270.99 | 53236 | 950 | VT03144U.1 | 3401 | 1 | D | 46.73 | 78.48 | 2025-01-25 | VerticalCompact-BCD_2x3 | 2784 | 800 | 1761 |  |  | 331.9 | 42 | 42 | 630 | EC motor | 5060 | 2 | no | no | C | D | Aluminum | 2025-01-02 | 4 | 3 | yes | piece | 1
GCVC PD 063.2/23-41 | GCVC PD | 063.2/23-41 | 4246970 | finoox | GCVC 063.2C/2x3-2509-1-D/6/64/2.10/2700/AXS/1/015023 | 18972 | 3 | 2 | 2509 | Axial | 134308 | 135058 | 541.97 | 25527 | 655 | VT03145U.1 | 0.941 | 0.75 | B | 40.62 | 72.36 | 46.3 | VerticalCompact-BCD_2x3 | 2784 | 800 | 1761 |  |  | 385.9 | 42 | 42 | 630 | EC motor | 5060 | 1 | no | no | C | D | Aluminum | 2025-01-02 | 6 | 6 | yes | piece | 1
GCVC PD 050.2/13-38 | GCVC PD | 050.2/13-38 | 4244357 | finoox | GCVC 050.2B/1x3-2515-1-D/4/24/2.10/2160/AXS/1/015023 | 5882 | 3 | 1 | 2515 | Axial | 38382 | 38469 | 108.39 | 9386 | 755 | VT03011U.1 | 0.356 | 0.58 | C | 37.6 | 68.98 | 2025-09-08 | VerticalCompact-BCD_1x3a | 2244 | 586 | 753 |  |  | 122.8 | 22 | 22 | 500 | EC motor | 5060 | 1 | no | no | B | D | Aluminum | 2025-01-02 | 6 | 4 | yes | piece | 1
GCVC PD 050.2/22-37 | GCVC PD | 050.2/22-37 | 4245163 | finoox | GCVC 050.2C/2x2-2515-1-D/6/64/2.10/1800/EXS/1/015023 | 10946 | 2 | 2 | 2515 | Axial | 77491 | 77893 | 361.32 | 14448 | 755 | VT03011U.1 | 0.459 | 0.58 | B | 37.42 | 69.05 | 31.2 | VerticalCompact-BCD_2x2 | 1884 | 800 | 1761 |  |  | 260.8 | 35 | 35 | 500 | EC motor | 5060 | 1 | no | no | C | D | Epoxy coated aluminum | 2025-01-02 | 8 | 6 | yes | piece | 1
GCVC PD 080.2/12-51 | GCVC PD | 080.2/12-51 | 4252843 | finoox | GCVC 080.2D/1x2-2538-2-D/6/40/2.10/2400/EXS/1/015023 | 11366 | 2 | 1 | 2538 | Axial | 104453 | 104.83 | 301.1 | 23070 | 800 | VT03059U.2 | 2049 | 1989-01-01 | D | 50.88 | 82.41 | 2025-04-25 | VerticalCompact-BCD_1x2 | 2484 | 650 | 1153 |  |  | 232.4 | 35 | 35 | 800 | EC motor | 5060 | 2 | no | no | D | D | Epoxy coated aluminum | 2025-01-02 | 6 | 6 | yes | piece | 1
GCVC PD 063.2/24-29 | GCVC PD | 063.2/24-29 | 4247131 | finoox | GCVC 063.2C/2x4-2501-1-D/6/64/2.10/3600/EXS/1/015023 | 25825 | 4 | 2 | 2501 | Axial | 98845 | 99584 | 722.63 | 16893 | 345 | VT03145U.1 | 0.26 | 0.15 | A+ | 29.16 | 61.02 | 58.9 | VerticalCompact-BCD_2x4 | 3684 | 800 | 1761 |  |  | 499.8 | 35 | 35 | 630 | EC motor | 5060 | 1 | no | no | C | D | Epoxy coated aluminum | 2025-01-02 | 6 | 6 | yes | piece | 1
GCVC PD 063.2/21-26 | GCVC PD | 063.2/21-26 | 4246519 | finoox | GCVC 063.2C/2x1-2502-1-D/6/64/2.10/900/EXS/1/015023 | 8082 | 1 | 2 | 2502 | Axial | 26895 | 27149 | 180.66 | 4744 | 385 | VT03145U.1 | 0.081 | 0.2 | A+ | 25.57 | 57.08 | 2025-03-15 | VerticalCompact-BCD_2x1 | 984 | 800 | 1761 |  |  | 144.9 | 18 | 18 | 630 | EC motor | 5060 | 1 | no | no | C | D | Epoxy coated aluminum | 2025-01-02 | 12 | 6 | yes | piece | 1
GCVC PD 080.3/11-47 | GCVC PD | 080.3/11-47 | 6171258 | finoox | GCVC 080.3D/1x1-3481-D-D/4/40/2.10/1200/EXS/1/015023 | 4501 | 1 | 1 | 3481 | Axial | 48608 | 48626 | 100.37 | 15293 | 850 | VT01526 | 1717 | 2025-03-03 | E | 47.48 | 78.85 | 2025-01-09 | VerticalCompact-BCD_1x1 | 1284 | 611 | 1153 |  |  | 117.3 | 28 | 28 | 800 | AC motor | 50 | D | no | no | D | D | Epoxy coated aluminum | 2025-01-02 | 10 | 4 | yes | piece | 1
GCVC PD 080.3/13-35 | GCVC PD | 080.3/13-35 | 6159207 | finoox | GCVC 080.3D/1x3-3564-2-D/4/40/2.10/3600/EXS/1/015023 | 15228 | 3 | 1 | 3564 | Axial | 91572 | 91629 | 301.1 | 21645 | 440 | VT01445U.3 | 0.649 | 0.6 | B | 34.88 | 66.57 | 2025-02-25 | VerticalCompact-BCD_1x3 | 3684 | 620 | 1153 |  |  | 327.5 | 35 | 35 | 800 | EC motor | 5060 | 2 | no | no | D | D | Epoxy coated aluminum | 2025-01-02 | 4 | 4 | yes | piece | 1
GCVC PD 050.2/23-34 | GCVC PD | 050.2/23-34 | 4246265 | finoox | GCVC 050.2D/2x3-2385-J-D/4/80/2.10/3600/AXS/1/015023 | 12849 | 3 | 2 | 2385 | Axial | 96.26 | 96495 | 602.19 | 18501 | 430 | VT01435 | 0.794 | 0.32 | B | 33.69 | 65.65 | 50.2 | VerticalCompact-BCD_2x3 | 3684 | 800 | 2161 |  |  | 494.9 | 35 | 35 | 500 | AC motor | 60 | J | no | no | D | D | Aluminum | 2025-01-02 | 6 | 4 | yes | piece | 1
GCVC PD 050.2/13-51 | GCVC PD | 050.2/13-51 | 4250643 | finoox | GCVC 050.2D/1x3-2349-I-D/4/40/2.10/3600/AXS/1/015023 | 6864 | 3 | 1 | 2349 | Axial | 111.01 | 111171 | 301.1 | 28208 | 1590 | VT03150U | 2467 | 2025-07-01 | D | 51.38 | 83.05 | 26 | VerticalCompact-BCD_1x3 | 3684 | 569 | 1153 |  |  | 259.9 | 42 | 42 | 500 | AC motor | 60 | I | no | no | D | D | Aluminum | 2025-01-02 | 4 | 4 | yes | piece | 1
GCVC PD 050.2/21-43 | GCVC PD | 050.2/21-43 | 4245795 | finoox | GCVC 050.2D/2x1-2386-K-D/6/80/2.10/1200/EXS/1/015023 | 6752 | 1 | 2 | 2386 | Axial | 64166 | 64695 | 301.1 | 12025 | 910 | VT01435 | 0.804 | 0.92 | C | 42.97 | 74.62 | 2025-01-26 | VerticalCompact-BCD_2x1 | 1284 | 800 | 2161 |  |  | 218.1 | 28 | 28 | 500 | AC motor | 60 | K | no | no | D | D | Epoxy coated aluminum | 2025-01-02 | 10 | 6 | yes | piece | 1
GCVC PD 080.2/22-50 | GCVC PD | 080.2/22-50 | 4248321 | finoox | GCVC 080.2D/2x2-2449-2-D/6/80/2.10/2400/EXS/1/015023 | 23573 | 2 | 2 | 2449 | Axial | 206411 | 207.16 | 602.19 | 45296 | 770 | VT03060U.1 | 3639 | 2025-05-01 | D | 49.94 | 81.75 | 55.2 | VerticalCompact-BCD_2x2 | 2484 | 800 | 2161 |  |  | 429.2 | 54 | 54 | 800 | EC motor | 5060 | 2 | no | no | D | D | Epoxy coated aluminum | 2025-01-02 | 6 | 6 | yes | piece | 1
GCVC PD 050.2/12-24 | GCVC PD | 050.2/12-24 | 4249519 | finoox | GCVC 050.2C/1x2-2391-L-D/4/32/2.10/1800/AXS/1/015023 | 3535 | 2 | 1 | 2391 | Axial | 27139 | 27216 | 120.44 | 5621 | 520 | VT01437 | 0.206 | 0.18 | B | 2025-02-24 | 55.59 | 10 | VerticalCompact-BCD_1x2 | 1884 | 596 | 953 |  |  | 121.3 | 22 | 22 | 500 | AC motor | 60 | L | no | no | C | D | Aluminum | 2025-01-02 | 8 | 4 | yes | piece | 1
GCVC PD 050.2/12-44 | GCVC PD | 050.2/12-44 | 4244161 | finoox | GCVC 050.2B/1x2-2348-S-D/4/24/2.10/1440/EXS/1/015023 | 3093 | 2 | 1 | 2348 | Axial | 33782 | 33849 | 72.26 | 10173 | 1180 | VT03150U | 1142 | 0.9 | E | 43.84 | 75.13 | 2025-01-06 | VerticalCompact-BCD_1x2 | 1524 | 569 | 753 |  |  | 94.2 | 22 | 22 | 500 | AC motor | 50 | S | no | no | B | D | Epoxy coated aluminum | 2025-01-02 | 8 | 4 | yes | piece | 1
GCVC PD 063.2/21-18 | GCVC PD | 063.2/21-18 | 4246476 | finoox | GCVC 063.2C/2x1-2399-J-D/3/64/2.10/900/EXS/1/015023 | 5640 | 1 | 2 | 2399 | Axial | 21899 | 21953 | 90.33 | 5363 | 290 | VT01442 | 0.144 | 0.14 | B | 17.71 | 49.22 | 8 | VerticalCompact-BCD_2x1 | 984 | 800 | 1761 |  |  | 125.2 | 18 | 18 | 630 | AC motor | 60 | J | no | no | C | D | Epoxy coated aluminum | 2025-01-02 | 12 | 3 | yes | piece | 1
GCVC PD 063.2/12-65 | GCVC PD | 063.2/12-65 | 4251993 | finoox | GCVC 063.2D/1x2-2412-2-D/6/40/2.10/2400/EXS/1/015023 | 11224 | 2 | 1 | 2412 | Axial | 127.8 | 128.01 | 301.1 | 31934 | 1510 | VT03143U.1 | 6638 | 5 | E | 64.86 | 96.38 | 2025-01-26 | VerticalCompact-BCD_1x2 | 2484 | 611 | 1153 |  |  | 243.6 | 42 | 42 | 630 | EC motor | 5060 | 2 | no | no | D | D | Epoxy coated aluminum | 2025-01-02 | 6 | 6 | yes | piece | 1
GCVC PD 080.2/21-36 | GCVC PD | 080.2/21-36 | 4248067 | finoox | GCVC 080.2D/2x1-2485-1-D/4/80/2.10/1200/AXS/1/015023 | 8294 | 1 | 2 | 2485 | Axial | 70563 | 70785 | 200.73 | 17248 | 535 | VT03061U.1 | 0.596 | 1935-01-01 | B | 35.75 | 67.4 | 2025-04-19 | VerticalCompact-BCD_2x1 | 1284 | 800 | 2161 |  |  | 192.5 | 35 | 35 | 800 | EC motor | 5060 | 1 | no | no | D | D | Aluminum | 2025-01-02 | 10 | 4 | yes | piece | 1
GCVC PD 063.2/23-46 | GCVC PD | 063.2/23-46 | 4247978 | finoox | GCVC 063.2D/2x3-2557-2-D/6/80/2.10/3600/AXS/1/015023 | 26093 | 3 | 2 | 2557 | Axial | 266373 | 267715 | 903.29 | 53034 | 900 | VT03144U.1 | 2794 | 0.85 | C | 45.79 | 77.75 | 81.5 | VerticalCompact-BCD_2x3 | 3684 | 800 | 2161 |  |  | 599.9 | 64 | 64 | 630 | EC motor | 5060 | 2 | no | no | D | D | Aluminum | 2025-01-02 | 4 | 6 | yes | piece | 1
GCVC PD 063.2/11-40 | GCVC PD | 063.2/11-40 | 4251035 | finoox | GCVC 063.2C/1x1-2557-2-D/6/32/2.10/900/EXS/1/015023 | 4738 | 1 | 1 | 2557 | Axial | 31615 | 31893 | 90.33 | 7045 | 900 | VT03144U.1 | 0.533 | 0.85 | D | 39.71 | 70.98 | 2025-08-07 | VerticalCompact-BCD_1x1 | 984 | 623 | 953 |  |  | 78 | 22 | 22 | 630 | EC motor | 5060 | 2 | no | no | C | D | Epoxy coated aluminum | 2025-01-02 | 8 | 6 | yes | piece | 1
GCVC PD 063.2/11-26 | GCVC PD | 063.2/11-26 | 4250936 | finoox | GCVC 063.2C/1x1-2504-1-D/6/32/2.10/900/AXS/1/015023 | 4206 | 1 | 1 | 2504 | Axial | 16114 | 16265 | 90.33 | 2900 | 460 | VT03145U.1 | 0.062 | 0.3 | A+ | 2025-04-26 | 57.68 | 2025-06-07 | VerticalCompact-BCD_1x1 | 984 | 615 | 953 |  |  | 73.2 | 16 | 16 | 630 | EC motor | 5060 | 1 | no | no | C | D | Aluminum | 2025-01-02 | 12 | 6 | yes | piece | 1
GCVC PD 050.2/13-38 | GCVC PD | 050.2/13-38 | 4250764 | finoox | GCVC 050.2D/1x3-2516-1-D/6/40/2.10/3600/AXS/1/015023 | 9876 | 3 | 1 | 2516 | Axial | 77503 | 77909 | 451.65 | 13676 | 820 | VT03011U.1 | 0.394 | 0.68 | A | 38.4 | 70.08 | 36.9 | VerticalCompact-BCD_1x3 | 3684 | 586 | 1153 |  |  | 288.1 | 35 | 35 | 500 | EC motor | 5060 | 1 | no | no | D | D | Aluminum | 2025-01-02 | 6 | 6 | yes | piece | 1
GCVC PD 050.2/23-41 | GCVC PD | 050.2/23-41 | 4245404 | finoox | GCVC 050.2C/2x3-2516-1-D/4/64/2.10/2700/EXS/1/015023 | 14261 | 3 | 2 | 2516 | Axial | 107001 | 106834 | 361.32 | 25520 | 820 | VT03011U.1 | 0.825 | 0.68 | B | 40.89 | 72.64 | 32.1 | VerticalCompact-BCD_2x3 | 2784 | 800 | 1761 |  |  | 327.4 | 42 | 42 | 500 | EC motor | 5060 | 1 | no | no | C | D | Epoxy coated aluminum | 2025-01-02 | 6 | 4 | yes | piece | 1
GCVC PD 050.2/13-53 | GCVC PD | 050.2/13-53 | 4250815 | finoox | GCVC 050.2D/1x3-2560-2-D/6/40/2.10/3600/EXS/1/015023 | 12447 | 3 | 1 | 2560 | Axial | 121.05 | 121556 | 451.65 | 23915 | 1415 | VT03013U.1 | 1851 | 2021-01-01 | D | 53.16 | 84.84 | 39.2 | VerticalCompact-BCD_1x3 | 3684 | 607 | 1153 |  |  | 306.2 | 42 | 42 | 500 | EC motor | 5060 | 2 | no | no | D | D | Epoxy coated aluminum | 2025-01-02 | 4 | 6 | yes | piece | 1
GCVC PD 063.2/12-57 | GCVC PD | 063.2/12-57 | 4252082 | finoox | GCVC 063.2D/1x2-2547-2-D/4/40/2.10/2400/EXS/1/015023 | 9775 | 2 | 1 | 2547 | Axial | 81.42 | 81401 | 200.73 | 23653 | 1055 | VT03143U.1 | 2231 | 2025-01-02 | E | 56.59 | 88.11 | 2025-05-17 | VerticalCompact-BCD_1x2 | 2484 | 611 | 1153 |  |  | 213.2 | 35 | 35 | 630 | EC motor | 5060 | 2 | no | no | D | D | Epoxy coated aluminum | 2025-01-02 | 6 | 4 | yes | piece | 1
GCVC PD 050.2/13-31 | GCVC PD | 050.2/13-31 | 4250738 | finoox | GCVC 050.2D/1x3-2512-1-D/3/40/2.10/3600/AXS/1/015023 | 7683 | 3 | 1 | 2512 | Axial | 44068 | 44022 | 225.82 | 9929 | 565 | VT03011U.1 | 0.147 | 0.28 | A+ | 30.87 | 62.55 | 2025-06-18 | VerticalCompact-BCD_1x3 | 3684 | 586 | 1153 |  |  | 222.2 | 28 | 28 | 500 | EC motor | 5060 | 1 | no | no | D | D | Aluminum | 2025-01-02 | 6 | 3 | yes | piece | 1
GCVC PD 045.2/12-43 | GCVC PD | 045.2/12-43 | 4248965 | finoox | GCVC 045.2C/1x2-2528-1-D/6/32/2.10/1800/EXS/1/015023 | 5587 | 2 | 1 | 2528 | Axial | 41196 | 41424 | 180.66 | 7791 | 1050 | VT03007U.1 | 0.382 | 0.84 | C | 43.24 | 74.62 | 2025-08-14 | VerticalCompact-BCD_1x2 | 1884 | 535 | 953 |  |  | 130.5 | 22 | 22 | 450 | EC motor | 5060 | 1 | no | no | C | D | Epoxy coated aluminum | 2025-01-02 | 8 | 6 | yes | piece | 1
GCVC PD 080.2/13-44 | GCVC PD | 080.2/13-44 | 4253148 | finoox | GCVC 080.2D/1x3-2545-2-D/3/40/2.10/3600/AXS/1/015023 | 11450 | 3 | 1 | 2545 | Axial | 105.3 | 104892 | 225.82 | 36789 | 695 | VT03060U.1 | 1855 | 2015-01-01 | D | 43.73 | 75.42 | 2025-01-20 | VerticalCompact-BCD_1x3 | 3684 | 613 | 1153 |  |  | 254.4 | 42 | 42 | 800 | EC motor | 5060 | 2 | no | no | D | D | Aluminum | 2025-01-02 | 4 | 3 | yes | piece | 1
GCVC PD 063.2/21-37 | GCVC PD | 063.2/21-37 | 4247468 | finoox | GCVC 063.2D/2x1-2554-2-D/6/80/2.10/1200/AXS/1/015023 | 10019 | 1 | 2 | 2554 | Axial | 76329 | 76.83 | 301.1 | 14604 | 750 | VT03144U.1 | 0.551 | 0.6 | B | 37.26 | 68.92 | 2025-04-27 | VerticalCompact-BCD_2x1 | 1284 | 800 | 2161 |  |  | 219.7 | 35 | 35 | 630 | EC motor | 5060 | 2 | no | no | D | D | Aluminum | 2025-01-02 | 10 | 6 | yes | piece | 1
GCVC PD 080.3/23-39 | GCVC PD | 080.3/23-39 | 6168055 | finoox | GCVC 080.3D/2x3-3564-2-D/6/80/2.10/3600/EXS/1/015023 | 39476 | 3 | 2 | 3564 | Axial | 196227 | 196685 | 903.29 | 37623 | 440 | VT01445U.3 | 1325 | 0.6 | B | 38.96 | 70.92 | 78.2 | VerticalCompact-BCD_2x3 | 3684 | 800 | 2161 |  |  | 729.4 | 54 | 54 | 800 | EC motor | 5060 | 2 | no | no | D | D | Epoxy coated aluminum | 2025-01-02 | 6 | 6 | yes | piece | 1
GCVC PD 045.2/12-47 | GCVC PD | 045.2/12-47 | 4243887 | finoox | GCVC 045.2B/1x2-0426-W-D/4/24/2.10/1440/EXS/1/015023 | 2903 | 2 | 1 | 426 | Axial | 31925 | 31993 | 72.26 | 9207 | 1360 | VT0326U | 0.919 | 2025-02-02 | E | 47.08 | 78.35 | 2025-01-06 | VerticalCompact-BCD_1x2 | 1524 | 521 | 753 |  |  | 89 | 22 | 22 | 450 | AC motor | 50 | W | no | no | B | D | Epoxy coated aluminum | 2025-01-02 | 8 | 4 | yes | piece | 1
GCVC PD 050.2/11-36 | GCVC PD | 050.2/11-36 | 4250127 | finoox | GCVC 050.2D/1x1-2332-D-D/4/40/2.10/1200/AXS/1/015023 | 2655 | 1 | 1 | 2332 | Axial | 25442 | 25529 | 100.37 | 5480 | 850 | VT01435 | 0.249 | 0.74 | C | 35.68 | 67.04 | 2025-04-08 | VerticalCompact-BCD_1x1 | 1284 | 596 | 1153 |  |  | 93.9 | 18 | 18 | 500 | AC motor | 50 | D | no | no | D | D | Aluminum | 2025-01-02 | 10 | 4 | yes | piece | 1
GCVC PD 063.2/14-22 | GCVC PD | 063.2/14-22 | 4251466 | finoox | GCVC 063.2C/1x4-2359-S-D/3/32/2.10/3600/AXS/1/015023 | 7809 | 4 | 1 | 2359 | Axial | 47157 | 47139 | 180.66 | 11365 | 320 | VT01442 | 0.26 | 0.14 | A | 2025-06-21 | 53.23 | 2025-09-14 | VerticalCompact-BCD_1x4 | 3684 | 598 | 953 |  |  | 223 | 28 | 28 | 630 | AC motor | 50 | S | no | no | C | D | Aluminum | 2025-01-02 | 4 | 3 | yes | piece | 1
GCVC PD 063.2/12-60 | GCVC PD | 063.2/12-60 | 4251047 | finoox | GCVC 063.2C/1x2-2356-D-D/3/32/2.10/1800/EXS/1/015023 | 5827 | 2 | 1 | 2356 | Axial | 57323 | 57381 | 90.33 | 27622 | 1330 | VT01441 | 5161 | 5 | E | 59.93 | 91.32 | 8 | VerticalCompact-BCD_1x2 | 1884 | 606 | 953 |  |  | 155.5 | 28 | 28 | 630 | AC motor | 50 | D | no | no | C | D | Epoxy coated aluminum | 2025-01-02 | 6 | 3 | yes | piece | 1
GCVC PD 063.2/11-21 | GCVC PD | 063.2/11-21 | 4250890 | finoox | GCVC 063.2C/1x1-2401-L-D/3/32/2.10/900/AXS/1/015023 | 3079 | 1 | 1 | 2401 | Axial | 12183 | 12217 | 45.16 | 3030 | 340 | VT01442 | 0.089 | 0.16 | B | 20.85 | 52.12 | 2025-09-03 | VerticalCompact-BCD_1x1 | 984 | 598 | 953 |  |  | 63.5 | 16 | 16 | 630 | AC motor | 60 | L | no | no | C | D | Aluminum | 2025-01-02 | 12 | 3 | yes | piece | 1
GCVC PD 063.2/24-29 | GCVC PD | 063.2/24-29 | 4247103 | finoox | GCVC 063.2C/2x4-2401-L-D/4/64/2.10/3600/EXS/1/015023 | 17786 | 4 | 2 | 2401 | Axial | 106.15 | 106402 | 481.75 | 22198 | 340 | VT01442 | 0.717 | 0.16 | B | 2025-06-29 | 60.92 | 41.4 | VerticalCompact-BCD_2x4 | 3684 | 800 | 1761 |  |  | 458.4 | 42 | 42 | 630 | AC motor | 60 | L | no | no | C | D | Epoxy coated aluminum | 2025-01-02 | 4 | 4 | yes | piece | 1
GCVC PD 050.2/13-22 | GCVC PD | 050.2/13-22 | 4249746 | finoox | GCVC 050.2C/1x3-2389-J-D/4/32/2.10/2700/EXS/1/015023 | 5494 | 3 | 1 | 2389 | Axial | 35058 | 35127 | 180.66 | 7115 | 450 | VT01437 | 0.247 | 0.17 | B | 22.24 | 53.75 | 2025-06-14 | VerticalCompact-BCD_1x3 | 2784 | 596 | 953 |  |  | 177.6 | 22 | 22 | 500 | AC motor | 60 | J | no | no | C | D | Epoxy coated aluminum | 2025-01-02 | 6 | 4 | yes | piece | 1
GCVC PD 063.2/23-49 | GCVC PD | 063.2/23-49 | 4246907 | finoox | GCVC 063.2C/2x3-2413-2-D/6/64/2.10/2700/EXS/1/015023 | 22108 | 3 | 2 | 2413 | Axial | 201243 | 201483 | 541.97 | 47404 | 1000 | VT03144U.1 | 4349 | 2025-01-01 | D | 49.11 | 80.86 | 48.8 | VerticalCompact-BCD_2x3 | 2784 | 800 | 1761 |  |  | 416.2 | 54 | 54 | 630 | EC motor | 5060 | 2 | no | no | C | D | Epoxy coated aluminum | 2025-01-02 | 6 | 6 | yes | piece | 1
GCVC PD 050.2/21-54 | GCVC PD | 050.2/21-54 | 4244892 | finoox | GCVC 050.2C/2x1-2420-2-D/3/64/2.10/900/AXS/1/015023 | 6165 | 1 | 2 | 2420 | Axial | 50331 | 50.67 | 90.33 | 18361 | 1600 | VT03013U.1 | 1838 | 1965-01-01 | E | 53.59 | 85.1 | 9 | VerticalCompact-BCD_2x1 | 984 | 800 | 1761 |  |  | 128 | 28 | 28 | 500 | EC motor | 5060 | 2 | no | no | C | D | Aluminum | 2025-01-02 | 8 | 3 | yes | piece | 1
GCVC PD 063.2/23-35 | GCVC PD | 063.2/23-35 | 4247819 | finoox | GCVC 063.2D/2x3-2400-K-D/6/80/2.10/3600/EXS/1/015023 | 21744 | 3 | 2 | 2400 | Axial | 155934 | 156673 | 903.29 | 27900 | 490 | VT01442 | 0.948 | 0.34 | B | 34.8 | 66.76 | 75.1 | VerticalCompact-BCD_2x3 | 3684 | 800 | 2161 |  |  | 583.3 | 42 | 42 | 630 | AC motor | 60 | K | no | no | D | D | Epoxy coated aluminum | 2025-01-02 | 6 | 6 | yes | piece | 1
GCVC PD 035.2/11-29 | GCVC PD | 035.2/11-29 | 4243719 | finoox | GCVC 035.2B/1x1-2345-X-D/4/24/2.10/720/EXS/1/015023 | 1740 | 1 | 1 | 2345 | Axial | 8934 | 8996 | 36.13 | 2010 | 1020 | VT03149U | 0.091 | 0.42 | C | 28.97 | 60.15 | 2025-02-03 | VerticalCompact-BCD_1x1 | 804 | 514 | 753 |  |  | 43.1 | 16 | 16 | 350 | AC motor | 60 | X | no | no | B | D | Epoxy coated aluminum | 2025-01-02 | 12 | 4 | yes | piece | 1
GCVC PD 050.2/21-56 | GCVC PD | 050.2/21-56 | 4244884 | finoox | GCVC 050.2C/2x1-2410-2-D/4/64/2.10/900/EXS/1/015023 | 6653 | 1 | 2 | 2410 | Axial | 60297 | 60.72 | 120.44 | 18921 | 1770 | VT03013U.1 | 2475 | 2025-01-02 | E | 55.96 | 87.47 | 2025-04-11 | VerticalCompact-BCD_2x1 | 984 | 800 | 1761 |  |  | 136.8 | 28 | 28 | 500 | EC motor | 5060 | 2 | no | no | C | D | Epoxy coated aluminum | 2025-01-02 | 8 | 4 | yes | piece | 1
GCVC PD 045.2/21-41 | GCVC PD | 045.2/21-41 | 4244456 | finoox | GCVC 045.2C/2x1-2527-1-D/3/64/2.10/900/AXS/1/015023 | 4716 | 1 | 2 | 2527 | Axial | 29334 | 29.49 | 90.33 | 7905 | 975 | VT03007U.1 | 0.303 | 0.68 | C | 41.36 | 72.87 | 2025-03-08 | VerticalCompact-BCD_2x1 | 984 | 800 | 1761 |  |  | 114.3 | 22 | 22 | 450 | EC motor | 5060 | 1 | no | no | C | D | Aluminum | 2025-01-02 | 8 | 3 | yes | piece | 1
GCVC PD 063.2/23-37 | GCVC PD | 063.2/23-37 | 4247909 | finoox | GCVC 063.2D/2x3-2510-1-D/6/80/2.10/3600/EXS/1/015023 | 25665 | 3 | 2 | 2510 | Axial | 187976 | 188574 | 903.29 | 35492 | 695 | VT03145U.1 | 0.985 | 0.9 | A | 37.47 | 69.44 | 78.2 | VerticalCompact-BCD_2x3 | 3684 | 800 | 2161 |  |  | 569.1 | 54 | 54 | 630 | EC motor | 5060 | 1 | no | no | D | D | Epoxy coated aluminum | 2025-01-02 | 6 | 6 | yes | piece | 1
GCVC PD 063.2/12-44 | GCVC PD | 063.2/12-44 | 4251247 | finoox | GCVC 063.2C/1x2-2558-2-D/6/32/2.10/1800/EXS/1/015023 | 7819 | 2 | 1 | 2558 | Axial | 65.72 | 65935 | 180.66 | 14944 | 950 | VT03144U.1 | 1248 | 1 | D | 43.67 | 75.07 | 2025-07-15 | VerticalCompact-BCD_1x2 | 1884 | 623 | 953 |  |  | 145.2 | 35 | 35 | 630 | EC motor | 5060 | 2 | no | no | C | D | Epoxy coated aluminum | 2025-01-02 | 8 | 6 | yes | piece | 1
GCVC PD 045.2/21-47 | GCVC PD | 045.2/21-47 | 4244485 | finoox | GCVC 045.2C/2x1-2531-1-D/6/64/2.10/900/EXS/1/015023 | 5910 | 1 | 2 | 2531 | Axial | 47.65 | 47999 | 180.66 | 9553 | 1275 | VT03007U.1 | 0.666 | 2025-04-01 | D | 47.28 | 78.79 | 2025-03-16 | VerticalCompact-BCD_2x1 | 984 | 800 | 1761 |  |  | 141.9 | 28 | 28 | 450 | EC motor | 5060 | 1 | no | no | C | D | Epoxy coated aluminum | 2025-01-02 | 12 | 6 | yes | piece | 1
GCVC PD 063.2/24-41 | GCVC PD | 063.2/24-41 | 4247189 | finoox | GCVC 063.2C/2x4-2511-1-D/3/64/2.10/3600/EXS/1/015023 | 21086 | 4 | 2 | 2511 | Axial | 145153 | 145009 | 361.32 | 46964 | 730 | VT03145U.1 | 1588 | 1 | C | 40.64 | 72.51 | 32 | VerticalCompact-BCD_2x4 | 3684 | 800 | 1761 |  |  | 396.4 | 42 | 42 | 630 | EC motor | 5060 | 1 | no | no | C | D | Epoxy coated aluminum | 2025-01-02 | 4 | 3 | yes | piece | 1
GCVC PD 045.2/22-41 | GCVC PD | 045.2/22-41 | 4244537 | finoox | GCVC 045.2C/2x2-2525-1-D/3/64/2.10/1800/EXS/1/015023 | 8271 | 2 | 2 | 2525 | Axial | 51.49 | 51569 | 180.66 | 13315 | 825 | VT03007U.1 | 0.384 | 0.47 | B | 40.61 | 72.24 | 2025-09-15 | VerticalCompact-BCD_2x2 | 1884 | 800 | 1761 |  |  | 200 | 28 | 28 | 450 | EC motor | 5060 | 1 | no | no | C | D | Epoxy coated aluminum | 2025-01-02 | 8 | 3 | yes | piece | 1
GCVC PD 050.2/12-56 | GCVC PD | 050.2/12-56 | 4244269 | finoox | GCVC 050.2B/1x2-2563-2-D/4/24/2.10/1440/AXS/1/015023 | 4933 | 2 | 1 | 2563 | Axial | 42422 | 42.47 | 72.26 | 14707 | 1680 | VT03013U.1 | 2027-02-01 | 1975-01-01 | E | 55.75 | 87.04 | 2025-04-06 | VerticalCompact-BCD_1x2 | 1524 | 607 | 753 |  |  | 94.7 | 28 | 28 | 500 | EC motor | 5060 | 2 | no | no | B | D | Aluminum | 2025-01-02 | 8 | 4 | yes | piece | 1
GCVC PD 080.2/23-33 | GCVC PD | 080.2/23-33 | 4248669 | finoox | GCVC 080.2D/2x3-2497-1-D/4/80/2.10/3600/AXS/1/015023 | 23811 | 3 | 2 | 2497 | Axial | 174144 | 174619 | 602.19 | 39115 | 415 | VT03062U.1 | 0.858 | 0.7 | A | 33.33 | 65.29 | 54.8 | VerticalCompact-BCD_2x3 | 3684 | 800 | 2161 |  |  | 513 | 54 | 54 | 800 | EC motor | 5060 | 1 | no | no | D | D | Aluminum | 2025-01-02 | 4 | 4 | yes | piece | 1
GCVC PD 063.2/12-22 | GCVC PD | 063.2/12-22 | 4251128 | finoox | GCVC 063.2C/1x2-2502-1-D/3/32/2.10/1800/AXS/1/015023 | 5780 | 2 | 1 | 2502 | Axial | 24139 | 24133 | 90.33 | 5895 | 385 | VT03145U.1 | 0.077 | 0.2 | A+ | 21.81 | 53.2 | 2025-05-07 | VerticalCompact-BCD_1x2 | 1884 | 615 | 953 |  |  | 109.1 | 18 | 18 | 630 | EC motor | 5060 | 1 | no | no | C | D | Aluminum | 2025-01-02 | 8 | 3 | yes | piece | 1
GCVC PD 050.2/24-45 | GCVC PD | 050.2/24-45 | 4245651 | finoox | GCVC 050.2C/2x4-2518-1-D/3/64/2.10/3600/EXS/1/015023 | 16979 | 4 | 2 | 2518 | Axial | 134648 | 134519 | 361.32 | 40900 | 945 | VT03011U.1 | 1604 | 1 | C | 45.37 | 77.23 | 32 | VerticalCompact-BCD_2x4 | 3684 | 800 | 1761 |  |  | 389.3 | 42 | 42 | 500 | EC motor | 5060 | 1 | no | no | C | D | Epoxy coated aluminum | 2025-01-02 | 4 | 3 | yes | piece | 1
GCVC PD 050.3/24-54 | GCVC PD | 050.3/24-54 | 6202358 | finoox | GCVC 050.3C/2x4-3617-X-D/3/64/2.10/3600/EXS/1/015023 | 12338 | 4 | 2 | 3617 | Axial | 165938 | 164876 | 361.32 | 60939 | 1260 | VT01524 | 1953-07-01 | 2025-04-04 | E | 54.06 | 85.92 | 34.6 | VerticalCompact-BCD_2x4 | 3684 | 800 | 1761 |  |  | 441.4 | 54 | 54 | 500 | AC motor | 60 | X | no | no | C | D | Epoxy coated aluminum | 2025-01-02 | 4 | 3 | yes | piece | 1
GCVC PD 045.2/24-53 | GCVC PD | 045.2/24-53 | 4244685 | finoox | GCVC 045.2C/2x4-0426-W-D/4/64/2.10/3600/AXS/1/015023 | 10495 | 4 | 2 | 426 | Axial | 172541 | 172778 | 481.75 | 43066 | 1360 | VT0326U | 1933-03-01 | 2025-02-02 | D | 53.13 | 84.99 | 44 | VerticalCompact-BCD_2x4 | 3684 | 800 | 1761 |  |  | 444.9 | 54 | 54 | 450 | AC motor | 50 | W | no | no | C | D | Aluminum | 2025-01-02 | 4 | 4 | yes | piece | 1
GCVC PD 050.2/12-28 | GCVC PD | 050.2/12-28 | 4249486 | finoox | GCVC 050.2C/1x2-2385-J-D/4/32/2.10/1800/EXS/1/015023 | 3742 | 2 | 1 | 2385 | Axial | 25291 | 25.38 | 120.44 | 5239 | 430 | VT01435 | 0.266 | 0.32 | C | 28.27 | 59.66 | 2025-08-09 | VerticalCompact-BCD_1x2 | 1884 | 596 | 953 |  |  | 125.9 | 18 | 18 | 500 | AC motor | 60 | J | no | no | C | D | Epoxy coated aluminum | 2025-01-02 | 8 | 4 | yes | piece | 1
GCVC PD 050.2/11-39 | GCVC PD | 050.2/11-39 | 4250186 | finoox | GCVC 050.2D/1x1-2384-I-D/3/40/2.10/1200/AXS/1/015023 | 2520 | 1 | 1 | 2384 | Axial | 22.66 | 22667 | 75.27 | 5802 | 790 | VT01435 | 0.352 | 0.88 | D | 39.03 | 70.4 | 2025-04-06 | VerticalCompact-BCD_1x1 | 1284 | 596 | 1153 |  |  | 86.6 | 18 | 18 | 500 | AC motor | 60 | I | no | no | D | D | Aluminum | 2025-01-02 | 10 | 3 | yes | piece | 1
GCVC PD 050.2/13-36 | GCVC PD | 050.2/13-36 | 4250692 | finoox | GCVC 050.2D/1x3-2388-I-D/6/40/2.10/3600/AXS/1/015023 | 8174 | 3 | 1 | 2388 | Axial | 73524 | 73932 | 451.65 | 12832 | 710 | VT01437 | 0.468 | 0.34 | B | 35.79 | 67.47 | 36.9 | VerticalCompact-BCD_1x3 | 3684 | 596 | 1153 |  |  | 295.3 | 35 | 35 | 500 | AC motor | 60 | I | no | no | D | D | Aluminum | 2025-01-02 | 6 | 6 | yes | piece | 1
GCVC PD 063.2/13-38 | GCVC PD | 063.2/13-38 | 4251316 | finoox | GCVC 063.2C/1x3-2414-1-D/3/32/2.10/2700/AXS/1/015023 | 7962 | 3 | 1 | 2414 | Axial | 60151 | 60245 | 135.49 | 18604 | 770 | VT03145U.1 | 0.688 | 2015-01-01 | C | 37.8 | 69.32 | 2025-05-11 | VerticalCompact-BCD_1x3 | 2784 | 615 | 953 |  |  | 160.7 | 28 | 28 | 630 | EC motor | 5060 | 1 | no | no | C | D | Aluminum | 2025-01-02 | 4 | 3 | yes | piece | 1
GCVC PD 050.2/13-28 | GCVC PD | 050.2/13-28 | 4250711 | finoox | GCVC 050.2D/1x3-2391-L-D/3/40/2.10/3600/EXS/1/015023 | 6388 | 3 | 1 | 2391 | Axial | 44116 | 44052 | 225.82 | 10128 | 520 | VT01437 | 0.301 | 0.18 | B | 27.54 | 59.22 | 2025-06-18 | VerticalCompact-BCD_1x3 | 3684 | 596 | 1153 |  |  | 229.4 | 28 | 28 | 500 | AC motor | 60 | L | no | no | D | D | Epoxy coated aluminum | 2025-01-02 | 6 | 3 | yes | piece | 1
GCVC PD 050.2/11-51 | GCVC PD | 050.2/11-51 | 4249303 | finoox | GCVC 050.2C/1x1-2420-2-D/3/32/2.10/900/EXS/1/015023 | 3208 | 1 | 1 | 2420 | Axial | 24148 | 24285 | 45.16 | 9181 | 1600 | VT03013U.1 | 0.919 | 1965-01-01 | E | 50.82 | 82.09 | 4 | VerticalCompact-BCD_1x1 | 984 | 607 | 953 |  |  | 63.9 | 18 | 18 | 500 | EC motor | 5060 | 2 | no | no | C | D | Epoxy coated aluminum | 2025-01-02 | 8 | 3 | yes | piece | 1
GCVC PD 063.2/14-31 | GCVC PD | 063.2/14-31 | 4251495 | finoox | GCVC 063.2C/1x4-2398-I-D/4/32/2.10/3600/AXS/1/015023 | 8438 | 4 | 1 | 2398 | Axial | 67804 | 67933 | 240.88 | 15068 | 460 | VT01442 | 0.574 | 0.32 | B | 30.87 | 62.5 | 2025-02-20 | VerticalCompact-BCD_1x4 | 3684 | 598 | 953 |  |  | 240.9 | 35 | 35 | 630 | AC motor | 60 | I | no | no | C | D | Aluminum | 2025-01-02 | 4 | 4 | yes | piece | 1
GCVC PD 050.2/23-48 | GCVC PD | 050.2/23-48 | 4246329 | finoox | GCVC 050.2D/2x3-2421-1-D/6/80/2.10/3600/EXS/1/015023 | 21339 | 3 | 2 | 2421 | Axial | 205486 | 206179 | 903.29 | 40178 | 1150 | VT03011U.1 | 2075 | 1975-01-01 | C | 47.69 | 79.66 | 78.2 | VerticalCompact-BCD_2x3 | 3684 | 800 | 2161 |  |  | 563.7 | 54 | 54 | 500 | EC motor | 5060 | 1 | no | no | D | D | Epoxy coated aluminum | 2025-01-02 | 6 | 6 | yes | piece | 1
GCVC PD 080.2/11-32 | GCVC PD | 080.2/11-32 | 4252477 | finoox | GCVC 080.2D/1x1-2485-1-D/3/40/2.10/1200/EXS/1/015023 | 4634 | 1 | 1 | 2485 | Axial | 29.82 | 29818 | 75.27 | 9203 | 535 | VT03061U.1 | 0.289 | 1935-01-01 | C | 32.21 | 63.58 | 2025-06-06 | VerticalCompact-BCD_1x1 | 1284 | 608 | 1153 |  |  | 89.4 | 22 | 22 | 800 | EC motor | 5060 | 1 | no | no | D | D | Epoxy coated aluminum | 2025-01-02 | 10 | 3 | yes | piece | 1
GCVC PD 050.2/22-38 | GCVC PD | 050.2/22-38 | 4245162 | finoox | GCVC 050.2C/2x2-2515-1-D/4/64/2.10/1800/EXS/1/015023 | 9512 | 2 | 2 | 2515 | Axial | 68157 | 68249 | 240.88 | 15651 | 755 | VT03011U.1 | 0.442 | 0.58 | B | 37.5 | 69.13 | 2025-07-21 | VerticalCompact-BCD_2x2 | 1884 | 800 | 1761 |  |  | 225.4 | 35 | 35 | 500 | EC motor | 5060 | 1 | no | no | C | D | Epoxy coated aluminum | 2025-01-02 | 8 | 4 | yes | piece | 1
GCVC PD 080.2/13-15 | GCVC PD | 080.2/13-15 | 4253041 | finoox | GCVC 080.2D/1x3-2488-1-D/4/40/2.10/3600/AXS/1/015023 | 10471 | 3 | 1 | 2488 | Axial | 44285 | 44387 | 301.1 | 8620 | 195 | VT03062U.1 | 0.074 | 0.12 | A+ | 2025-12-15 | 46.8 | 2025-05-24 | VerticalCompact-BCD_1x3 | 3684 | 608 | 1153 |  |  | 263.5 | 28 | 28 | 800 | EC motor | 5060 | 1 | no | no | D | D | Aluminum | 2025-01-02 | 8 | 4 | yes | piece | 1
GCVC PD 063.2/21-29 | GCVC PD | 063.2/21-29 | 4247395 | finoox | GCVC 063.2D/2x1-2507-1-D/4/80/2.10/1200/AXS/1/015023 | 8050 | 1 | 2 | 2507 | Axial | 49407 | 49572 | 200.73 | 10545 | 580 | VT03145U.1 | 0.19 | 0.55 | A+ | 28.75 | 60.4 | 2025-01-18 | VerticalCompact-BCD_2x1 | 1284 | 800 | 2161 |  |  | 178.9 | 28 | 28 | 630 | EC motor | 5060 | 1 | no | no | D | D | Aluminum | 2025-01-02 | 10 | 4 | yes | piece | 1
GCVC PD 063.2/12-31 | GCVC PD | 063.2/12-31 | 4252059 | finoox | GCVC 063.2D/1x2-2508-1-D/6/40/2.10/2400/EXS/1/015023 | 8912 | 2 | 1 | 2508 | Axial | 57.33 | 57602 | 301.1 | 10444 | 615 | VT03145U.1 | 0.238 | 0.65 | A | 30.64 | 62.16 | 2025-06-24 | VerticalCompact-BCD_1x2 | 2484 | 615 | 1153 |  |  | 197.1 | 28 | 28 | 630 | EC motor | 5060 | 1 | no | no | D | D | Epoxy coated aluminum | 2025-01-02 | 8 | 6 | yes | piece | 1
GCVC PD 050.2/13-46 | GCVC PD | 050.2/13-46 | 4249849 | finoox | GCVC 050.2C/1x3-2522-1-D/6/32/2.10/2700/EXS/1/015023 | 8375 | 3 | 1 | 2522 | Axial | 83361 | 83576 | 270.99 | 17625 | 1200 | VT03011U.1 | 1258 | 2025-09-01 | D | 46.24 | 77.75 | 2025-06-22 | VerticalCompact-BCD_1x3 | 2784 | 586 | 953 |  |  | 197.5 | 35 | 35 | 500 | EC motor | 5060 | 1 | no | no | C | D | Epoxy coated aluminum | 2025-01-02 | 6 | 6 | yes | piece | 1
GCVC PD 050.2/13-36 | GCVC PD | 050.2/13-36 | 4244355 | finoox | GCVC 050.2B/1x3-2514-1-D/4/24/2.10/2160/EXS/1/015023 | 6109 | 3 | 1 | 2514 | Axial | 35199 | 35243 | 108.39 | 8533 | 695 | VT03011U.1 | 0.281 | 0.47 | B | 35.83 | 67.21 | 2025-09-08 | VerticalCompact-BCD_1x3a | 2244 | 586 | 753 |  |  | 122.8 | 22 | 22 | 500 | EC motor | 5060 | 1 | no | no | B | D | Epoxy coated aluminum | 2025-01-02 | 6 | 4 | yes | piece | 1
GCVC PD 080.3/23-63 | GCVC PD | 080.3/23-63 | 6201758 | finoox | GCVC 080.3D/2x3-3557-2-D/4/80/2.10/3600/EXS/1/015023 | 35329 | 3 | 2 | 3557 | Axial | 313652 | 311522 | 602.19 | 116290 | 1100 | VT01445U.3 | 16597 | 2025-02-04 | E | 62.96 | 94.92 | 58.2 | VerticalCompact-BCD_2x3 | 3684 | 800 | 2161 |  |  | 645.3 | 64 | 64 | 800 | EC motor | 5060 | 2 | no | no | D | D | Epoxy coated aluminum | 2025-01-02 | 4 | 4 | yes | piece | 1
GCVC PD 050.2/13-38 | GCVC PD | 050.2/13-38 | 4244303 | finoox | GCVC 050.2B/1x3-2354-W-D/4/24/2.10/2160/AXS/1/015023 | 4195 | 3 | 1 | 2354 | Axial | 41658 | 41743 | 108.39 | 10654 | 865 | VT03093U | 0.679 | 0.97 | D | 38.42 | 69.8 | 2025-02-09 | VerticalCompact-BCD_1x3a | 2244 | 569 | 753 |  |  | 132.6 | 28 | 28 | 500 | AC motor | 50 | W | no | no | B | D | Aluminum | 2025-01-02 | 6 | 4 | yes | piece | 1
GCVC PD 050.2/13-35 | GCVC PD | 050.2/13-35 | 4244323 | finoox | GCVC 050.2B/1x3-2390-K-D/4/24/2.10/2160/AXS/1/015023 | 4182 | 3 | 1 | 2390 | Axial | 39452 | 39.54 | 108.39 | 9787 | 760 | VT01437 | 0.564 | 0.35 | D | 35.33 | 66.71 | 2025-09-08 | VerticalCompact-BCD_1x3a | 2244 | 596 | 753 |  |  | 130 | 22 | 22 | 500 | AC motor | 60 | K | no | no | B | D | Aluminum | 2025-01-02 | 6 | 4 | yes | piece | 1
GCVC PD 063.2/11-27 | GCVC PD | 063.2/11-27 | 4251718 | finoox | GCVC 063.2D/1x1-2398-I-D/3/40/2.10/1200/AXS/1/015023 | 3503 | 1 | 1 | 2398 | Axial | 20319 | 20343 | 75.27 | 4986 | 460 | VT01442 | 0.132 | 0.32 | B | 27.27 | 58.63 | 2025-04-06 | VerticalCompact-BCD_1x1 | 1284 | 598 | 1153 |  |  | 86 | 18 | 18 | 630 | AC motor | 60 | I | no | no | D | D | Aluminum | 2025-01-02 | 10 | 3 | yes | piece | 1
GCVC PD 063.2/22-33 | GCVC PD | 063.2/22-33 | 4247573 | finoox | GCVC 063.2D/2x2-2400-K-D/6/80/2.10/2400/EXS/1/015023 | 15174 | 2 | 2 | 2400 | Axial | 104362 | 104917 | 602.19 | 18600 | 490 | VT01442 | 0.632 | 0.34 | B | 33.19 | 65 | 50.5 | VerticalCompact-BCD_2x2 | 2484 | 800 | 2161 |  |  | 397.4 | 35 | 35 | 630 | AC motor | 60 | K | no | no | D | D | Epoxy coated aluminum | 2025-01-02 | 8 | 6 | yes | piece | 1
GCVC PD 050.2/11-54 | GCVC PD | 050.2/11-54 | 4250239 | finoox | GCVC 050.2D/1x1-2410-2-D/6/40/2.10/1200/EXS/1/015023 | 4443 | 1 | 1 | 2410 | Axial | 47612 | 47873 | 150.55 | 10019 | 1770 | VT03013U.1 | 2019-01-01 | 2025-01-02 | D | 53.62 | 84.98 | 2025-01-13 | VerticalCompact-BCD_1x1 | 1284 | 607 | 1153 |  |  | 109.4 | 28 | 28 | 500 | EC motor | 5060 | 2 | no | no | D | D | Epoxy coated aluminum | 2025-01-02 | 10 | 6 | yes | piece | 1
GCVC PD 050.2/21-50 | GCVC PD | 050.2/21-50 | 4245917 | finoox | GCVC 050.2D/2x1-2559-2-D/4/80/2.10/1200/AXS/1/015023 | 7379 | 1 | 2 | 2559 | Axial | 65281 | 65477 | 200.73 | 15403 | 1330 | VT03013U.1 | 0.995 | 2025-08-01 | D | 50.46 | 82.11 | 2025-04-19 | VerticalCompact-BCD_2x1 | 1284 | 800 | 2161 |  |  | 187.4 | 35 | 35 | 500 | EC motor | 5060 | 2 | no | no | D | D | Aluminum | 2025-01-02 | 10 | 4 | yes | piece | 1
GCVC PD 063.2/12-28 | GCVC PD | 063.2/12-28 | 4252044 | finoox | GCVC 063.2D/1x2-2506-1-D/6/40/2.10/2400/AXS/1/015023 | 8338 | 2 | 1 | 2506 | Axial | 51603 | 51907 | 301.1 | 9065 | 540 | VT03145U.1 | 0.167 | 0.45 | A+ | 27.81 | 59.34 | 2025-06-24 | VerticalCompact-BCD_1x2 | 2484 | 615 | 1153 |  |  | 197.1 | 28 | 28 | 630 | EC motor | 5060 | 1 | no | no | D | D | Aluminum | 2025-01-02 | 8 | 6 | yes | piece | 1
GCVC PD 063.2/22-27 | GCVC PD | 063.2/22-27 | 4247624 | finoox | GCVC 063.2D/2x2-2504-1-D/6/80/2.10/2400/AXS/1/015023 | 16441 | 2 | 2 | 2504 | Axial | 89763 | 90.4 | 602.19 | 15393 | 460 | VT03145U.1 | 0.227 | 0.3 | A+ | 27.28 | 59.09 | 50.5 | VerticalCompact-BCD_2x2 | 2484 | 800 | 2161 |  |  | 383.8 | 35 | 35 | 630 | EC motor | 5060 | 1 | no | no | D | D | Aluminum | 2025-01-02 | 8 | 6 | yes | piece | 1
GCVC PD 050.2/11-40 | GCVC PD | 050.2/11-40 | 4250308 | finoox | GCVC 050.2D/1x1-2520-1-D/6/40/2.10/1200/AXS/1/015023 | 3685 | 1 | 1 | 2520 | Axial | 32541 | 32781 | 150.55 | 6007 | 1070 | VT03011U.1 | 0.28 | 2025-04-01 | C | 39.84 | 71.2 | 2025-07-12 | VerticalCompact-BCD_1x1 | 1284 | 586 | 1153 |  |  | 104.1 | 22 | 22 | 500 | EC motor | 5060 | 1 | no | no | D | D | Aluminum | 2025-01-02 | 10 | 6 | yes | piece | 1
GCVC PD 063.2/11-37 | GCVC PD | 063.2/11-37 | 4251020 | finoox | GCVC 063.2C/1x1-2555-2-D/6/32/2.10/900/AXS/1/015023 | 4525 | 1 | 1 | 2555 | Axial | 29577 | 29809 | 90.33 | 6197 | 800 | VT03144U.1 | 0.38 | 0.69 | C | 37.38 | 68.65 | 2025-08-07 | VerticalCompact-BCD_1x1 | 984 | 623 | 953 |  |  | 78 | 22 | 22 | 630 | EC motor | 5060 | 2 | no | no | C | D | Aluminum | 2025-01-02 | 12 | 6 | yes | piece | 1
GCVC PD 063.2/21-59 | GCVC PD | 063.2/21-59 | 4246577 | finoox | GCVC 063.2C/2x1-2547-2-D/4/64/2.10/900/EXS/1/015023 | 9615 | 1 | 2 | 2547 | Axial | 60709 | 61139 | 120.44 | 19144 | 1055 | VT03143U.1 | 2374 | 2025-01-02 | E | 58.73 | 90.24 | 2025-04-11 | VerticalCompact-BCD_2x1 | 984 | 800 | 1761 |  |  | 173.8 | 28 | 28 | 630 | EC motor | 5060 | 2 | no | no | C | D | Epoxy coated aluminum | 2025-01-02 | 8 | 4 | yes | piece | 1
GCVC PD 080.2/12-45 | GCVC PD | 080.2/12-45 | 4252826 | finoox | GCVC 080.2D/1x2-2536-2-D/3/40/2.10/2400/AXS/1/015023 | 9049 | 2 | 1 | 2536 | Axial | 70402 | 69993 | 150.55 | 24617 | 700 | VT03059U.2 | 1331 | 2025-04-01 | D | 45.42 | 76.95 | 2025-05-13 | VerticalCompact-BCD_1x2 | 2484 | 650 | 1153 |  |  | 189 | 35 | 35 | 800 | EC motor | 5060 | 2 | no | no | D | D | Aluminum | 2025-01-02 | 6 | 3 | yes | piece | 1
GCVC PD 050.2/12-33 | GCVC PD | 050.2/12-33 | 4250514 | finoox | GCVC 050.2D/1x2-2514-1-D/4/40/2.10/2400/EXS/1/015023 | 5803 | 2 | 1 | 2514 | Axial | 39047 | 39093 | 200.73 | 7980 | 695 | VT03011U.1 | 0.163 | 0.47 | A | 33.48 | 65 | 2025-03-16 | VerticalCompact-BCD_1x2 | 2484 | 586 | 1153 |  |  | 165.6 | 22 | 22 | 500 | EC motor | 5060 | 1 | no | no | D | D | Epoxy coated aluminum | 2025-01-02 | 8 | 4 | yes | piece | 1
GCVC PD 050.2/13-46 | GCVC PD | 050.2/13-46 | 4250796 | finoox | GCVC 050.2D/1x3-2521-1-D/4/40/2.10/3600/EXS/1/015023 | 8935 | 3 | 1 | 2521 | Axial | 86021 | 86285 | 301.1 | 19787 | 1135 | VT03011U.1 | 0.961 | 1965-01-01 | C | 45.88 | 77.56 | 2025-02-25 | VerticalCompact-BCD_1x3 | 3684 | 586 | 1153 |  |  | 244.6 | 35 | 35 | 500 | EC motor | 5060 | 1 | no | no | D | D | Epoxy coated aluminum | 2025-01-02 | 4 | 4 | yes | piece | 1
GCVC PD 080.2/13-54 | GCVC PD | 080.2/13-54 | 4253221 | finoox | GCVC 080.2D/1x3-2710-2-D/3/40/2.10/3600/EXS/1/015023 | 13415 | 3 | 1 | 2710 | Axial | 120907 | 119858 | 225.82 | 54813 | 975 | VT03059U.2 | 5687 | 3 | E | 54.46 | 86.15 | 2025-01-20 | VerticalCompact-BCD_1x3 | 3684 | 650 | 1153 |  |  | 279 | 42 | 42 | 800 | EC motor | 5060 | 2 | no | no | D | D | Epoxy coated aluminum | 2025-01-02 | 4 | 3 | yes | piece | 1
GCVC PD 050.2/11-48 | GCVC PD | 050.2/11-48 | 4249410 | finoox | GCVC 050.2C/1x1-2790-K-D/3/32/2.10/900/EXS/1/015023 | 2260 | 1 | 1 | 2790 | Axial | 23826 | 23.96 | 45.16 | 8957 | 1640 | VT03150U | 0.992 | 1964-01-01 | E | 48.4 | 79.66 | 4 | VerticalCompact-BCD_1x1 | 984 | 569 | 953 |  |  | 63.9 | 18 | 18 | 500 | AC motor | 60 | K | no | no | C | D | Epoxy coated aluminum | 2025-01-02 | 8 | 3 | yes | piece | 1
GCVC PD 080.3/12-48 | GCVC PD | 080.3/12-48 | 6196669 | finoox | GCVC 080.3D/1x2-3490-K-D/4/40/2.10/2400/AXS/1/015023 | 7170 | 2 | 1 | 3490 | Axial | 96722 | 97139 | 200.73 | 27382 | 770 | VT01371 | 2652 | 2025-04-02 | E | 47.94 | 79.47 | 2025-05-17 | VerticalCompact-BCD_1x2 | 2484 | 605 | 1153 |  |  | 223.7 | 35 | 35 | 800 | AC motor | 60 | K | no | no | D | D | Aluminum | 2025-01-02 | 4 | 4 | yes | piece | 1
GCVC PD 050.3/11-44 | GCVC PD | 050.3/11-44 | 6154075 | finoox | GCVC 050.3B/1x1-3617-X-D/3/24/2.10/720/EXS/1/015023 | 1892 | 1 | 1 | 3617 | Axial | 15179 | 15313 | 2025-01-27 | 6180 | 1260 | VT01524 | 0.984 | 2025-04-04 | E | 43.62 | 74.81 | 2025-04-02 | VerticalCompact-BCD_1x1 | 804 | 596 | 753 |  |  | 50 | 16 | 16 | 500 | AC motor | 60 | X | no | no | B | D | Epoxy coated aluminum | 2025-01-02 | 8 | 3 | yes | piece | 1
GCVC PD 050.2/14-40 | GCVC PD | 050.2/14-40 | 4249939 | finoox | GCVC 050.2C/1x4-2354-W-D/3/32/2.10/3600/EXS/1/015023 | 6296 | 4 | 1 | 2354 | Axial | 64969 | 64905 | 180.66 | 19213 | 865 | VT03093U | 0.832 | 0.97 | C | 40.32 | 71.95 | 2025-05-15 | VerticalCompact-BCD_1x4 | 3684 | 569 | 953 |  |  | 217.8 | 35 | 35 | 500 | AC motor | 50 | W | no | no | C | D | Epoxy coated aluminum | 2025-01-02 | 4 | 3 | yes | piece | 1
GCVC PD 050.2/22-44 | GCVC PD | 050.2/22-44 | 4245068 | finoox | GCVC 050.2C/2x2-2384-I-D/3/64/2.10/1800/AXS/1/015023 | 6300 | 2 | 2 | 2384 | Axial | 69641 | 69569 | 180.66 | 20815 | 790 | VT01435 | 1946-01-01 | 0.88 | D | 44.22 | 75.85 | 2025-09-16 | VerticalCompact-BCD_2x2 | 1884 | 800 | 1761 |  |  | 227.9 | 35 | 35 | 500 | AC motor | 60 | I | no | no | C | D | Aluminum | 2025-01-02 | 8 | 3 | yes | piece | 1
GCVC PD 063.2/23-41 | GCVC PD | 063.2/23-41 | 4246908 | finoox | GCVC 063.2C/2x3-2414-1-D/3/64/2.10/2700/AXS/1/015023 | 15745 | 3 | 2 | 2414 | Axial | 120304 | 120487 | 270.99 | 37209 | 770 | VT03145U.1 | 1376 | 2015-01-01 | C | 40.58 | 72.33 | 2025-01-25 | VerticalCompact-BCD_2x3 | 2784 | 800 | 1761 |  |  | 306.7 | 42 | 42 | 630 | EC motor | 5060 | 1 | no | no | C | D | Aluminum | 2025-01-02 | 4 | 3 | yes | piece | 1
GCVC PD 050.2/22-47 | GCVC PD | 050.2/22-47 | 4245040 | finoox | GCVC 050.2C/2x2-2348-S-D/3/64/2.10/1800/AXS/1/015023 | 6411 | 2 | 2 | 2348 | Axial | 84574 | 84708 | 180.66 | 27214 | 1180 | VT03150U | 2105 | 0.9 | D | 46.9 | 78.53 | 17 | VerticalCompact-BCD_2x2 | 1884 | 800 | 1761 |  |  | 226.4 | 35 | 35 | 500 | AC motor | 50 | S | no | no | C | D | Aluminum | 2025-01-02 | 6 | 3 | yes | piece | 1
GCVC PD 045.2/11-45 | GCVC PD | 045.2/11-45 | 4248834 | finoox | GCVC 045.2C/1x1-2419-1-D/3/32/2.10/900/AXS/1/015023 | 2656 | 1 | 1 | 2419 | Axial | 18826 | 18934 | 45.16 | 5704 | 1350 | VT03007U.1 | 0.369 | 1965-01-01 | D | 44.88 | 76.14 | 2025-09-03 | VerticalCompact-BCD_1x1 | 984 | 535 | 953 |  |  | 57.5 | 16 | 16 | 450 | EC motor | 5060 | 1 | no | no | C | D | Aluminum | 2025-01-02 | 8 | 3 | yes | piece | 1
GCVC PD 050.2/12-44 | GCVC PD | 050.2/12-44 | 4244207 | finoox | GCVC 050.2B/1x2-2421-1-D/4/24/2.10/1440/EXS/1/015023 | 4087 | 2 | 1 | 2421 | Axial | 33708 | 33776 | 72.26 | 10133 | 1150 | VT03011U.1 | 0.778 | 1975-01-01 | D | 43.97 | 75.25 | 2025-01-06 | VerticalCompact-BCD_1x2 | 1524 | 586 | 753 |  |  | 85 | 22 | 22 | 500 | EC motor | 5060 | 1 | no | no | B | D | Epoxy coated aluminum | 2025-01-02 | 8 | 4 | yes | piece | 1
GCVC PD 063.2/12-33 | GCVC PD | 063.2/12-33 | 4252071 | finoox | GCVC 063.2D/1x2-2510-1-D/6/40/2.10/2400/EXS/1/015023 | 8912 | 2 | 1 | 2510 | Axial | 63232 | 63488 | 301.1 | 11831 | 695 | VT03145U.1 | 0.328 | 0.9 | A | 33.14 | 64.66 | 2025-06-24 | VerticalCompact-BCD_1x2 | 2484 | 615 | 1153 |  |  | 197.1 | 28 | 28 | 630 | EC motor | 5060 | 1 | no | no | D | D | Epoxy coated aluminum | 2025-01-02 | 8 | 6 | yes | piece | 1
GCVC PD 080.2/23-58 | GCVC PD | 080.2/23-58 | 4248721 | finoox | GCVC 080.2D/2x3-2540-2-D/6/80/2.10/3600/EXS/1/015023 | 37756 | 3 | 2 | 2540 | Axial | 340804 | 341503 | 903.29 | 78789 | 900 | VT03059U.2 | 8712 | 1952-02-01 | D | 57.58 | 89.55 | 81.5 | VerticalCompact-BCD_2x3 | 3684 | 800 | 2161 |  |  | 678.6 | 64 | 64 | 800 | EC motor | 5060 | 2 | no | no | D | D | Epoxy coated aluminum | 2025-01-02 | 4 | 6 | yes | piece | 1
GCVC PD 045.2/12-51 | GCVC PD | 045.2/12-51 | 4243937 | finoox | GCVC 045.2B/1x2-2533-1-D/4/24/2.10/1440/AXS/1/015023 | 3979 | 2 | 1 | 2533 | Axial | 33749 | 33.83 | 72.26 | 9579 | 1425 | VT03007U.1 | 0.924 | 2025-09-01 | E | 50.74 | 82.03 | 2025-01-06 | VerticalCompact-BCD_1x2 | 1524 | 535 | 753 |  |  | 81.6 | 22 | 22 | 450 | EC motor | 5060 | 1 | no | no | B | D | Aluminum | 2025-01-02 | 8 | 4 | yes | piece | 1
GCVC PD 050.2/12-35 | GCVC PD | 050.2/12-35 | 4249571 | finoox | GCVC 050.2C/1x2-2515-1-D/6/32/2.10/1800/EXS/1/015023 | 5504 | 2 | 1 | 2515 | Axial | 38746 | 38946 | 180.66 | 7224 | 755 | VT03011U.1 | 0.229 | 0.58 | B | 34.65 | 66.04 | 2025-08-14 | VerticalCompact-BCD_1x2 | 1884 | 586 | 953 |  |  | 133.9 | 22 | 22 | 500 | EC motor | 5060 | 1 | no | no | C | D | Epoxy coated aluminum | 2025-01-02 | 8 | 6 | yes | piece | 1
GCVC PD 050.2/22-46 | GCVC PD | 050.2/22-46 | 4246138 | finoox | GCVC 050.2D/2x2-2520-1-D/3/80/2.10/2400/AXS/1/015023 | 10054 | 2 | 2 | 2520 | Axial | 95665 | 95662 | 301.1 | 25277 | 1070 | VT03011U.1 | 1071 | 2025-04-01 | C | 45.91 | 77.72 | 2025-09-26 | VerticalCompact-BCD_2x2 | 2484 | 800 | 2161 |  |  | 290.4 | 35 | 35 | 500 | EC motor | 5060 | 1 | no | no | D | D | Aluminum | 2025-01-02 | 6 | 3 | yes | piece | 1
GCVC PD 050.2/12-43 | GCVC PD | 050.2/12-43 | 4250550 | finoox | GCVC 050.2D/1x2-2520-1-D/4/40/2.10/2400/EXS/1/015023 | 5849 | 2 | 1 | 2520 | Axial | 53.41 | 53338 | 200.73 | 12444 | 1070 | VT03011U.1 | 0.543 | 2025-04-01 | C | 43.03 | 74.55 | 2025-08-16 | VerticalCompact-BCD_1x2 | 2484 | 586 | 1153 |  |  | 166.4 | 28 | 28 | 500 | EC motor | 5060 | 1 | no | no | D | D | Epoxy coated aluminum | 2025-01-02 | 8 | 4 | yes | piece | 1
GCVC PD 045.2/23-42 | GCVC PD | 045.2/23-42 | 4244627 | finoox | GCVC 045.2C/2x3-2525-1-D/3/64/2.10/2700/EXS/1/015023 | 11619 | 3 | 2 | 2525 | Axial | 76612 | 76538 | 270.99 | 19973 | 825 | VT03007U.1 | 0.576 | 0.47 | B | 42.25 | 74 | 2025-09-23 | VerticalCompact-BCD_2x3 | 2784 | 800 | 1761 |  |  | 289.2 | 35 | 35 | 450 | EC motor | 5060 | 1 | no | no | C | D | Epoxy coated aluminum | 2025-01-02 | 6 | 3 | yes | piece | 1
GCVC PD 063.2/23-20 | GCVC PD | 063.2/23-20 | 4247847 | finoox | GCVC 063.2D/2x3-2500-1-D/3/80/2.10/3600/EXS/1/015023 | 19352 | 3 | 2 | 2500 | Axial | 77953 | 77858 | 451.65 | 17056 | 310 | VT03145U.1 | 0.139 | 0.13 | A+ | 19.56 | 51.52 | 38.5 | VerticalCompact-BCD_2x3 | 3684 | 800 | 2161 |  |  | 426.7 | 35 | 35 | 630 | EC motor | 5060 | 1 | no | no | D | D | Epoxy coated aluminum | 2025-01-02 | 6 | 3 | yes | piece | 1
GCVC PD 050.2/24-36 | GCVC PD | 050.2/24-36 | 4245622 | finoox | GCVC 050.2C/2x4-2513-1-D/4/64/2.10/3600/EXS/1/015023 | 18406 | 4 | 2 | 2513 | Axial | 119109 | 119393 | 481.75 | 25866 | 630 | VT03011U.1 | 0.549 | 0.37 | A | 36.29 | 68.15 | 41.4 | VerticalCompact-BCD_2x4 | 3684 | 800 | 1761 |  |  | 424.1 | 42 | 42 | 500 | EC motor | 5060 | 1 | no | no | C | D | Epoxy coated aluminum | 2025-01-02 | 4 | 4 | yes | piece | 1
GCVC PD 050.2/13-42 | GCVC PD | 050.2/13-42 | 4250776 | finoox | GCVC 050.2D/1x3-2518-1-D/6/40/2.10/3600/AXS/1/015023 | 9876 | 3 | 1 | 2518 | Axial | 87236 | 87613 | 451.65 | 15845 | 945 | VT03011U.1 | 0.588 | 1 | B | 41.55 | 73.22 | 36.9 | VerticalCompact-BCD_1x3 | 3684 | 586 | 1153 |  |  | 288.1 | 35 | 35 | 500 | EC motor | 5060 | 1 | no | no | D | D | Aluminum | 2025-01-02 | 6 | 6 | yes | piece | 1
GCVC PD 080.2/11-50 | GCVC PD | 080.2/11-50 | 4252673 | finoox | GCVC 080.2D/1x1-2710-2-D/3/40/2.10/1200/EXS/1/015023 | 5463 | 1 | 1 | 2710 | Axial | 43887 | 43996 | 75.27 | 18271 | 975 | VT03059U.2 | 1896 | 3 | E | 50 | 81.37 | 2025-01-07 | VerticalCompact-BCD_1x1 | 1284 | 650 | 1153 |  |  | 101.3 | 28 | 28 | 800 | EC motor | 5060 | 2 | no | no | D | D | Epoxy coated aluminum | 2025-01-02 | 8 | 3 | yes | piece | 1
GCVC PD 080.3/23-59 | GCVC PD | 080.3/23-59 | 6205174 | finoox | GCVC 080.3D/2x3-3561-2-D/6/80/2.10/3600/AXS/1/015023 | 38338 | 3 | 2 | 3561 | Axial | 369884 | 371074 | 903.29 | 85801 | 930 | VT01445U.3 | 10399 | 1975-02-01 | E | 59.38 | 91.34 | 86.5 | VerticalCompact-BCD_2x3 | 3684 | 800 | 2161 |  |  | 744.8 | 76.1 | 76.1 | 800 | EC motor | 5060 | 2 | no | no | D | D | Aluminum | 2025-01-02 | 4 | 6 | yes | piece | 1
GCVC PD 050.3/11-44 | GCVC PD | 050.3/11-44 | 6058987 | finoox | GCVC 050.3D/1x1-3616-W-D/4/40/2.10/1200/EXS/1/015023 | 2841 | 1 | 1 | 3616 | Axial | 31933 | 32009 | 100.37 | 7706 | 1240 | VT01524 | 0.647 | 2025-02-03 | D | 44.32 | 75.68 | 2025-06-08 | VerticalCompact-BCD_1x1 | 1284 | 596 | 1153 |  |  | 95.5 | 22 | 22 | 500 | AC motor | 50 | W | no | no | D | D | Epoxy coated aluminum | 2025-01-02 | 10 | 4 | yes | piece | 1
GCVC PD 050.2/12-34 | GCVC PD | 050.2/12-34 | 4250378 | finoox | GCVC 050.2D/1x2-2336-D-D/3/40/2.10/2400/AXS/1/015023 | 4064 | 2 | 1 | 2336 | Axial | 34627 | 34586 | 150.55 | 8207 | 660 | VT01437 | 0.241 | 0.33 | B | 33.64 | 65.17 | 2025-04-12 | VerticalCompact-BCD_1x2 | 2484 | 596 | 1153 |  |  | 155.9 | 22 | 22 | 500 | AC motor | 50 | D | no | no | D | D | Aluminum | 2025-01-02 | 8 | 3 | yes | piece | 1
GCVC PD 050.2/12-48 | GCVC PD | 050.2/12-48 | 4249454 | finoox | GCVC 050.2C/1x2-2349-I-D/3/32/2.10/1800/AXS/1/015023 | 3392 | 2 | 1 | 2349 | Axial | 48535 | 48575 | 90.33 | 17456 | 1590 | VT03150U | 1735 | 2025-07-01 | E | 48.34 | 79.73 | 8 | VerticalCompact-BCD_1x2 | 1884 | 569 | 953 |  |  | 117.7 | 28 | 28 | 500 | AC motor | 60 | I | no | no | C | D | Aluminum | 2025-01-02 | 6 | 3 | yes | piece | 1
GCVC PD 050.2/23-48 | GCVC PD | 050.2/23-48 | 4246271 | finoox | GCVC 050.2D/2x3-2386-K-D/4/80/2.10/3600/AXS/1/015023 | 13224 | 3 | 2 | 2386 | Axial | 169203 | 169531 | 602.19 | 37577 | 910 | VT01435 | 2356 | 0.92 | D | 47.65 | 79.61 | 54.8 | VerticalCompact-BCD_2x3 | 3684 | 800 | 2161 |  |  | 503.8 | 54 | 54 | 500 | AC motor | 60 | K | no | no | D | D | Aluminum | 2025-01-02 | 4 | 4 | yes | piece | 1
GCVC PD 080.2/12-47 | GCVC PD | 080.2/12-47 | 4252726 | finoox | GCVC 080.2D/1x2-2449-2-D/6/40/2.10/2400/AXS/1/015023 | 9874 | 2 | 1 | 2449 | Axial | 105.72 | 106168 | 301.1 | 22648 | 770 | VT03060U.1 | 1819 | 2025-05-01 | D | 47.21 | 78.74 | 2025-01-26 | VerticalCompact-BCD_1x2 | 2484 | 613 | 1153 |  |  | 217.4 | 42 | 42 | 800 | EC motor | 5060 | 2 | no | no | D | D | Aluminum | 2025-01-02 | 6 | 6 | yes | piece | 1
GCVC PD 050.2/14-23 | GCVC PD | 050.2/14-23 | 4249979 | finoox | GCVC 050.2C/1x4-2389-J-D/4/32/2.10/3600/AXS/1/015023 | 6504 | 4 | 1 | 2389 | Axial | 46.57 | 46603 | 240.88 | 9486 | 450 | VT01437 | 0.329 | 0.17 | B | 23.38 | 55 | 2025-06-19 | VerticalCompact-BCD_1x4 | 3684 | 596 | 953 |  |  | 231.7 | 28 | 28 | 500 | AC motor | 60 | J | no | no | C | D | Aluminum | 2025-01-02 | 6 | 4 | yes | piece | 1
GCVC PD 050.2/21-49 | GCVC PD | 050.2/21-49 | 4245742 | finoox | GCVC 050.2D/2x1-2347-D-D/3/80/2.10/1200/AXS/1/015023 | 4815 | 1 | 2 | 2347 | Axial | 58574 | 58626 | 150.55 | 17069 | 1390 | VT03150U | 1276 | 1941-01-01 | D | 49.26 | 80.92 | 14 | VerticalCompact-BCD_2x1 | 1284 | 800 | 2161 |  |  | 171.6 | 28 | 28 | 500 | AC motor | 50 | D | no | no | D | D | Aluminum | 2025-01-02 | 10 | 3 | yes | piece | 1
GCVC PD 080.2/23-39 | GCVC PD | 080.2/23-39 | 4248617 | finoox | GCVC 080.2D/2x3-2485-1-D/3/80/2.10/3600/EXS/1/015023 | 24696 | 3 | 2 | 2485 | Axial | 175613 | 175445 | 451.65 | 55216 | 535 | VT03061U.1 | 1735 | 1935-01-01 | C | 39.4 | 71.36 | 43.1 | VerticalCompact-BCD_2x3 | 3684 | 800 | 2161 |  |  | 472.8 | 54 | 54 | 800 | EC motor | 5060 | 1 | no | no | D | D | Epoxy coated aluminum | 2025-01-02 | 4 | 3 | yes | piece | 1
GCVC PD 080.2/11-32 | GCVC PD | 080.2/11-32 | 4252461 | finoox | GCVC 080.2D/1x1-2482-1-D/6/40/2.10/1200/EXS/1/015023 | 5632 | 1 | 1 | 2482 | Axial | 32319 | 32587 | 150.55 | 6067 | 440 | VT03061U.1 | 0.178 | 0.75 | B | 31.66 | 63.03 | 2025-07-12 | VerticalCompact-BCD_1x1 | 1284 | 608 | 1153 |  |  | 111.2 | 22 | 22 | 800 | EC motor | 5060 | 1 | no | no | D | D | Epoxy coated aluminum | 2025-01-02 | 10 | 6 | yes | piece | 1
GCVC PD 063.2/12-38 | GCVC PD | 063.2/12-38 | 4251214 | finoox | GCVC 063.2C/1x2-2553-2-D/6/32/2.10/1800/AXS/1/015023 | 7430 | 2 | 1 | 2553 | Axial | 53611 | 53804 | 180.66 | 10713 | 700 | VT03144U.1 | 0.518 | 0.52 | C | 37.65 | 69.05 | 2025-01-15 | VerticalCompact-BCD_1x2 | 1884 | 623 | 953 |  |  | 144.7 | 28 | 28 | 630 | EC motor | 5060 | 2 | no | no | C | D | Aluminum | 2025-01-02 | 8 | 6 | yes | piece | 1
GCVC PD 045.2/12-48 | GCVC PD | 045.2/12-48 | 4243929 | finoox | GCVC 045.2B/1x2-2531-1-D/4/24/2.10/1440/AXS/1/015023 | 3979 | 2 | 1 | 2531 | Axial | 31403 | 31485 | 72.26 | 8501 | 1275 | VT03007U.1 | 0.668 | 2025-04-01 | D | 48.41 | 79.69 | 2025-01-06 | VerticalCompact-BCD_1x2 | 1524 | 535 | 753 |  |  | 81.6 | 22 | 22 | 450 | EC motor | 5060 | 1 | no | no | B | D | Aluminum | 2025-01-02 | 8 | 4 | yes | piece | 1
GCVC PD 080.2/11-46 | GCVC PD | 080.2/11-46 | 4252565 | finoox | GCVC 080.2D/1x1-2538-2-D/4/40/2.10/1200/AXS/1/015023 | 5519 | 1 | 1 | 2538 | Axial | 46.46 | 46.52 | 100.37 | 13262 | 800 | VT03059U.2 | 1002 | 1989-01-01 | D | 46.07 | 77.44 | 2025-01-09 | VerticalCompact-BCD_1x1 | 1284 | 650 | 1153 |  |  | 108.5 | 28 | 28 | 800 | EC motor | 5060 | 2 | no | no | D | D | Aluminum | 2025-01-02 | 10 | 4 | yes | piece | 1
GCVC PD 050.2/22-39 | GCVC PD | 050.2/22-39 | 4245165 | finoox | GCVC 050.2C/2x2-2516-1-D/4/64/2.10/1800/AXS/1/015023 | 9053 | 2 | 2 | 2516 | Axial | 73.69 | 73785 | 240.88 | 17013 | 820 | VT03011U.1 | 0.55 | 0.68 | B | 39.25 | 70.88 | 2025-07-21 | VerticalCompact-BCD_2x2 | 1884 | 800 | 1761 |  |  | 225.4 | 35 | 35 | 500 | EC motor | 5060 | 1 | no | no | C | D | Aluminum | 2025-01-02 | 8 | 4 | yes | piece | 1
GCVC PD 063.2/22-41 | GCVC PD | 063.2/22-41 | 4246817 | finoox | GCVC 063.2C/2x2-2555-2-D/4/64/2.10/1800/AXS/1/015023 | 13006 | 2 | 2 | 2555 | Axial | 100659 | 100537 | 240.88 | 27959 | 800 | VT03144U.1 | 1429 | 0.69 | D | 41.36 | 72.99 | 2025-07-21 | VerticalCompact-BCD_2x2 | 1884 | 800 | 1761 |  |  | 245.5 | 35 | 35 | 630 | EC motor | 5060 | 2 | no | no | C | D | Aluminum | 2025-01-02 | 8 | 4 | yes | piece | 1
GCVC PD 063.2/13-43 | GCVC PD | 063.2/13-43 | 4251441 | finoox | GCVC 063.2C/1x3-2556-2-D/6/32/2.10/2700/EXS/1/015023 | 10891 | 3 | 1 | 2556 | Axial | 89993 | 90226 | 270.99 | 19860 | 850 | VT03144U.1 | 1356 | 0.77 | D | 43.11 | 74.62 | 2025-06-22 | VerticalCompact-BCD_1x3 | 2784 | 623 | 953 |  |  | 212.8 | 35 | 35 | 630 | EC motor | 5060 | 2 | no | no | C | D | Epoxy coated aluminum | 2025-01-02 | 6 | 6 | yes | piece | 1
GCVC PD 063.2/24-27 | GCVC PD | 063.2/24-27 | 4247125 | finoox | GCVC 063.2C/2x4-2500-1-D/6/64/2.10/3600/EXS/1/015023 | 25825 | 4 | 2 | 2500 | Axial | 88151 | 88903 | 722.63 | 14832 | 310 | VT03145U.1 | 0.208 | 0.13 | A+ | 26.83 | 58.69 | 58.9 | VerticalCompact-BCD_2x4 | 3684 | 800 | 1761 |  |  | 499.8 | 35 | 35 | 630 | EC motor | 5060 | 1 | no | no | C | D | Epoxy coated aluminum | 2025-01-02 | 6 | 6 | yes | piece | 1
GCVC PD 045.2/12-41 | GCVC PD | 045.2/12-41 | 4243909 | finoox | GCVC 045.2B/1x2-2526-1-D/4/24/2.10/1440/AXS/1/015023 | 3962 | 2 | 1 | 2526 | Axial | 24493 | 24573 | 72.26 | 5844 | 900 | VT03007U.1 | 0.248 | 0.58 | C | 41.1 | 72.38 | 6 | VerticalCompact-BCD_1x2 | 1524 | 535 | 753 |  |  | 81.2 | 18 | 18 | 450 | EC motor | 5060 | 1 | no | no | B | D | Aluminum | 2025-01-02 | 8 | 4 | yes | piece | 1
GCVC PD 050.2/11-26 | GCVC PD | 050.2/11-26 | 4250263 | finoox | GCVC 050.2D/1x1-2512-1-D/6/40/2.10/1200/EXS/1/015023 | 3895 | 1 | 1 | 2512 | Axial | 18386 | 18562 | 150.55 | 3121 | 565 | VT03011U.1 | 0.051 | 0.28 | A+ | 25.87 | 57.23 | 2025-04-12 | VerticalCompact-BCD_1x1 | 1284 | 586 | 1153 |  |  | 103.3 | 16 | 16 | 500 | EC motor | 5060 | 1 | no | no | D | D | Epoxy coated aluminum | 2025-01-02 | 12 | 6 | yes | piece | 1
GCVC PD 050.2/13-31 | GCVC PD | 050.2/13-31 | 4244281 | finoox | GCVC 050.2B/1x3-2333-S-D/3/24/2.10/2160/EXS/1/015023 | 4155 | 3 | 1 | 2333 | Axial | 28056 | 28095 | 81.3 | 7939 | 530 | VT01435 | 0.451 | 0.35 | D | 2025-03-31 | 62.69 | 2025-08-06 | VerticalCompact-BCD_1x3a | 2244 | 596 | 753 |  |  | 128.7 | 22 | 22 | 500 | AC motor | 50 | S | no | no | B | D | Epoxy coated aluminum | 2025-01-02 | 6 | 3 | yes | piece | 1
GCVC PD 050.2/24-38 | GCVC PD | 050.2/24-38 | 4245558 | finoox | GCVC 050.2C/2x4-2387-L-D/3/64/2.10/3600/AXS/1/015023 | 11562 | 4 | 2 | 2387 | Axial | 103028 | 103225 | 361.32 | 25780 | 500 | VT01435 | 1413 | 0.37 | C | 37.93 | 69.79 | 32 | VerticalCompact-BCD_2x4 | 3684 | 800 | 1761 |  |  | 429.1 | 42 | 42 | 500 | AC motor | 60 | L | no | no | C | D | Aluminum | 2025-01-02 | 4 | 3 | yes | piece | 1
GCVC PD 050.2/12-33 | GCVC PD | 050.2/12-33 | 4250445 | finoox | GCVC 050.2D/1x2-2387-L-D/4/40/2.10/2400/AXS/1/015023 | 4441 | 2 | 1 | 2387 | Axial | 36235 | 36295 | 200.73 | 7133 | 500 | VT01435 | 0.351 | 0.37 | C | 32.83 | 64.36 | 2025-03-16 | VerticalCompact-BCD_1x2 | 2484 | 596 | 1153 |  |  | 175.6 | 22 | 22 | 500 | AC motor | 60 | L | no | no | D | D | Aluminum | 2025-01-02 | 8 | 4 | yes | piece | 1
GCVC PD 063.2/13-45 | GCVC PD | 063.2/13-45 | 4252245 | finoox | GCVC 063.2D/1x3-2413-2-D/6/40/2.10/3600/EXS/1/015023 | 13637 | 3 | 1 | 2413 | Axial | 141.39 | 141927 | 451.65 | 29608 | 1000 | VT03144U.1 | 1897 | 2025-01-01 | C | 45.41 | 77.09 | 39.2 | VerticalCompact-BCD_1x3 | 3684 | 623 | 1153 |  |  | 307.7 | 42 | 42 | 630 | EC motor | 5060 | 2 | no | no | D | D | Epoxy coated aluminum | 2025-01-02 | 4 | 6 | yes | piece | 1
GCVC PD 050.2/21-48 | GCVC PD | 050.2/21-48 | 4244798 | finoox | GCVC 050.2C/2x1-2347-D-D/3/64/2.10/900/AXS/1/015023 | 4043 | 1 | 2 | 2347 | Axial | 45857 | 46139 | 90.33 | 15638 | 1390 | VT03150U | 1352 | 1941-01-01 | E | 48.27 | 79.78 | 9 | VerticalCompact-BCD_2x1 | 984 | 800 | 1761 |  |  | 128 | 28 | 28 | 500 | AC motor | 50 | D | no | no | C | D | Aluminum | 2025-01-02 | 8 | 3 | yes | piece | 1
GCVC PD 050.2/23-48 | GCVC PD | 050.2/23-48 | 4245374 | finoox | GCVC 050.2C/2x3-2421-1-D/4/64/2.10/2700/EXS/1/015023 | 14261 | 3 | 2 | 2421 | Axial | 133865 | 133719 | 361.32 | 37524 | 1150 | VT03011U.1 | 2154 | 1975-01-01 | D | 47.54 | 79.29 | 32.1 | VerticalCompact-BCD_2x3 | 2784 | 800 | 1761 |  |  | 327.4 | 42 | 42 | 500 | EC motor | 5060 | 1 | no | no | C | D | Epoxy coated aluminum | 2025-01-02 | 6 | 4 | yes | piece | 1
GCVC PD 050.2/11-47 | GCVC PD | 050.2/11-47 | 4244116 | finoox | GCVC 050.2B/1x1-2559-2-D/3/24/2.10/720/AXS/1/015023 | 2787 | 1 | 1 | 2559 | Axial | 15756 | 15913 | 2025-01-27 | 6101 | 1330 | VT03013U.1 | 0.558 | 2025-08-01 | E | 47.27 | 78.46 | 2025-04-02 | VerticalCompact-BCD_1x1 | 804 | 607 | 753 |  |  | 48.7 | 16 | 16 | 500 | EC motor | 5060 | 2 | no | no | B | D | Aluminum | 2025-01-02 | 8 | 3 | yes | piece | 1
GCVC PD 063.2/22-30 | GCVC PD | 063.2/22-30 | 4247638 | finoox | GCVC 063.2D/2x2-2506-1-D/4/80/2.10/2400/EXS/1/015023 | 14876 | 2 | 2 | 2506 | Axial | 90916 | 90957 | 401.46 | 19623 | 540 | VT03145U.1 | 0.317 | 0.45 | A+ | 2025-01-30 | 61.91 | 34.8 | VerticalCompact-BCD_2x2 | 2484 | 800 | 2161 |  |  | 323.3 | 35 | 35 | 630 | EC motor | 5060 | 1 | no | no | D | D | Epoxy coated aluminum | 2025-01-02 | 8 | 4 | yes | piece | 1
GCVC PD 063.2/22-64 | GCVC PD | 063.2/22-64 | 4246788 | finoox | GCVC 063.2C/2x2-2549-2-D/3/64/2.10/1800/AXS/1/015023 | 15807 | 2 | 2 | 2549 | Axial | 112509 | 112453 | 180.66 | 47305 | 1210 | VT03143U.1 | 6987 | 1986-02-01 | E | 63.71 | 95.34 | 2025-02-18 | VerticalCompact-BCD_2x2 | 1884 | 800 | 1761 |  |  | 302.2 | 42 | 42 | 630 | EC motor | 5060 | 2 | no | no | C | D | Aluminum | 2025-01-02 | 6 | 3 | yes | piece | 1
GCVC PD 050.2/13-37 | GCVC PD | 050.2/13-37 | 4250760 | finoox | GCVC 050.2D/1x3-2515-1-D/4/40/2.10/3600/EXS/1/015023 | 8875 | 3 | 1 | 2515 | Axial | 61501 | 61559 | 301.1 | 13084 | 755 | VT03011U.1 | 0.309 | 0.58 | A | 37 | 68.67 | 2025-05-24 | VerticalCompact-BCD_1x3 | 3684 | 586 | 1153 |  |  | 243.9 | 28 | 28 | 500 | EC motor | 5060 | 1 | no | no | D | D | Epoxy coated aluminum | 2025-01-02 | 6 | 4 | yes | piece | 1
GCVC PD 080.2/13-38 | GCVC PD | 080.2/13-38 | 4253028 | finoox | GCVC 080.2D/1x3-2486-1-D/3/40/2.10/3600/AXS/1/015023 | 10489 | 3 | 1 | 2486 | Axial | 93226 | 93186 | 225.82 | 29345 | 565 | VT03061U.1 | 1022 | 1955-01-01 | C | 37.87 | 69.55 | 2025-03-19 | VerticalCompact-BCD_1x3 | 3684 | 608 | 1153 |  |  | 244.3 | 35 | 35 | 800 | EC motor | 5060 | 1 | no | no | D | D | Aluminum | 2025-01-02 | 4 | 3 | yes | piece | 1
GCVC PD 063.2/21-24 | GCVC PD | 063.2/21-24 | 4246523 | finoox | GCVC 063.2C/2x1-2503-1-D/3/64/2.10/900/EXS/1/015023 | 6891 | 1 | 2 | 2503 | Axial | 25206 | 25269 | 90.33 | 6532 | 425 | VT03145U.1 | 0.095 | 0.25 | A+ | 23.66 | 55.16 | 8 | VerticalCompact-BCD_2x1 | 984 | 800 | 1761 |  |  | 118.4 | 18 | 18 | 630 | EC motor | 5060 | 1 | no | no | C | D | Epoxy coated aluminum | 2025-01-02 | 12 | 3 | yes | piece | 1
GCVC PD 063.2/21-27 | GCVC PD | 063.2/21-27 | 4246535 | finoox | GCVC 063.2C/2x1-2505-1-D/3/64/2.10/900/EXS/1/015023 | 6891 | 1 | 2 | 2505 | Axial | 28512 | 28577 | 90.33 | 7818 | 500 | VT03145U.1 | 0.143 | 0.39 | A | 2025-01-27 | 58.61 | 2025-03-08 | VerticalCompact-BCD_2x1 | 984 | 800 | 1761 |  |  | 119.4 | 22 | 22 | 630 | EC motor | 5060 | 1 | no | no | C | D | Epoxy coated aluminum | 2025-01-02 | 12 | 3 | yes | piece | 1
GCVC PD 063.2/11-23 | GCVC PD | 063.2/11-23 | 4251793 | finoox | GCVC 063.2D/1x1-2505-1-D/3/40/2.10/1200/EXS/1/015023 | 4254 | 1 | 1 | 2505 | Axial | 19146 | 19152 | 75.27 | 4708 | 500 | VT03145U.1 | 0.064 | 0.39 | A+ | 22.95 | 54.32 | 2025-03-06 | VerticalCompact-BCD_1x1 | 1284 | 615 | 1153 |  |  | 82.4 | 16 | 16 | 630 | EC motor | 5060 | 1 | no | no | D | D | Epoxy coated aluminum | 2025-01-02 | 10 | 3 | yes | piece | 1
GCVC PD 050.3/14-51 | GCVC PD | 050.3/14-51 | 6200494 | finoox | GCVC 050.3C/1x4-3617-X-D/3/32/2.10/3600/EXS/1/015023 | 6342 | 4 | 1 | 3617 | Axial | 82962 | 82436 | 180.66 | 30469 | 1260 | VT01524 | 3765 | 2025-04-04 | E | 51.28 | 82.91 | 2025-05-15 | VerticalCompact-BCD_1x4 | 3684 | 596 | 953 |  |  | 229 | 35 | 35 | 500 | AC motor | 60 | X | no | no | C | D | Epoxy coated aluminum | 2025-01-02 | 4 | 3 | yes | piece | 1
GCVC PD 050.2/14-51 | GCVC PD | 050.2/14-51 | 4249929 | finoox | GCVC 050.2C/1x4-2349-I-D/4/32/2.10/3600/EXS/1/015023 | 7176 | 4 | 1 | 2349 | Axial | 108295 | 107849 | 240.88 | 33670 | 1590 | VT03150U | 3551 | 2025-07-01 | E | 50.63 | 82.25 | 2025-08-20 | VerticalCompact-BCD_1x4 | 3684 | 569 | 953 |  |  | 242.3 | 42 | 42 | 500 | AC motor | 60 | I | no | no | C | D | Epoxy coated aluminum | 2025-01-02 | 4 | 4 | yes | piece | 1
GCVC PD 045.2/13-50 | GCVC PD | 045.2/13-50 | 4243953 | finoox | GCVC 045.2B/1x3-2419-1-D/4/24/2.10/2160/AXS/1/015023 | 5465 | 3 | 1 | 2419 | Axial | 48851 | 48943 | 108.39 | 13922 | 1350 | VT03007U.1 | 1161 | 1965-01-01 | D | 49.91 | 81.29 | 2025-02-09 | VerticalCompact-BCD_1x3a | 2244 | 535 | 753 |  |  | 118.2 | 28 | 28 | 450 | EC motor | 5060 | 1 | no | no | B | D | Aluminum | 2025-01-02 | 6 | 4 | yes | piece | 1
GCVC PD 045.2/13-50 | GCVC PD | 045.2/13-50 | 4243955 | finoox | GCVC 045.2B/1x3-2419-1-D/4/24/2.10/2160/EXS/1/015023 | 5729 | 3 | 1 | 2419 | Axial | 47397 | 47455 | 108.39 | 13922 | 1350 | VT03007U.1 | 1161 | 1965-01-01 | D | 49.91 | 81.29 | 2025-02-09 | VerticalCompact-BCD_1x3a | 2244 | 535 | 753 |  |  | 118.2 | 28 | 28 | 450 | EC motor | 5060 | 1 | no | no | B | D | Epoxy coated aluminum | 2025-01-02 | 6 | 4 | yes | piece | 1
GCVC PD 045.2/14-37 | GCVC PD | 045.2/14-37 | 4249115 | finoox | GCVC 045.2C/1x4-2523-1-D/6/32/2.10/3600/EXS/1/015023 | 9894 | 4 | 1 | 2523 | Axial | 55932 | 56.27 | 361.32 | 9780 | 675 | VT03007U.1 | 0.234 | 0.3 | A | 36.57 | 68.18 | 29 | VerticalCompact-BCD_1x4 | 3684 | 535 | 953 |  |  | 251 | 28 | 28 | 450 | EC motor | 5060 | 1 | no | no | C | D | Epoxy coated aluminum | 2025-01-02 | 6 | 6 | yes | piece | 1
GCVC PD 063.2/11-41 | GCVC PD | 063.2/11-41 | 4251898 | finoox | GCVC 063.2D/1x1-2558-2-D/3/40/2.10/1200/AXS/1/015023 | 4371 | 1 | 1 | 2558 | Axial | 32644 | 32658 | 75.27 | 10200 | 950 | VT03144U.1 | 0.502 | 1 | D | 41.45 | 72.81 | 2025-06-06 | VerticalCompact-BCD_1x1 | 1284 | 623 | 1153 |  |  | 87.4 | 22 | 22 | 630 | EC motor | 5060 | 2 | no | no | D | D | Aluminum | 2025-01-02 | 10 | 3 | yes | piece | 1
GCVC PD 045.2/21-50 | GCVC PD | 045.2/21-50 | 4244495 | finoox | GCVC 045.2C/2x1-2533-1-D/3/64/2.10/900/EXS/1/015023 | 4938 | 1 | 2 | 2533 | Axial | 37033 | 37215 | 90.33 | 11668 | 1425 | VT03007U.1 | 0.896 | 2025-09-01 | D | 49.64 | 81.15 | 2025-03-08 | VerticalCompact-BCD_2x1 | 984 | 800 | 1761 |  |  | 114.3 | 22 | 22 | 450 | EC motor | 5060 | 1 | no | no | C | D | Epoxy coated aluminum | 2025-01-02 | 8 | 3 | yes | piece | 1
GCVC PD 063.2/21-64 | GCVC PD | 063.2/21-64 | 4247456 | finoox | GCVC 063.2D/2x1-2552-2-D/6/80/2.10/1200/AXS/1/015023 | 11858 | 1 | 2 | 2552 | Axial | 129134 | 129884 | 301.1 | 30252 | 1435 | VT03143U.1 | 2025-07-05 | 2025-03-04 | E | 63.65 | 95.3 | 2025-09-28 | VerticalCompact-BCD_2x1 | 1284 | 800 | 2161 |  |  | 258.3 | 42 | 42 | 630 | EC motor | 5060 | 2 | no | no | D | D | Aluminum | 2025-01-02 | 10 | 6 | yes | piece | 1
GCVC PD 050.2/12-35 | GCVC PD | 050.2/12-35 | 4250520 | finoox | GCVC 050.2D/1x2-2515-1-D/4/40/2.10/2400/EXS/1/015023 | 5849 | 2 | 1 | 2515 | Axial | 41698 | 41772 | 200.73 | 8722 | 755 | VT03011U.1 | 0.206 | 0.58 | A | 35.39 | 66.91 | 2025-08-16 | VerticalCompact-BCD_1x2 | 2484 | 586 | 1153 |  |  | 166.4 | 28 | 28 | 500 | EC motor | 5060 | 1 | no | no | D | D | Epoxy coated aluminum | 2025-01-02 | 8 | 4 | yes | piece | 1
GCVC PD 045.2/13-49 | GCVC PD | 045.2/13-49 | 4249073 | finoox | GCVC 045.2C/1x3-2531-1-D/6/32/2.10/2700/EXS/1/015023 | 7791 | 3 | 1 | 2531 | Axial | 72113 | 72322 | 270.99 | 14329 | 1275 | VT03007U.1 | 1 | 2025-04-01 | D | 49.05 | 80.55 | 2025-06-22 | VerticalCompact-BCD_1x3 | 2784 | 535 | 953 |  |  | 192.4 | 35 | 35 | 450 | EC motor | 5060 | 1 | no | no | C | D | Epoxy coated aluminum | 2025-01-02 | 6 | 6 | yes | piece | 1
GCVC PD 050.2/13-57 | GCVC PD | 050.2/13-57 | 4244407 | finoox | GCVC 050.2B/1x3-2563-2-D/4/24/2.10/2160/EXS/1/015023 | 7732 | 3 | 1 | 2563 | Axial | 59.55 | 59468 | 108.39 | 22060 | 1680 | VT03013U.1 | 3405 | 1975-01-01 | E | 57.41 | 88.8 | 2025-02-09 | VerticalCompact-BCD_1x3a | 2244 | 607 | 753 |  |  | 137.1 | 28 | 28 | 500 | EC motor | 5060 | 2 | no | no | B | D | Epoxy coated aluminum | 2025-01-02 | 6 | 4 | yes | piece | 1
GCVC PD 063.2/22-66 | GCVC PD | 063.2/22-66 | 4246793 | finoox | GCVC 063.2C/2x2-2550-2-D/4/64/2.10/1800/AXS/1/015023 | 16564 | 2 | 2 | 2550 | Axial | 139743 | 140191 | 240.88 | 47251 | 1285 | VT03143U.1 | 8458 | 2026-03-01 | E | 65.67 | 97.3 | 2025-09-22 | VerticalCompact-BCD_2x2 | 1884 | 800 | 1761 |  |  | 319.6 | 42 | 42 | 630 | EC motor | 5060 | 2 | no | no | C | D | Aluminum | 2025-01-02 | 6 | 4 | yes | piece | 1
GCVC PD 050.2/23-49 | GCVC PD | 050.2/23-49 | 4246388 | finoox | GCVC 050.2D/2x3-2521-1-D/4/80/2.10/3600/EXS/1/015023 | 17855 | 3 | 2 | 2521 | Axial | 172042 | 172571 | 602.19 | 39574 | 1135 | VT03011U.1 | 1923 | 1965-01-01 | C | 48.61 | 80.57 | 54.8 | VerticalCompact-BCD_2x3 | 3684 | 800 | 2161 |  |  | 473.9 | 54 | 54 | 500 | EC motor | 5060 | 1 | no | no | D | D | Epoxy coated aluminum | 2025-01-02 | 4 | 4 | yes | piece | 1
GCVC PD 080.2/23-63 | GCVC PD | 080.2/23-63 | 4248791 | finoox | GCVC 080.2D/2x3-2659-L-D/4/80/2.10/3600/AXS/1/015023 | 22335 | 3 | 2 | 2659 | Axial | 299238 | 297516 | 602.19 | 96214 | 1070 | VT01384U | 10708 | 2025-03-03 | E | 63.26 | 95.22 | 58.2 | VerticalCompact-BCD_2x3 | 3684 | 800 | 2161 |  |  | 606.9 | 64 | 64 | 800 | AC motor | 60 | L | no | no | D | D | Aluminum | 2025-01-02 | 4 | 4 | yes | piece | 1
GCVC PD 080.3/23-54 | GCVC PD | 080.3/23-54 | 6170697 | finoox | GCVC 080.3D/2x3-3560-2-D/3/80/2.10/3600/EXS/1/015023 | 33053 | 3 | 2 | 3560 | Axial | 249398 | 246627 | 451.65 | 119164 | 990 | VT01445U.3 | 1974-11-01 | 2025-01-03 | E | 54.11 | 86.07 | 46.4 | VerticalCompact-BCD_2x3 | 3684 | 800 | 2161 |  |  | 601.4 | 64 | 64 | 800 | EC motor | 5060 | 2 | no | no | D | D | Epoxy coated aluminum | 2025-01-02 | 4 | 3 | yes | piece | 1
GCVC PD 050.3/21-47 | GCVC PD | 050.3/21-47 | 6151088 | finoox | GCVC 050.3C/2x1-3616-W-D/3/64/2.10/900/EXS/1/015023 | 4162 | 1 | 2 | 3616 | Axial | 42007 | 42219 | 90.33 | 14348 | 1240 | VT01524 | 1338 | 2025-02-03 | E | 46.75 | 78.26 | 9 | VerticalCompact-BCD_2x1 | 984 | 800 | 1761 |  |  | 130.6 | 28 | 28 | 500 | AC motor | 50 | W | no | no | C | D | Epoxy coated aluminum | 2025-01-02 | 8 | 3 | yes | piece | 1
GCVC PD 045.2/22-54 | GCVC PD | 045.2/22-54 | 4244499 | finoox | GCVC 045.2C/2x2-0423-X-D/4/64/2.10/1800/AXS/1/015023 | 5903 | 2 | 2 | 423 | Axial | 93226 | 93301 | 240.88 | 24538 | 1460 | VT0326U | 2413 | 3 | D | 54.02 | 85.65 | 2025-07-21 | VerticalCompact-BCD_2x2 | 1884 | 800 | 1761 |  |  | 233.2 | 35 | 35 | 450 | AC motor | 60 | X | no | no | C | D | Aluminum | 2025-01-02 | 8 | 4 | yes | piece | 1
GCVC PD 050.2/22-37 | GCVC PD | 050.2/22-37 | 4246046 | finoox | GCVC 050.2D/2x2-2388-I-D/4/80/2.10/2400/EXS/1/015023 | 9341 | 2 | 2 | 2388 | Axial | 84931 | 85039 | 401.46 | 17869 | 710 | VT01437 | 0.611 | 0.34 | B | 37.41 | 69.22 | 34.8 | VerticalCompact-BCD_2x2 | 2484 | 800 | 2161 |  |  | 329.1 | 35 | 35 | 500 | AC motor | 60 | I | no | no | D | D | Epoxy coated aluminum | 2025-01-02 | 8 | 4 | yes | piece | 1
GCVC PD 063.2/11-33 | GCVC PD | 063.2/11-33 | 4250907 | finoox | GCVC 063.2C/1x1-2414-1-D/3/32/2.10/900/EXS/1/015023 | 3790 | 1 | 1 | 2414 | Axial | 19231 | 19329 | 45.16 | 6201 | 770 | VT03145U.1 | 0.229 | 2015-01-01 | C | 33.27 | 64.54 | 2025-09-03 | VerticalCompact-BCD_1x1 | 984 | 615 | 953 |  |  | 60.1 | 16 | 16 | 630 | EC motor | 5060 | 1 | no | no | C | D | Epoxy coated aluminum | 2025-01-02 | 8 | 3 | yes | piece | 1
GCVC PD 063.2/21-43 | GCVC PD | 063.2/21-43 | 4246491 | finoox | GCVC 063.2C/2x1-2413-2-D/4/64/2.10/900/AXS/1/015023 | 7600 | 1 | 2 | 2413 | Axial | 60226 | 60.7 | 120.44 | 17744 | 1000 | VT03144U.1 | 1364 | 2025-01-01 | D | 43.26 | 74.77 | 2025-04-11 | VerticalCompact-BCD_2x1 | 984 | 800 | 1761 |  |  | 137.8 | 28 | 28 | 630 | EC motor | 5060 | 2 | no | no | C | D | Aluminum | 2025-01-02 | 8 | 4 | yes | piece | 1
GCVC PD 050.2/12-43 | GCVC PD | 050.2/12-43 | 4249546 | finoox | GCVC 050.2C/1x2-2421-1-D/4/32/2.10/1800/EXS/1/015023 | 4833 | 2 | 1 | 2421 | Axial | 45.93 | 45939 | 120.44 | 12508 | 1150 | VT03011U.1 | 0.718 | 1975-01-01 | D | 43.13 | 74.52 | 2025-04-10 | VerticalCompact-BCD_1x2 | 1884 | 586 | 953 |  |  | 117.1 | 28 | 28 | 500 | EC motor | 5060 | 1 | no | no | C | D | Epoxy coated aluminum | 2025-01-02 | 8 | 4 | yes | piece | 1
GCVC PD 063.2/23-71 | GCVC PD | 063.2/23-71 | 4246901 | finoox | GCVC 063.2C/2x3-2412-2-D/4/64/2.10/2700/EXS/1/015023 | 24837 | 3 | 2 | 2412 | Axial | 220287 | 220391 | 361.32 | 84482 | 1510 | VT03143U.1 | 20591 | 5 | E | 70.71 | 102.46 | 34.7 | VerticalCompact-BCD_2x3 | 2784 | 800 | 1761 |  |  | 471.1 | 54 | 54 | 630 | EC motor | 5060 | 2 | no | no | C | D | Epoxy coated aluminum | 2025-01-02 | 4 | 4 | yes | piece | 1
GCVC PD 063.2/11-61 | GCVC PD | 063.2/11-61 | 4251001 | finoox | GCVC 063.2C/1x1-2551-2-D/4/32/2.10/900/EXS/1/015023 | 5026 | 1 | 1 | 2551 | Axial | 35275 | 35548 | 60.22 | 12566 | 1360 | VT03143U.1 | 2507 | 4 | E | 61.21 | 92.48 | 2025-04-05 | VerticalCompact-BCD_1x1 | 984 | 611 | 953 |  |  | 87.3 | 22 | 22 | 630 | EC motor | 5060 | 2 | no | no | C | D | Epoxy coated aluminum | 2025-01-02 | 8 | 4 | yes | piece | 1
GCVC PD 063.2/23-40 | GCVC PD | 063.2/23-40 | 4247957 | finoox | GCVC 063.2D/2x3-2553-2-D/6/80/2.10/3600/EXS/1/015023 | 27502 | 3 | 2 | 2553 | Axial | 207708 | 208245 | 903.29 | 40752 | 700 | VT03144U.1 | 1936-01-01 | 0.52 | B | 40.19 | 72.15 | 78.2 | VerticalCompact-BCD_2x3 | 3684 | 800 | 2161 |  |  | 594.3 | 54 | 54 | 630 | EC motor | 5060 | 2 | no | no | D | D | Epoxy coated aluminum | 2025-01-02 | 6 | 6 | yes | piece | 1
GCVC PD 045.2/21-47 | GCVC PD | 045.2/21-47 | 4244483 | finoox | GCVC 045.2C/2x1-2531-1-D/3/64/2.10/900/EXS/1/015023 | 4938 | 1 | 2 | 2531 | Axial | 34449 | 34591 | 90.33 | 10411 | 1275 | VT03007U.1 | 0.648 | 2025-04-01 | D | 47.22 | 78.72 | 2025-03-08 | VerticalCompact-BCD_2x1 | 984 | 800 | 1761 |  |  | 114.3 | 22 | 22 | 450 | EC motor | 5060 | 1 | no | no | C | D | Epoxy coated aluminum | 2025-01-02 | 8 | 3 | yes | piece | 1
GCVC PD 063.2/11-36 | GCVC PD | 063.2/11-36 | 4251885 | finoox | GCVC 063.2D/1x1-2555-2-D/6/40/2.10/1200/EXS/1/015023 | 5536 | 1 | 1 | 2555 | Axial | 39548 | 39766 | 150.55 | 7813 | 800 | VT03144U.1 | 0.332 | 0.69 | B | 35.97 | 67.34 | 2025-07-12 | VerticalCompact-BCD_1x1 | 1284 | 623 | 1153 |  |  | 109.2 | 22 | 22 | 630 | EC motor | 5060 | 2 | no | no | D | D | Epoxy coated aluminum | 2025-01-02 | 10 | 6 | yes | piece | 1
GCVC PD 050.2/14-57 | GCVC PD | 050.2/14-57 | 4250105 | finoox | GCVC 050.2C/1x4-2562-2-D/4/32/2.10/3600/AXS/1/015023 | 10973 | 4 | 1 | 2562 | Axial | 112097 | 112078 | 240.88 | 33921 | 1595 | VT03013U.1 | 3627 | 1965-01-01 | E | 56.54 | 88.17 | 2025-08-20 | VerticalCompact-BCD_1x4 | 3684 | 607 | 953 |  |  | 242.3 | 42 | 42 | 500 | EC motor | 5060 | 2 | no | no | C | D | Aluminum | 2025-01-02 | 4 | 4 | yes | piece | 1
GCVC PD 050.2/23-43 | GCVC PD | 050.2/23-43 | 4245407 | finoox | GCVC 050.2C/2x3-2517-1-D/4/64/2.10/2700/AXS/1/015023 | 13554 | 3 | 2 | 2517 | Axial | 114533 | 114573 | 361.32 | 27577 | 880 | VT03011U.1 | 1014 | 0.84 | B | 42.52 | 74.27 | 32.1 | VerticalCompact-BCD_2x3 | 2784 | 800 | 1761 |  |  | 327.4 | 42 | 42 | 500 | EC motor | 5060 | 1 | no | no | C | D | Aluminum | 2025-01-02 | 6 | 4 | yes | piece | 1
GCVC PD 050.2/23-50 | GCVC PD | 050.2/23-50 | 4246391 | finoox | GCVC 050.2D/2x3-2522-1-D/4/80/2.10/3600/AXS/1/015023 | 16735 | 3 | 2 | 2522 | Axial | 182587 | 182806 | 602.19 | 41813 | 1200 | VT03011U.1 | 2246 | 2025-09-01 | C | 49.8 | 81.76 | 54.8 | VerticalCompact-BCD_2x3 | 3684 | 800 | 2161 |  |  | 473.9 | 54 | 54 | 500 | EC motor | 5060 | 1 | no | no | D | D | Aluminum | 2025-01-02 | 4 | 4 | yes | piece | 1
GCVC PD 063.2/23-20 | GCVC PD | 063.2/23-20 | 4247849 | finoox | GCVC 063.2D/2x3-2500-1-D/6/80/2.10/3600/EXS/1/015023 | 25252 | 3 | 2 | 2500 | Axial | 91005 | 91654 | 903.29 | 14992 | 310 | VT03145U.1 | 0.146 | 0.13 | A+ | 20.38 | 52.34 | 73.5 | VerticalCompact-BCD_2x3 | 3684 | 800 | 2161 |  |  | 560.2 | 35 | 35 | 630 | EC motor | 5060 | 1 | no | no | D | D | Epoxy coated aluminum | 2025-01-02 | 8 | 6 | yes | piece | 1
GCVC PD 063.2/14-30 | GCVC PD | 063.2/14-30 | 4251561 | finoox | GCVC 063.2C/1x4-2505-1-D/3/32/2.10/3600/EXS/1/015023 | 10496 | 4 | 1 | 2505 | Axial | 57.21 | 57292 | 180.66 | 15635 | 500 | VT03145U.1 | 0.286 | 0.39 | A | 29.99 | 61.62 | 2025-09-14 | VerticalCompact-BCD_1x4 | 3684 | 615 | 953 |  |  | 209.4 | 28 | 28 | 630 | EC motor | 5060 | 1 | no | no | C | D | Epoxy coated aluminum | 2025-01-02 | 4 | 3 | yes | piece | 1
GCVC PD 080.3/12-51 | GCVC PD | 080.3/12-51 | 6216216 | finoox | GCVC 080.3D/1x2-3562-2-D/6/40/2.10/2400/EXS/1/015023 | 12054 | 2 | 1 | 3562 | Axial | 107919 | 108164 | 301.1 | 24228 | 800 | VT01445U.3 | 2237 | 1985-01-01 | D | 50.76 | 82.28 | 2025-01-26 | VerticalCompact-BCD_1x2 | 2484 | 620 | 1153 |  |  | 252.6 | 42 | 42 | 800 | EC motor | 5060 | 2 | no | no | D | D | Epoxy coated aluminum | 2025-01-02 | 6 | 6 | yes | piece | 1
GCVC PD 045.2/12-51 | GCVC PD | 045.2/12-51 | 4248907 | finoox | GCVC 045.2C/1x2-0423-X-D/4/32/2.10/1800/AXS/1/015023 | 3416 | 2 | 1 | 423 | Axial | 46613 | 46.65 | 120.44 | 12269 | 1460 | VT0326U | 1206 | 3 | D | 51.26 | 82.64 | 2025-04-10 | VerticalCompact-BCD_1x2 | 1884 | 521 | 953 |  |  | 121.1 | 28 | 28 | 450 | AC motor | 60 | X | no | no | C | D | Aluminum | 2025-01-02 | 8 | 4 | yes | piece | 1
GCVC PD 063.2/11-25 | GCVC PD | 063.2/11-25 | 4251679 | finoox | GCVC 063.2D/1x1-2358-D-D/3/40/2.10/1200/EXS/1/015023 | 3664 | 1 | 1 | 2358 | Axial | 18417 | 18.43 | 75.27 | 4462 | 430 | VT01442 | 0.113 | 0.32 | B | 25.21 | 56.58 | 2025-03-06 | VerticalCompact-BCD_1x1 | 1284 | 598 | 1153 |  |  | 85.8 | 16 | 16 | 630 | AC motor | 50 | D | no | no | D | D | Epoxy coated aluminum | 2025-01-02 | 10 | 3 | yes | piece | 1
GCVC PD 063.2/21-19 | GCVC PD | 063.2/21-19 | 4246440 | finoox | GCVC 063.2C/2x1-2359-S-D/3/64/2.10/900/AXS/1/015023 | 5426 | 1 | 2 | 2359 | Axial | 23257 | 23316 | 90.33 | 5683 | 320 | VT01442 | 0.13 | 0.14 | B | 18.71 | 50.22 | 8 | VerticalCompact-BCD_2x1 | 984 | 800 | 1761 |  |  | 125.2 | 18 | 18 | 630 | AC motor | 50 | S | no | no | C | D | Aluminum | 2025-01-02 | 12 | 3 | yes | piece | 1
GCVC PD 050.2/22-44 | GCVC PD | 050.2/22-44 | 4246020 | finoox | GCVC 050.2D/2x2-2384-I-D/6/80/2.10/2400/AXS/1/015023 | 10787 | 2 | 2 | 2384 | Axial | 119612 | 120277 | 602.19 | 21705 | 790 | VT01435 | 1442 | 0.88 | C | 44.24 | 76.05 | 52 | VerticalCompact-BCD_2x2 | 2484 | 800 | 2161 |  |  | 402.5 | 42 | 42 | 500 | AC motor | 60 | I | no | no | D | D | Aluminum | 2025-01-02 | 8 | 6 | yes | piece | 1
GCVC PD 063.2/22-27 | GCVC PD | 063.2/22-27 | 4247575 | finoox | GCVC 063.2D/2x2-2401-L-D/4/80/2.10/2400/AXS/1/015023 | 11570 | 2 | 2 | 2401 | Axial | 74.5 | 74644 | 401.46 | 14776 | 340 | VT01442 | 0.345 | 0.16 | A | 26.82 | 58.63 | 34.8 | VerticalCompact-BCD_2x2 | 2484 | 800 | 2161 |  |  | 336.9 | 35 | 35 | 630 | AC motor | 60 | L | no | no | D | D | Aluminum | 2025-01-02 | 8 | 4 | yes | piece | 1
GCVC PD 050.2/21-22 | GCVC PD | 050.2/21-22 | 4245811 | finoox | GCVC 050.2D/2x1-2389-J-D/3/80/2.10/1200/EXS/1/015023 | 5021 | 1 | 2 | 2389 | Axial | 26448 | 26482 | 150.55 | 5781 | 450 | VT01437 | 0.162 | 0.17 | B | 22.48 | 54.13 | 2025-02-13 | VerticalCompact-BCD_2x1 | 1284 | 800 | 2161 |  |  | 165.8 | 22 | 22 | 500 | AC motor | 60 | J | no | no | D | D | Epoxy coated aluminum | 2025-01-02 | 10 | 3 | yes | piece | 1
GCVC PD 050.2/23-50 | GCVC PD | 050.2/23-50 | 4246228 | finoox | GCVC 050.2D/2x3-2348-S-D/3/80/2.10/3600/AXS/1/015023 | 11837 | 3 | 2 | 2348 | Axial | 160897 | 160835 | 451.65 | 45367 | 1180 | VT03150U | 3012 | 0.9 | D | 50 | 81.96 | 43.1 | VerticalCompact-BCD_2x3 | 3684 | 800 | 2161 |  |  | 457.7 | 54 | 54 | 500 | AC motor | 50 | S | no | no | D | D | Aluminum | 2025-01-02 | 4 | 3 | yes | piece | 1
GCVC PD 045.2/14-49 | GCVC PD | 045.2/14-49 | 4249157 | finoox | GCVC 045.2C/1x4-2530-1-D/6/32/2.10/3600/EXS/1/015023 | 9913 | 4 | 1 | 2530 | Axial | 88722 | 88865 | 361.32 | 17928 | 1200 | VT03007U.1 | 1119 | 2025-01-01 | C | 48.88 | 80.5 | 2025-05-29 | VerticalCompact-BCD_1x4 | 3684 | 535 | 953 |  |  | 251.6 | 35 | 35 | 450 | EC motor | 5060 | 1 | no | no | C | D | Epoxy coated aluminum | 2025-01-02 | 6 | 6 | yes | piece | 1
GCVC PD 080.2/13-32 | GCVC PD | 080.2/13-32 | 4253086 | finoox | GCVC 080.2D/1x3-2499-1-D/3/40/2.10/3600/EXS/1/015023 | 10262 | 3 | 1 | 2499 | Axial | 80217 | 80138 | 225.82 | 23513 | 465 | VT03062U.1 | 0.565 | 0.95 | B | 32.4 | 64.08 | 2025-03-19 | VerticalCompact-BCD_1x3 | 3684 | 608 | 1153 |  |  | 242.5 | 35 | 35 | 800 | EC motor | 5060 | 1 | no | no | D | D | Epoxy coated aluminum | 2025-01-02 | 4 | 3 | yes | piece | 1
GCVC PD 063.2/12-27 | GCVC PD | 063.2/12-27 | 4251141 | finoox | GCVC 063.2C/1x2-2504-1-D/4/32/2.10/1800/AXS/1/015023 | 6045 | 2 | 1 | 2504 | Axial | 30957 | 31026 | 120.44 | 6682 | 460 | VT03145U.1 | 0.12 | 0.3 | A+ | 26.69 | 58.09 | 10 | VerticalCompact-BCD_1x2 | 1884 | 615 | 953 |  |  | 118.3 | 22 | 22 | 630 | EC motor | 5060 | 1 | no | no | C | D | Aluminum | 2025-01-02 | 8 | 4 | yes | piece | 1
GCVC PD 063.2/13-43 | GCVC PD | 063.2/13-43 | 4252381 | finoox | GCVC 063.2D/1x3-2556-2-D/3/40/2.10/3600/EXS/1/015023 | 10575 | 3 | 1 | 2556 | Axial | 87264 | 87.18 | 225.82 | 27294 | 850 | VT03144U.1 | 1091 | 0.77 | C | 43.41 | 75.09 | 2025-03-19 | VerticalCompact-BCD_1x3 | 3684 | 623 | 1153 |  |  | 238.2 | 35 | 35 | 630 | EC motor | 5060 | 2 | no | no | D | D | Epoxy coated aluminum | 2025-01-02 | 4 | 3 | yes | piece | 1
GCVC PD 045.2/13-46 | GCVC PD | 045.2/13-46 | 4249056 | finoox | GCVC 045.2C/1x3-2529-1-D/3/32/2.10/2700/AXS/1/015023 | 6005 | 3 | 1 | 2529 | Axial | 47.49 | 47408 | 135.49 | 13735 | 1125 | VT03007U.1 | 0.679 | 1 | D | 46.25 | 77.75 | 2025-05-11 | VerticalCompact-BCD_1x3 | 2784 | 535 | 953 |  |  | 152.9 | 28 | 28 | 450 | EC motor | 5060 | 1 | no | no | C | D | Aluminum | 2025-01-02 | 6 | 3 | yes | piece | 1
GCVC PD 045.2/21-44 | GCVC PD | 045.2/21-44 | 4244472 | finoox | GCVC 045.2C/2x1-2529-1-D/4/64/2.10/900/EXS/1/015023 | 5142 | 1 | 2 | 2529 | Axial | 36932 | 37116 | 120.44 | 8918 | 1125 | VT03007U.1 | 0.458 | 1 | C | 44.43 | 75.94 | 2025-07-10 | VerticalCompact-BCD_2x1 | 984 | 800 | 1761 |  |  | 123 | 22 | 22 | 450 | EC motor | 5060 | 1 | no | no | C | D | Epoxy coated aluminum | 2025-01-02 | 8 | 4 | yes | piece | 1
GCVC PD 080.3/23-58 | GCVC PD | 080.3/23-58 | 6097653 | finoox | GCVC 080.3D/2x3-3561-2-D/4/80/2.10/3600/AXS/1/015023 | 33770 | 3 | 2 | 3561 | Axial | 301207 | 299221 | 602.19 | 97438 | 930 | VT01445U.3 | 10125 | 1975-02-01 | E | 58.39 | 90.35 | 58.2 | VerticalCompact-BCD_2x3 | 3684 | 800 | 2161 |  |  | 645.3 | 64 | 64 | 800 | EC motor | 5060 | 2 | no | no | D | D | Aluminum | 2025-01-02 | 4 | 4 | yes | piece | 1
GCVC PD 080.3/13-51 | GCVC PD | 080.3/13-51 | 6154775 | finoox | GCVC 080.3D/1x3-3562-2-D/3/40/2.10/3600/AXS/1/015023 | 13814 | 3 | 1 | 3562 | Axial | 114201 | 113615 | 225.82 | 43865 | 800 | VT01445U.3 | 3197 | 1985-01-01 | E | 51.42 | 83.1 | 2025-01-20 | VerticalCompact-BCD_1x3 | 3684 | 620 | 1153 |  |  | 307.2 | 42 | 42 | 800 | EC motor | 5060 | 2 | no | no | D | D | Aluminum | 2025-01-02 | 4 | 3 | yes | piece | 1
GCVC PD 080.3/23-55 | GCVC PD | 080.3/23-55 | 6114607 | finoox | GCVC 080.3D/2x3-3562-2-D/6/80/2.10/3600/EXS/1/015023 | 39949 | 3 | 2 | 3562 | Axial | 324062 | 324837 | 903.29 | 72684 | 800 | VT01445U.3 | 6711 | 1985-01-01 | D | 55.09 | 87.05 | 81.5 | VerticalCompact-BCD_2x3 | 3684 | 800 | 2161 |  |  | 735 | 64 | 64 | 800 | EC motor | 5060 | 2 | no | no | D | D | Epoxy coated aluminum | 2025-01-02 | 4 | 6 | yes | piece | 1
GCVC PD 050.3/22-50 | GCVC PD | 050.3/22-50 | 6162555 | finoox | GCVC 050.3D/2x2-3616-W-D/3/80/2.10/2400/EXS/1/015023 | 8346 | 2 | 2 | 3616 | Axial | 106817 | 106692 | 301.1 | 31333 | 1240 | VT01524 | 2562 | 2025-02-03 | D | 49.97 | 81.78 | 2025-04-28 | VerticalCompact-BCD_2x2 | 2484 | 800 | 2161 |  |  | 316.6 | 42 | 42 | 500 | AC motor | 50 | W | no | no | D | D | Epoxy coated aluminum | 2025-01-02 | 6 | 3 | yes | piece | 1
GCVC PD 050.2/11-43 | GCVC PD | 050.2/11-43 | 4249299 | finoox | GCVC 050.2C/1x1-2411-1-D/6/32/2.10/900/EXS/1/015023 | 3242 | 1 | 1 | 2411 | Axial | 28951 | 29158 | 90.33 | 6203 | 1260 | VT03011U.1 | 0.487 | 2025-02-02 | D | 42.83 | 74.09 | 2025-08-07 | VerticalCompact-BCD_1x1 | 984 | 586 | 953 |  |  | 72.9 | 22 | 22 | 500 | EC motor | 5060 | 1 | no | no | C | D | Epoxy coated aluminum | 2025-01-02 | 12 | 6 | yes | piece | 1
GCVC PD 050.2/12-34 | GCVC PD | 050.2/12-34 | 4249514 | finoox | GCVC 050.2C/1x2-2390-K-D/6/32/2.10/1800/AXS/1/015023 | 4158 | 2 | 1 | 2390 | Axial | 41029 | 41384 | 180.66 | 7642 | 760 | VT01437 | 0.364 | 0.35 | C | 33.53 | 64.93 | 2025-08-14 | VerticalCompact-BCD_1x2 | 1884 | 596 | 953 |  |  | 138.7 | 22 | 22 | 500 | AC motor | 60 | K | no | no | C | D | Aluminum | 2025-01-02 | 8 | 6 | yes | piece | 1
GCVC PD 045.2/11-45 | GCVC PD | 045.2/11-45 | 4248836 | finoox | GCVC 045.2C/1x1-2419-1-D/6/32/2.10/900/AXS/1/015023 | 3076 | 1 | 1 | 2419 | Axial | 25997 | 26236 | 90.33 | 5227 | 1350 | VT03007U.1 | 0.38 | 1965-01-01 | D | 44.78 | 76.04 | 2025-07-07 | VerticalCompact-BCD_1x1 | 984 | 535 | 953 |  |  | 70.7 | 18 | 18 | 450 | EC motor | 5060 | 1 | no | no | C | D | Aluminum | 2025-01-02 | 12 | 6 | yes | piece | 1
GCVC PD 050.2/13-45 | GCVC PD | 050.2/13-45 | 4244342 | finoox | GCVC 050.2B/1x3-2421-1-D/3/24/2.10/2160/EXS/1/015023 | 5845 | 3 | 1 | 2421 | Axial | 41207 | 41.1 | 81.3 | 16191 | 1150 | VT03011U.1 | 1136 | 1975-01-01 | E | 45.23 | 76.62 | 2025-01-07 | VerticalCompact-BCD_1x3a | 2244 | 586 | 753 |  |  | 114.3 | 28 | 28 | 500 | EC motor | 5060 | 1 | no | no | B | D | Epoxy coated aluminum | 2025-01-02 | 6 | 3 | yes | piece | 1
GCVC PD 050.2/23-54 | GCVC PD | 050.2/23-54 | 4245444 | finoox | GCVC 050.2C/2x3-2559-2-D/6/64/2.10/2700/AXS/1/015023 | 18949 | 3 | 2 | 2559 | Axial | 182098 | 182967 | 541.97 | 39114 | 1330 | VT03013U.1 | 2029-03-01 | 2025-08-01 | D | 54.15 | 85.9 | 48.8 | VerticalCompact-BCD_2x3 | 2784 | 800 | 1761 |  |  | 413.3 | 54 | 54 | 500 | EC motor | 5060 | 2 | no | no | C | D | Aluminum | 2025-01-02 | 6 | 6 | yes | piece | 1
GCVC PD 063.2/21-28 | GCVC PD | 063.2/21-28 | 4247390 | finoox | GCVC 063.2D/2x1-2506-1-D/6/80/2.10/1200/AXS/1/015023 | 9363 | 1 | 2 | 2506 | Axial | 51318 | 51.72 | 301.1 | 9065 | 540 | VT03145U.1 | 0.167 | 0.45 | A+ | 27.69 | 59.34 | 2025-01-26 | VerticalCompact-BCD_2x1 | 1284 | 800 | 2161 |  |  | 210 | 28 | 28 | 630 | EC motor | 5060 | 1 | no | no | D | D | Aluminum | 2025-01-02 | 10 | 6 | yes | piece | 1
GCVC PD 050.2/22-38 | GCVC PD | 050.2/22-38 | 4246111 | finoox | GCVC 050.2D/2x2-2515-1-D/3/80/2.10/2400/EXS/1/015023 | 10583 | 2 | 2 | 2515 | Axial | 71881 | 71757 | 301.1 | 17742 | 755 | VT03011U.1 | 0.406 | 0.58 | A | 38.29 | 70.1 | 2025-09-26 | VerticalCompact-BCD_2x2 | 2484 | 800 | 2161 |  |  | 290.3 | 35 | 35 | 500 | EC motor | 5060 | 1 | no | no | D | D | Epoxy coated aluminum | 2025-01-02 | 8 | 3 | yes | piece | 1
GCVC PD 080.2/23-41 | GCVC PD | 080.2/23-41 | 4248621 | finoox | GCVC 080.2D/2x3-2486-1-D/4/80/2.10/3600/AXS/1/015023 | 25500 | 3 | 2 | 2486 | Axial | 218654 | 218978 | 602.19 | 55038 | 565 | VT03061U.1 | 2107 | 1955-01-01 | C | 41.38 | 73.35 | 54.8 | VerticalCompact-BCD_2x3 | 3684 | 800 | 2161 |  |  | 516.6 | 54 | 54 | 800 | EC motor | 5060 | 1 | no | no | D | D | Aluminum | 2025-01-02 | 4 | 4 | yes | piece | 1
GCVC PD 080.2/12-54 | GCVC PD | 080.2/12-54 | 4252858 | finoox | GCVC 080.2D/1x2-2541-2-D/6/40/2.10/2400/AXS/1/015023 | 10845 | 2 | 1 | 2541 | Axial | 121256 | 121.24 | 301.1 | 27872 | 950 | VT03059U.2 | 3409 | 1982-02-01 | E | 54.33 | 85.86 | 2025-01-26 | VerticalCompact-BCD_1x2 | 2484 | 650 | 1153 |  |  | 233.8 | 42 | 42 | 800 | EC motor | 5060 | 2 | no | no | D | D | Aluminum | 2025-01-02 | 6 | 6 | yes | piece | 1
GCVC PD 063.2/11-36 | GCVC PD | 063.2/11-36 | 4251019 | finoox | GCVC 063.2C/1x1-2555-2-D/4/32/2.10/900/AXS/1/015023 | 4059 | 1 | 1 | 2555 | Axial | 25.84 | 26031 | 60.22 | 6990 | 800 | VT03144U.1 | 0.357 | 0.69 | D | 35.7 | 66.97 | 2025-02-05 | VerticalCompact-BCD_1x1 | 984 | 623 | 953 |  |  | 68.8 | 18 | 18 | 630 | EC motor | 5060 | 2 | no | no | C | D | Aluminum | 2025-01-02 | 8 | 4 | yes | piece | 1
GCVC PD 050.2/13-57 | GCVC PD | 050.2/13-57 | 4250830 | finoox | GCVC 050.2D/1x3-2563-2-D/6/40/2.10/3600/AXS/1/015023 | 11663 | 3 | 1 | 2563 | Axial | 140524 | 141159 | 451.65 | 28519 | 1680 | VT03013U.1 | 3068 | 1975-01-01 | D | 56.94 | 88.62 | 39.2 | VerticalCompact-BCD_1x3 | 3684 | 607 | 1153 |  |  | 306.2 | 42 | 42 | 500 | EC motor | 5060 | 2 | no | no | D | D | Aluminum | 2025-01-02 | 4 | 6 | yes | piece | 1
GCVC PD 050.2/24-47 | GCVC PD | 050.2/24-47 | 4245654 | finoox | GCVC 050.2C/2x4-2519-1-D/3/64/2.10/3600/AXS/1/015023 | 16237 | 4 | 2 | 2519 | Axial | 143477 | 143425 | 361.32 | 43731 | 1010 | VT03011U.1 | 1928 | 2015-01-01 | C | 46.78 | 78.65 | 32 | VerticalCompact-BCD_2x4 | 3684 | 800 | 1761 |  |  | 389.3 | 42 | 42 | 500 | EC motor | 5060 | 1 | no | no | C | D | Aluminum | 2025-01-02 | 4 | 3 | yes | piece | 1
GCVC PD 063.2/12-31 | GCVC PD | 063.2/12-31 | 4251151 | finoox | GCVC 063.2C/1x2-2505-1-D/6/32/2.10/1800/EXS/1/015023 | 7181 | 2 | 1 | 2505 | Axial | 34.83 | 35024 | 180.66 | 6335 | 500 | VT03145U.1 | 0.153 | 0.39 | A | 30.88 | 62.27 | 2025-08-14 | VerticalCompact-BCD_1x2 | 1884 | 615 | 953 |  |  | 135.7 | 22 | 22 | 630 | EC motor | 5060 | 1 | no | no | C | D | Epoxy coated aluminum | 2025-01-02 | 8 | 6 | yes | piece | 1
GCVC PD 050.2/21-28 | GCVC PD | 050.2/21-28 | 4244906 | finoox | GCVC 050.2C/2x1-2512-1-D/6/64/2.10/900/AXS/1/015023 | 5960 | 1 | 2 | 2512 | Axial | 29952 | 30232 | 180.66 | 5320 | 565 | VT03011U.1 | 0.109 | 0.28 | A+ | 28.34 | 59.85 | 2025-06-15 | VerticalCompact-BCD_2x1 | 984 | 800 | 1761 |  |  | 144.2 | 22 | 22 | 500 | EC motor | 5060 | 1 | no | no | C | D | Aluminum | 2025-01-02 | 12 | 6 | yes | piece | 1
GCVC PD 050.2/12-34 | GCVC PD | 050.2/12-34 | 4244219 | finoox | GCVC 050.2B/1x2-2514-1-D/4/24/2.10/1440/EXS/1/015023 | 4072 | 2 | 1 | 2514 | Axial | 23496 | 23553 | 72.26 | 5689 | 695 | VT03011U.1 | 0.187 | 0.47 | B | 34.17 | 65.45 | 6 | VerticalCompact-BCD_1x2 | 1524 | 586 | 753 |  |  | 84.6 | 18 | 18 | 500 | EC motor | 5060 | 1 | no | no | B | D | Epoxy coated aluminum | 2025-01-02 | 8 | 4 | yes | piece | 1
GCVC PD 050.2/22-55 | GCVC PD | 050.2/22-55 | 4246187 | finoox | GCVC 050.2D/2x2-2790-K-D/4/80/2.10/2400/AXS/1/015023 | 9081 | 2 | 2 | 2790 | Axial | 151831 | 152007 | 401.46 | 39411 | 1640 | VT03150U | 3736 | 1964-01-01 | D | 54.95 | 86.76 | 39.4 | VerticalCompact-BCD_2x2 | 2484 | 800 | 2161 |  |  | 346.7 | 54 | 54 | 500 | AC motor | 60 | K | no | no | D | D | Aluminum | 2025-01-02 | 6 | 4 | yes | piece | 1
GCVC PD 080.3/12-50 | GCVC PD | 080.3/12-50 | 6077125 | finoox | GCVC 080.3D/1x2-3481-D-D/4/40/2.10/2400/EXS/1/015023 | 7564 | 2 | 1 | 3481 | Axial | 99644 | 100008 | 200.73 | 30587 | 850 | VT01526 | 3434 | 2025-03-03 | E | 50.33 | 81.86 | 2025-05-17 | VerticalCompact-BCD_1x2 | 2484 | 611 | 1153 |  |  | 221.1 | 35 | 35 | 800 | AC motor | 50 | D | no | no | D | D | Epoxy coated aluminum | 2025-01-02 | 4 | 4 | yes | piece | 1
GCVC PD 080.3/12-59 | GCVC PD | 080.3/12-59 | 6172498 | finoox | GCVC 080.3D/1x2-3557-2-D/4/40/2.10/2400/EXS/1/015023 | 10725 | 2 | 1 | 3557 | Axial | 113.12 | 113564 | 200.73 | 38763 | 1100 | VT01445U.3 | 5532 | 2025-02-04 | E | 58.62 | 90.15 | 2025-03-18 | VerticalCompact-BCD_1x2 | 2484 | 620 | 1153 |  |  | 223.7 | 42 | 42 | 800 | EC motor | 5060 | 2 | no | no | D | D | Epoxy coated aluminum | 2025-01-02 | 4 | 4 | yes | piece | 1
GCVC PD 040.2/11-42 | GCVC PD | 040.2/11-42 | 4243777 | finoox | GCVC 040.2B/1x1-1735-X-D/4/24/2.10/720/AXS/1/015023 | 1696 | 1 | 1 | 1735 | Axial | 13.85 | 13973 | 36.13 | 3648 | 1450 | VT0605 | 0.268 | 2025-01-01 | D | 41.87 | 73.04 | 2025-02-03 | VerticalCompact-BCD_1x1 | 804 | 476 | 753 |  |  | 45 | 16 | 16 | 400 | AC motor | 60 | X | no | no | B | D | Aluminum | 2025-01-02 | 8 | 4 | yes | piece | 1
GCVC PD 040.2/11-38 | GCVC PD | 040.2/11-38 | 4243781 | finoox | GCVC 040.2B/1x1-2346-W-D/4/24/2.10/720/AXS/1/015023 | 1707 | 1 | 1 | 2346 | Axial | 10063 | 10151 | 36.13 | 2304 | 895 | VT0607 | 0.09 | 0.33 | C | 38.33 | 69.51 | 2025-02-03 | VerticalCompact-BCD_1x1 | 804 | 530 | 753 |  |  | 44.9 | 16 | 16 | 400 | AC motor | 50 | W | no | no | B | D | Aluminum | 2025-01-02 | 12 | 4 | yes | piece | 1
GCVC PD 050.2/12-34 | GCVC PD | 050.2/12-34 | 4249503 | finoox | GCVC 050.2C/1x2-2388-I-D/3/32/2.10/1800/EXS/1/015023 | 3479 | 2 | 1 | 2388 | Axial | 29525 | 29486 | 90.33 | 8225 | 710 | VT01437 | 0.316 | 0.34 | C | 33.82 | 65.22 | 2025-06-07 | VerticalCompact-BCD_1x2 | 1884 | 596 | 953 |  |  | 112.7 | 22 | 22 | 500 | AC motor | 60 | I | no | no | C | D | Epoxy coated aluminum | 2025-01-02 | 8 | 3 | yes | piece | 1
GCVC PD 050.2/12-33 | GCVC PD | 050.2/12-33 | 4249504 | finoox | GCVC 050.2C/1x2-2388-I-D/4/32/2.10/1800/EXS/1/015023 | 3741 | 2 | 1 | 2388 | Axial | 34254 | 34364 | 120.44 | 7889 | 710 | VT01437 | 0.32 | 0.34 | C | 33.31 | 64.7 | 10 | VerticalCompact-BCD_1x2 | 1884 | 596 | 953 |  |  | 121.3 | 22 | 22 | 500 | AC motor | 60 | I | no | no | C | D | Epoxy coated aluminum | 2025-01-02 | 8 | 4 | yes | piece | 1
GCVC PD 063.2/14-63 | GCVC PD | 063.2/14-63 | 4251458 | finoox | GCVC 063.2C/1x4-2356-D-D/3/32/2.10/3600/AXS/1/015023 | 9912 | 4 | 1 | 2356 | Axial | 131054 | 128982 | 180.66 | 55244 | 1330 | VT01441 | 10323 | 5 | E | 62.7 | 94.33 | 2025-04-17 | VerticalCompact-BCD_1x4 | 3684 | 606 | 953 |  |  | 303.9 | 42 | 42 | 630 | AC motor | 50 | D | no | no | C | D | Aluminum | 2025-01-02 | 2 | 3 | yes | piece | 1
GCVC PD 050.2/22-49 | GCVC PD | 050.2/22-49 | 4246077 | finoox | GCVC 050.2D/2x2-2411-1-D/6/80/2.10/2400/EXS/1/015023 | 14024 | 2 | 2 | 2411 | Axial | 145006 | 145503 | 602.19 | 28395 | 1260 | VT03011U.1 | 1791 | 2025-02-02 | C | 48.98 | 80.79 | 52 | VerticalCompact-BCD_2x2 | 2484 | 800 | 2161 |  |  | 382.6 | 42 | 42 | 500 | EC motor | 5060 | 1 | no | no | D | D | Epoxy coated aluminum | 2025-01-02 | 8 | 6 | yes | piece | 1
GCVC PD 045.2/12-51 | GCVC PD | 045.2/12-51 | 4243888 | finoox | GCVC 045.2B/1x2-2409-1-D/3/24/2.10/1440/AXS/1/015023 | 3843 | 2 | 1 | 2409 | Axial | 29.15 | 29168 | 54.2 | 10715 | 1500 | VT03007U.1 | 1074 | 2025-02-02 | E | 51.37 | 82.65 | 2025-07-04 | VerticalCompact-BCD_1x2 | 1524 | 535 | 753 |  |  | 75.8 | 22 | 22 | 450 | EC motor | 5060 | 1 | no | no | B | D | Aluminum | 2025-01-02 | 8 | 3 | yes | piece | 1
GCVC PD 050.2/12-33 | GCVC PD | 050.2/12-33 | 4244186 | finoox | GCVC 050.2B/1x2-2390-K-D/3/24/2.10/1440/AXS/1/015023 | 2766 | 2 | 1 | 2390 | Axial | 23.14 | 23.16 | 54.2 | 7068 | 760 | VT01437 | 0.37 | 0.35 | D | 33.39 | 64.68 | 2025-06-04 | VerticalCompact-BCD_1x2 | 1524 | 596 | 753 |  |  | 83.6 | 18 | 18 | 500 | AC motor | 60 | K | no | no | B | D | Aluminum | 2025-01-02 | 8 | 3 | yes | piece | 1
GCVC PD 050.2/21-35 | GCVC PD | 050.2/21-35 | 4245816 | finoox | GCVC 050.2D/2x1-2390-K-D/6/80/2.10/1200/AXS/1/015023 | 6224 | 1 | 2 | 2390 | Axial | 51.16 | 51563 | 301.1 | 9033 | 760 | VT01437 | 0.342 | 0.35 | B | 35 | 66.65 | 2025-01-26 | VerticalCompact-BCD_2x1 | 1284 | 800 | 2161 |  |  | 212.9 | 28 | 28 | 500 | AC motor | 60 | K | no | no | D | D | Aluminum | 2025-01-02 | 10 | 6 | yes | piece | 1
GCVC PD 050.2/11-31 | GCVC PD | 050.2/11-31 | 4249281 | finoox | GCVC 050.2C/1x1-2390-K-D/6/32/2.10/900/EXS/1/015023 | 2703 | 1 | 1 | 2390 | Axial | 19993 | 20146 | 90.33 | 3821 | 760 | VT01437 | 0.182 | 0.35 | C | 30.65 | 61.92 | 2025-06-07 | VerticalCompact-BCD_1x1 | 984 | 596 | 953 |  |  | 74.7 | 16 | 16 | 500 | AC motor | 60 | K | no | no | C | D | Epoxy coated aluminum | 2025-01-02 | 12 | 6 | yes | piece | 1
GCVC PD 050.2/14-53 | GCVC PD | 050.2/14-53 | 4250090 | finoox | GCVC 050.2C/1x4-2559-2-D/4/32/2.10/3600/EXS/1/015023 | 11388 | 4 | 1 | 2559 | Axial | 98096 | 98157 | 240.88 | 28063 | 1330 | VT03013U.1 | 2125 | 2025-08-01 | D | 52.55 | 84.18 | 2025-02-20 | VerticalCompact-BCD_1x4 | 3684 | 607 | 953 |  |  | 241.1 | 35 | 35 | 500 | EC motor | 5060 | 2 | no | no | C | D | Epoxy coated aluminum | 2025-01-02 | 4 | 4 | yes | piece | 1
GCVC PD 050.2/24-40 | GCVC PD | 050.2/24-40 | 4245633 | finoox | GCVC 050.2C/2x4-2515-1-D/3/64/2.10/3600/EXS/1/015023 | 16979 | 4 | 2 | 2515 | Axial | 117446 | 117289 | 361.32 | 32459 | 755 | VT03011U.1 | 0.866 | 0.58 | B | 40.47 | 72.33 | 32 | VerticalCompact-BCD_2x4 | 3684 | 800 | 1761 |  |  | 389.3 | 42 | 42 | 500 | EC motor | 5060 | 1 | no | no | C | D | Epoxy coated aluminum | 2025-01-02 | 4 | 3 | yes | piece | 1
GCVC PD 050.2/11-51 | GCVC PD | 050.2/11-51 | 4250344 | finoox | GCVC 050.2D/1x1-2562-2-D/6/40/2.10/1200/AXS/1/015023 | 4183 | 1 | 1 | 2562 | Axial | 44.93 | 45154 | 150.55 | 8994 | 1595 | VT03013U.1 | 0.872 | 1965-01-01 | D | 51.3 | 82.66 | 2025-01-13 | VerticalCompact-BCD_1x1 | 1284 | 607 | 1153 |  |  | 109.4 | 28 | 28 | 500 | EC motor | 5060 | 2 | no | no | D | D | Aluminum | 2025-01-02 | 10 | 6 | yes | piece | 1
GCVC PD 080.2/12-29 | GCVC PD | 080.2/12-29 | 4252803 | finoox | GCVC 080.2D/1x2-2497-1-D/4/40/2.10/2400/AXS/1/015023 | 7442 | 2 | 1 | 2497 | Axial | 56044 | 55985 | 200.73 | 13038 | 415 | VT03062U.1 | 0.286 | 0.7 | A | 28.99 | 60.52 | 2025-08-16 | VerticalCompact-BCD_1x2 | 2484 | 608 | 1153 |  |  | 179.4 | 28 | 28 | 800 | EC motor | 5060 | 1 | no | no | D | D | Aluminum | 2025-01-02 | 8 | 4 | yes | piece | 1
GCVC PD 050.2/23-58 | GCVC PD | 050.2/23-58 | 4246412 | finoox | GCVC 050.2D/2x3-2561-2-D/4/80/2.10/3600/EXS/1/015023 | 21217 | 3 | 2 | 2561 | Axial | 207292 | 207474 | 602.19 | 52483 | 1505 | VT03013U.1 | 4308 | 1938-01-01 | D | 57.68 | 89.64 | 54.8 | VerticalCompact-BCD_2x3 | 3684 | 800 | 2161 |  |  | 501.5 | 54 | 54 | 500 | EC motor | 5060 | 2 | no | no | D | D | Epoxy coated aluminum | 2025-01-02 | 4 | 4 | yes | piece | 1
GCVC PD 050.2/21-31 | GCVC PD | 050.2/21-31 | 4245858 | finoox | GCVC 050.2D/2x1-2513-1-D/6/80/2.10/1200/AXS/1/015023 | 7260 | 1 | 2 | 2513 | Axial | 40.82 | 41177 | 301.1 | 6959 | 630 | VT03011U.1 | 0.132 | 0.37 | A+ | 30.91 | 62.56 | 2025-03-25 | VerticalCompact-BCD_2x1 | 1284 | 800 | 2161 |  |  | 206.7 | 22 | 22 | 500 | EC motor | 5060 | 1 | no | no | D | D | Aluminum | 2025-01-02 | 12 | 6 | yes | piece | 1
GCVC PD 063.2/12-26 | GCVC PD | 063.2/12-26 | 4252041 | finoox | GCVC 063.2D/1x2-2505-1-D/6/40/2.10/2400/EXS/1/015023 | 8912 | 2 | 1 | 2505 | Axial | 47835 | 48125 | 301.1 | 8379 | 500 | VT03145U.1 | 0.138 | 0.39 | A+ | 26.24 | 57.77 | 2025-06-24 | VerticalCompact-BCD_1x2 | 2484 | 615 | 1153 |  |  | 197.1 | 28 | 28 | 630 | EC motor | 5060 | 1 | no | no | D | D | Epoxy coated aluminum | 2025-01-02 | 8 | 6 | yes | piece | 1
GCVC PD 050.2/11-30 | GCVC PD | 050.2/11-30 | 4249328 | finoox | GCVC 050.2C/1x1-2514-1-D/4/32/2.10/900/EXS/1/015023 | 2826 | 1 | 1 | 2514 | Axial | 15668 | 15758 | 60.22 | 3572 | 695 | VT03011U.1 | 0.088 | 0.47 | B | 29.93 | 61.2 | 2025-01-05 | VerticalCompact-BCD_1x1 | 984 | 586 | 953 |  |  | 63.6 | 16 | 16 | 500 | EC motor | 5060 | 1 | no | no | C | D | Epoxy coated aluminum | 2025-01-02 | 8 | 4 | yes | piece | 1
GCVC PD 050.2/23-42 | GCVC PD | 050.2/23-42 | 4246203 | finoox | GCVC 050.2D/2x3-2332-D-D/6/80/2.10/3600/EXS/1/015023 | 17789 | 3 | 2 | 2332 | Axial | 172261 | 172935 | 903.29 | 31640 | 850 | VT01435 | 1528 | 0.74 | C | 42.49 | 74.45 | 78.2 | VerticalCompact-BCD_2x3 | 3684 | 800 | 2161 |  |  | 593.6 | 54 | 54 | 500 | AC motor | 50 | D | no | no | D | D | Epoxy coated aluminum | 2025-01-02 | 6 | 6 | yes | piece | 1
GCVC PD 063.2/22-31 | GCVC PD | 063.2/22-31 | 4247519 | finoox | GCVC 063.2D/2x2-2358-D-D/6/80/2.10/2400/EXS/1/015023 | 15174 | 2 | 2 | 2358 | Axial | 91489 | 92069 | 602.19 | 15894 | 430 | VT01442 | 0.468 | 0.32 | A | 31.02 | 62.83 | 50.5 | VerticalCompact-BCD_2x2 | 2484 | 800 | 2161 |  |  | 397.4 | 35 | 35 | 630 | AC motor | 50 | D | no | no | D | D | Epoxy coated aluminum | 2025-01-02 | 8 | 6 | yes | piece | 1
GCVC PD 080.2/23-43 | GCVC PD | 080.2/23-43 | 4248588 | finoox | GCVC 080.2D/2x3-2448-1-D/3/80/2.10/3600/EXS/1/015023 | 24696 | 3 | 2 | 2448 | Axial | 192127 | 191669 | 451.65 | 65524 | 630 | VT03061U.1 | 2767 | 2025-01-02 | C | 42.6 | 74.57 | 43.1 | VerticalCompact-BCD_2x3 | 3684 | 800 | 2161 |  |  | 472.8 | 54 | 54 | 800 | EC motor | 5060 | 1 | no | no | D | D | Epoxy coated aluminum | 2025-01-02 | 4 | 3 | yes | piece | 1
GCVC PD 063.2/22-55 | GCVC PD | 063.2/22-55 | 4247510 | finoox | GCVC 063.2D/2x2-2357-S-D/6/80/2.10/2400/AXS/1/015023 | 16481 | 2 | 2 | 2357 | Axial | 208655 | 209552 | 602.19 | 44415 | 1040 | VT01441 | 6166 | 3 | E | 54.6 | 86.41 | 55.2 | VerticalCompact-BCD_2x2 | 2484 | 800 | 2161 |  |  | 483.1 | 54 | 54 | 630 | AC motor | 50 | S | no | no | D | D | Aluminum | 2025-01-02 | 6 | 6 | yes | piece | 1
GCVC PD 050.2/11-23 | GCVC PD | 050.2/11-23 | 4250228 | finoox | GCVC 050.2D/1x1-2391-L-D/3/40/2.10/1200/AXS/1/015023 | 2512 | 1 | 1 | 2391 | Axial | 15133 | 15178 | 75.27 | 3376 | 520 | VT01437 | 0.1 | 0.18 | B | 2025-08-23 | 54.44 | 2025-03-06 | VerticalCompact-BCD_1x1 | 1284 | 596 | 1153 |  |  | 83.9 | 16 | 16 | 500 | AC motor | 60 | L | no | no | D | D | Aluminum | 2025-01-02 | 10 | 3 | yes | piece | 1
GCVC PD 063.2/22-34 | GCVC PD | 063.2/22-34 | 4247571 | finoox | GCVC 063.2D/2x2-2400-K-D/3/80/2.10/2400/EXS/1/015023 | 11175 | 2 | 2 | 2400 | Axial | 82594 | 82516 | 301.1 | 20904 | 490 | VT01442 | 0.601 | 0.34 | B | 34.29 | 66.09 | 2025-09-26 | VerticalCompact-BCD_2x2 | 2484 | 800 | 2161 |  |  | 307.8 | 35 | 35 | 630 | AC motor | 60 | K | no | no | D | D | Epoxy coated aluminum | 2025-01-02 | 6 | 3 | yes | piece | 1
GCVC PD 063.2/21-29 | GCVC PD | 063.2/21-29 | 4246541 | finoox | GCVC 063.2C/2x1-2506-1-D/3/64/2.10/900/EXS/1/015023 | 6923 | 1 | 2 | 2506 | Axial | 30041 | 30156 | 90.33 | 8465 | 540 | VT03145U.1 | 0.173 | 0.45 | B | 28.63 | 60.14 | 2025-03-08 | VerticalCompact-BCD_2x1 | 984 | 800 | 1761 |  |  | 119.5 | 22 | 22 | 630 | EC motor | 5060 | 1 | no | no | C | D | Epoxy coated aluminum | 2025-01-02 | 8 | 3 | yes | piece | 1
GCVC PD 045.2/11-31 | GCVC PD | 045.2/11-31 | 4248845 | finoox | GCVC 045.2C/1x1-2523-1-D/6/32/2.10/900/EXS/1/015023 | 3239 | 1 | 1 | 2523 | Axial | 13808 | 13929 | 90.33 | 2445 | 675 | VT03007U.1 | 0.059 | 0.3 | A | 2025-09-30 | 62.16 | 2025-06-07 | VerticalCompact-BCD_1x1 | 984 | 535 | 953 |  |  | 70.6 | 16 | 16 | 450 | EC motor | 5060 | 1 | no | no | C | D | Epoxy coated aluminum | 2025-01-02 | 12 | 6 | yes | piece | 1
GCVC PD 045.2/13-50 | GCVC PD | 045.2/13-50 | 4243988 | finoox | GCVC 045.2B/1x3-2531-1-D/3/24/2.10/2160/AXS/1/015023 | 5232 | 3 | 1 | 2531 | Axial | 39077 | 39071 | 81.3 | 13540 | 1275 | VT03007U.1 | 1004 | 2025-04-01 | D | 49.54 | 80.92 | 2025-08-06 | VerticalCompact-BCD_1x3a | 2244 | 535 | 753 |  |  | 108.7 | 22 | 22 | 450 | EC motor | 5060 | 1 | no | no | B | D | Aluminum | 2025-01-02 | 6 | 3 | yes | piece | 1
GCVC PD 045.2/11-36 | GCVC PD | 045.2/11-36 | 4243847 | finoox | GCVC 045.2B/1x1-2525-1-D/4/24/2.10/720/EXS/1/015023 | 2461 | 1 | 1 | 2525 | Axial | 10968 | 11037 | 36.13 | 2660 | 825 | VT03007U.1 | 0.098 | 0.47 | C | 36.37 | 67.55 | 2025-02-03 | VerticalCompact-BCD_1x1 | 804 | 535 | 753 |  |  | 45.6 | 16 | 16 | 450 | EC motor | 5060 | 1 | no | no | B | D | Epoxy coated aluminum | 2025-01-02 | 12 | 4 | yes | piece | 1
GCVC PD 050.2/21-45 | GCVC PD | 050.2/21-45 | 4245915 | finoox | GCVC 050.2D/2x1-2522-1-D/6/80/2.10/1200/EXS/1/015023 | 7929 | 1 | 2 | 2522 | Axial | 70332 | 70846 | 301.1 | 13468 | 1200 | VT03011U.1 | 0.771 | 2025-09-01 | C | 45 | 76.65 | 2025-04-27 | VerticalCompact-BCD_2x1 | 1284 | 800 | 2161 |  |  | 209.4 | 35 | 35 | 500 | EC motor | 5060 | 1 | no | no | D | D | Epoxy coated aluminum | 2025-01-02 | 10 | 6 | yes | piece | 1
GCVC PD 063.2/14-61 | GCVC PD | 063.2/14-61 | 4251600 | finoox | GCVC 063.2C/1x4-2547-2-D/3/32/2.10/3600/AXS/1/015023 | 14406 | 4 | 1 | 2547 | Axial | 97689 | 96938 | 180.66 | 41004 | 1055 | VT03143U.1 | 4704 | 2025-01-02 | E | 60.92 | 92.54 | 2025-05-15 | VerticalCompact-BCD_1x4 | 3684 | 611 | 953 |  |  | 298.8 | 35 | 35 | 630 | EC motor | 5060 | 2 | no | no | C | D | Aluminum | 2025-01-02 | 4 | 3 | yes | piece | 1
GCVC PD 050.2/24-36 | GCVC PD | 050.2/24-36 | 4245623 | finoox | GCVC 050.2C/2x4-2513-1-D/6/64/2.10/3600/EXS/1/015023 | 21215 | 4 | 2 | 2513 | Axial | 131333 | 131899 | 722.63 | 23804 | 630 | VT03011U.1 | 0.567 | 0.37 | A | 36.27 | 68.13 | 60.1 | VerticalCompact-BCD_2x4 | 3684 | 800 | 1761 |  |  | 494.8 | 42 | 42 | 500 | EC motor | 5060 | 1 | no | no | C | D | Epoxy coated aluminum | 2025-01-02 | 6 | 6 | yes | piece | 1
GCVC PD 050.2/22-54 | GCVC PD | 050.2/22-54 | 4246188 | finoox | GCVC 050.2D/2x2-2790-K-D/6/80/2.10/2400/AXS/1/015023 | 11108 | 2 | 2 | 2790 | Axial | 185357 | 186197 | 602.19 | 37511 | 1640 | VT03150U | 3864 | 1964-01-01 | D | 54.24 | 86.05 | 55.2 | VerticalCompact-BCD_2x2 | 2484 | 800 | 2161 |  |  | 407.3 | 54 | 54 | 500 | AC motor | 60 | K | no | no | D | D | Aluminum | 2025-01-02 | 6 | 6 | yes | piece | 1
GCVC PD 035.2/13-30 | GCVC PD | 035.2/13-30 | 4243754 | finoox | GCVC 035.2B/1x3-2344-W-D/3/24/2.10/2160/EXS/1/015023 | 3195 | 3 | 1 | 2344 | Axial | 21358 | 21318 | 81.3 | 5423 | 910 | VT03149U | 0.213 | 0.35 | C | 2025-04-30 | 61.41 | 2025-06-06 | VerticalCompact-BCD_1x3a | 2244 | 514 | 753 |  |  | 100.6 | 18 | 18 | 350 | AC motor | 50 | W | no | no | B | D | Epoxy coated aluminum | 2025-01-02 | 8 | 3 | yes | piece | 1
GCVC PD 050.2/12-27 | GCVC PD | 050.2/12-27 | 4244176 | finoox | GCVC 050.2B/1x2-2385-J-D/3/24/2.10/1440/AXS/1/015023 | 2784 | 2 | 1 | 2385 | Axial | 16528 | 16536 | 54.2 | 4231 | 430 | VT01435 | 0.267 | 0.32 | D | 27.33 | 58.62 | 2025-05-04 | VerticalCompact-BCD_1x2 | 1524 | 596 | 753 |  |  | 88.7 | 16 | 16 | 500 | AC motor | 60 | J | no | no | B | D | Aluminum | 2025-01-02 | 8 | 3 | yes | piece | 1
GCVC PD 050.2/11-30 | GCVC PD | 050.2/11-30 | 4250209 | finoox | GCVC 050.2D/1x1-2387-L-D/6/40/2.10/1200/EXS/1/015023 | 3393 | 1 | 1 | 2387 | Axial | 19723 | 19897 | 150.55 | 3378 | 500 | VT01435 | 0.176 | 0.37 | C | 29.67 | 61.04 | 2025-04-12 | VerticalCompact-BCD_1x1 | 1284 | 596 | 1153 |  |  | 108.3 | 16 | 16 | 500 | AC motor | 60 | L | no | no | D | D | Epoxy coated aluminum | 2025-01-02 | 12 | 6 | yes | piece | 1
GCVC PD 045.2/24-57 | GCVC PD | 045.2/24-57 | 4244692 | finoox | GCVC 045.2C/2x4-2409-1-D/6/64/2.10/3600/AXS/1/015023 | 17565 | 4 | 2 | 2409 | Axial | 223154 | 224171 | 722.63 | 45158 | 1500 | VT03007U.1 | 4256 | 2025-02-02 | D | 56.59 | 88.46 | 62.7 | VerticalCompact-BCD_2x4 | 3684 | 800 | 1761 |  |  | 486.1 | 54 | 54 | 450 | EC motor | 5060 | 1 | no | no | C | D | Aluminum | 2025-01-02 | 4 | 6 | yes | piece | 1
GCVC PD 045.2/23-52 | GCVC PD | 045.2/23-52 | 4244609 | finoox | GCVC 045.2C/2x3-2419-1-D/3/64/2.10/2700/EXS/1/015023 | 11621 | 3 | 2 | 2419 | Axial | 104125 | 103851 | 270.99 | 34221 | 1350 | VT03007U.1 | 2216 | 1965-01-01 | D | 52.18 | 83.92 | 2025-01-25 | VerticalCompact-BCD_2x3 | 2784 | 800 | 1761 |  |  | 291.4 | 42 | 42 | 450 | EC motor | 5060 | 1 | no | no | C | D | Epoxy coated aluminum | 2025-01-02 | 6 | 3 | yes | piece | 1
GCVC PD 080.2/11-32 | GCVC PD | 080.2/11-32 | 4252474 | finoox | GCVC 080.2D/1x1-2485-1-D/3/40/2.10/1200/AXS/1/015023 | 4465 | 1 | 1 | 2485 | Axial | 30688 | 30.71 | 75.27 | 9203 | 535 | VT03061U.1 | 0.289 | 1935-01-01 | C | 32.21 | 63.58 | 2025-06-06 | VerticalCompact-BCD_1x1 | 1284 | 608 | 1153 |  |  | 89.4 | 22 | 22 | 800 | EC motor | 5060 | 1 | no | no | D | D | Aluminum | 2025-01-02 | 10 | 3 | yes | piece | 1
GCVC PD 080.2/12-15 | GCVC PD | 080.2/12-15 | 4252770 | finoox | GCVC 080.2D/1x2-2489-1-D/3/40/2.10/2400/AXS/1/015023 | 6943 | 2 | 1 | 2489 | Axial | 31.06 | 31033 | 150.55 | 7038 | 220 | VT03062U.1 | 0.06 | 0.15 | A+ | 14.98 | 46.5 | 2025-04-12 | VerticalCompact-BCD_1x2 | 2484 | 608 | 1153 |  |  | 164.2 | 22 | 22 | 800 | EC motor | 5060 | 1 | no | no | D | D | Aluminum | 2025-01-02 | 8 | 3 | yes | piece | 1
GCVC PD 080.2/21-31 | GCVC PD | 080.2/21-31 | 4248129 | finoox | GCVC 080.2D/2x1-2499-1-D/4/80/2.10/1200/AXS/1/015023 | 7771 | 1 | 2 | 2499 | Axial | 63187 | 63373 | 200.73 | 14702 | 465 | VT03062U.1 | 0.389 | 0.95 | B | 31.19 | 62.84 | 2025-01-18 | VerticalCompact-BCD_2x1 | 1284 | 800 | 2161 |  |  | 190.1 | 28 | 28 | 800 | EC motor | 5060 | 1 | no | no | D | D | Aluminum | 2025-01-02 | 10 | 4 | yes | piece | 1
GCVC PD 035.2/12-42 | GCVC PD | 035.2/12-42 | 4243741 | finoox | GCVC 035.2B/1x2-2479-1-D/4/24/2.10/1440/AXS/1/015023 | 3426 | 2 | 1 | 2479 | Axial | 2025-04-26 | 26152 | 72.26 | 6389 | 1475 | VT03133 | 0.31 | 1935-01-01 | C | 41.67 | 72.94 | 2025-01-06 | VerticalCompact-BCD_1x2 | 1524 | 477 | 753 |  |  | 76 | 22 | 22 | 350 | EC motor | 5060 | 1 | no | no | B | D | Aluminum | 2025-01-02 | 8 | 4 | yes | piece | 1
GCVC PD 080.2/13-19 | GCVC PD | 080.2/13-19 | 4253050 | finoox | GCVC 080.2D/1x3-2490-1-D/3/40/2.10/3600/EXS/1/015023 | 10226 | 3 | 1 | 2490 | Axial | 49015 | 48858 | 225.82 | 11824 | 245 | VT03062U.1 | 0.111 | 0.2 | A+ | 2025-08-18 | 50.48 | 2025-06-18 | VerticalCompact-BCD_1x3 | 3684 | 608 | 1153 |  |  | 241.8 | 28 | 28 | 800 | EC motor | 5060 | 1 | no | no | D | D | Epoxy coated aluminum | 2025-01-02 | 6 | 3 | yes | piece | 1
GCVC PD 050.2/21-51 | GCVC PD | 050.2/21-51 | 4244978 | finoox | GCVC 050.2C/2x1-2560-2-D/6/64/2.10/900/AXS/1/015023 | 7115 | 1 | 2 | 2560 | Axial | 64374 | 65007 | 180.66 | 13959 | 1415 | VT03013U.1 | 1325 | 2021-01-01 | D | 51.01 | 82.52 | 2025-03-16 | VerticalCompact-BCD_2x1 | 984 | 800 | 1761 |  |  | 154.5 | 28 | 28 | 500 | EC motor | 5060 | 2 | no | no | C | D | Aluminum | 2025-01-02 | 8 | 6 | yes | piece | 1
GCVC PD 063.2/21-30 | GCVC PD | 063.2/21-30 | 4247403 | finoox | GCVC 063.2D/2x1-2508-1-D/3/80/2.10/1200/EXS/1/015023 | 7911 | 1 | 2 | 2508 | Axial | 44585 | 44562 | 150.55 | 11678 | 615 | VT03145U.1 | 0.219 | 0.65 | A | 30.22 | 61.87 | 14 | VerticalCompact-BCD_2x1 | 1284 | 800 | 2161 |  |  | 164.3 | 28 | 28 | 630 | EC motor | 5060 | 1 | no | no | D | D | Epoxy coated aluminum | 2025-01-02 | 10 | 3 | yes | piece | 1
GCVC PD 050.2/13-43 | GCVC PD | 050.2/13-43 | 4250781 | finoox | GCVC 050.2D/1x3-2519-1-D/4/40/2.10/3600/AXS/1/015023 | 8394 | 3 | 1 | 2519 | Axial | 80483 | 80646 | 301.1 | 17548 | 1010 | VT03011U.1 | 0.686 | 2015-01-01 | B | 43.3 | 74.98 | 2025-02-25 | VerticalCompact-BCD_1x3 | 3684 | 586 | 1153 |  |  | 244.6 | 35 | 35 | 500 | EC motor | 5060 | 1 | no | no | D | D | Aluminum | 2025-01-02 | 4 | 4 | yes | piece | 1
GCVC PD 063.2/24-64 | GCVC PD | 063.2/24-64 | 4247194 | finoox | GCVC 063.2C/2x4-2547-2-D/3/64/2.10/3600/EXS/1/015023 | 30612 | 4 | 2 | 2547 | Axial | 188458 | 187209 | 361.32 | 82008 | 1055 | VT03143U.1 | 9409 | 2025-01-02 | E | 63.69 | 95.55 | 34.6 | VerticalCompact-BCD_2x4 | 3684 | 800 | 1761 |  |  | 578.9 | 54 | 54 | 630 | EC motor | 5060 | 2 | no | no | C | D | Epoxy coated aluminum | 2025-01-02 | 4 | 3 | yes | piece | 1
GCVC PD 063.2/23-46 | GCVC PD | 063.2/23-46 | 4247973 | finoox | GCVC 063.2D/2x3-2556-2-D/3/80/2.10/3600/EXS/1/015023 | 21471 | 3 | 2 | 2556 | Axial | 174529 | 174365 | 451.65 | 54589 | 850 | VT03144U.1 | 2182 | 0.77 | C | 46.14 | 78.1 | 43.1 | VerticalCompact-BCD_2x3 | 3684 | 800 | 2161 |  |  | 460.7 | 54 | 54 | 630 | EC motor | 5060 | 2 | no | no | D | D | Epoxy coated aluminum | 2025-01-02 | 4 | 3 | yes | piece | 1
GCVC PD 050.2/21-53 | GCVC PD | 050.2/21-53 | 4245933 | finoox | GCVC 050.2D/2x1-2561-2-D/6/80/2.10/1200/EXS/1/015023 | 8989 | 1 | 2 | 2561 | Axial | 84169 | 84.68 | 301.1 | 16966 | 1505 | VT03013U.1 | 1474 | 1938-01-01 | D | 52.76 | 84.41 | 2025-04-27 | VerticalCompact-BCD_2x1 | 1284 | 800 | 2161 |  |  | 218.6 | 35 | 35 | 500 | EC motor | 5060 | 2 | no | no | D | D | Epoxy coated aluminum | 2025-01-02 | 10 | 6 | yes | piece | 1
GCVC PD 050.2/22-33 | GCVC PD | 050.2/22-33 | 4245151 | finoox | GCVC 050.2C/2x2-2513-1-D/6/64/2.10/1800/EXS/1/015023 | 10946 | 2 | 2 | 2513 | Axial | 66157 | 66531 | 361.32 | 11902 | 630 | VT03011U.1 | 0.284 | 0.37 | A | 33.49 | 65.12 | 31.2 | VerticalCompact-BCD_2x2 | 1884 | 800 | 1761 |  |  | 260.8 | 35 | 35 | 500 | EC motor | 5060 | 1 | no | no | C | D | Epoxy coated aluminum | 2025-01-02 | 8 | 6 | yes | piece | 1
GCVC PD 080.3/23-38 | GCVC PD | 080.3/23-38 | 6147817 | finoox | GCVC 080.3D/2x3-3564-2-D/3/80/2.10/3600/EXS/1/015023 | 32741 | 3 | 2 | 3564 | Axial | 158907 | 158749 | 451.65 | 46265 | 440 | VT01445U.3 | 2028-01-01 | 0.6 | B | 37.58 | 69.54 | 43.1 | VerticalCompact-BCD_2x3 | 3684 | 800 | 2161 |  |  | 595.8 | 54 | 54 | 800 | EC motor | 5060 | 2 | no | no | D | D | Epoxy coated aluminum | 2025-01-02 | 4 | 3 | yes | piece | 1
GCVC PD 080.2/13-46 | GCVC PD | 080.2/13-46 | 4253001 | finoox | GCVC 080.2D/1x3-2449-2-D/3/40/2.10/3600/EXS/1/015023 | 11942 | 3 | 1 | 2449 | Axial | 107231 | 107185 | 225.82 | 41149 | 770 | VT03060U.1 | 2523 | 2025-05-01 | D | 45.97 | 77.65 | 2025-01-20 | VerticalCompact-BCD_1x3 | 3684 | 613 | 1153 |  |  | 254.4 | 42 | 42 | 800 | EC motor | 5060 | 2 | no | no | D | D | Epoxy coated aluminum | 2025-01-02 | 4 | 3 | yes | piece | 1
GCVC PD 063.2/22-42 | GCVC PD | 063.2/22-42 | 4246707 | finoox | GCVC 063.2C/2x2-2414-1-D/6/64/2.10/1800/EXS/1/015023 | 14069 | 2 | 2 | 2414 | Axial | 101073 | 101553 | 361.32 | 20341 | 770 | VT03145U.1 | 0.992 | 2015-01-01 | C | 42.2 | 73.83 | 31.2 | VerticalCompact-BCD_2x2 | 1884 | 800 | 1761 |  |  | 264.1 | 35 | 35 | 630 | EC motor | 5060 | 1 | no | no | C | D | Epoxy coated aluminum | 2025-01-02 | 8 | 6 | yes | piece | 1
GCVC PD 063.2/13-53 | GCVC PD | 063.2/13-53 | 4252167 | finoox | GCVC 063.2D/1x3-2357-S-D/6/40/2.10/3600/EXS/1/015023 | 12518 | 3 | 1 | 2357 | Axial | 152.97 | 153549 | 451.65 | 33311 | 1040 | VT01441 | 4625 | 3 | E | 53.48 | 85.16 | 39.2 | VerticalCompact-BCD_1x3 | 3684 | 606 | 1153 |  |  | 362.9 | 42 | 42 | 630 | AC motor | 50 | S | no | no | D | D | Epoxy coated aluminum | 2025-01-02 | 4 | 6 | yes | piece | 1
GCVC PD 050.2/13-34 | GCVC PD | 050.2/13-34 | 4250688 | finoox | GCVC 050.2D/1x3-2387-L-D/4/40/2.10/3600/EXS/1/015023 | 7190 | 3 | 1 | 2387 | Axial | 53168 | 53.21 | 301.1 | 10699 | 500 | VT01435 | 0.527 | 0.37 | C | 34.44 | 66.12 | 2025-05-24 | VerticalCompact-BCD_1x3 | 3684 | 596 | 1153 |  |  | 258.9 | 28 | 28 | 500 | AC motor | 60 | L | no | no | D | D | Epoxy coated aluminum | 2025-01-02 | 6 | 4 | yes | piece | 1
GCVC PD 050.2/21-21 | GCVC PD | 050.2/21-21 | 4245810 | finoox | GCVC 050.2D/2x1-2389-J-D/6/80/2.10/1200/AXS/1/015023 | 6122 | 1 | 2 | 2389 | Axial | 31982 | 32292 | 301.1 | 5296 | 450 | VT01437 | 0.163 | 0.17 | A | 21.45 | 53.1 | 2025-03-25 | VerticalCompact-BCD_2x1 | 1284 | 800 | 2161 |  |  | 211.5 | 22 | 22 | 500 | AC motor | 60 | J | no | no | D | D | Aluminum | 2025-01-02 | 12 | 6 | yes | piece | 1
GCVC PD 050.2/11-41 | GCVC PD | 050.2/11-41 | 4244025 | finoox | GCVC 050.2B/1x1-2348-S-D/4/24/2.10/720/EXS/1/015023 | 1954 | 1 | 1 | 2348 | Axial | 16723 | 16832 | 36.13 | 5087 | 1180 | VT03150U | 0.571 | 0.9 | E | 40.93 | 72.12 | 2025-02-03 | VerticalCompact-BCD_1x1 | 804 | 569 | 753 |  |  | 51.9 | 16 | 16 | 500 | AC motor | 50 | S | no | no | B | D | Epoxy coated aluminum | 2025-01-02 | 12 | 4 | yes | piece | 1
GCVC PD 063.2/14-32 | GCVC PD | 063.2/14-32 | 4251496 | finoox | GCVC 063.2C/1x4-2398-I-D/6/32/2.10/3600/AXS/1/015023 | 9800 | 4 | 1 | 2398 | Axial | 71014 | 71.31 | 361.32 | 12961 | 460 | VT01442 | 0.588 | 0.32 | B | 32.3 | 63.92 | 2025-05-29 | VerticalCompact-BCD_1x4 | 3684 | 598 | 953 |  |  | 275.5 | 35 | 35 | 630 | AC motor | 60 | I | no | no | C | D | Aluminum | 2025-01-02 | 6 | 6 | yes | piece | 1
GCVC PD 045.2/13-49 | GCVC PD | 045.2/13-49 | 4249014 | finoox | GCVC 045.2C/1x3-2419-1-D/3/32/2.10/2700/AXS/1/015023 | 6026 | 3 | 1 | 2419 | Axial | 57162 | 57.24 | 135.49 | 17111 | 1350 | VT03007U.1 | 1108 | 1965-01-01 | D | 49.41 | 80.91 | 2025-05-11 | VerticalCompact-BCD_1x3 | 2784 | 535 | 953 |  |  | 152.9 | 28 | 28 | 450 | EC motor | 5060 | 1 | no | no | C | D | Aluminum | 2025-01-02 | 4 | 3 | yes | piece | 1
GCVC PD 063.2/22-68 | GCVC PD | 063.2/22-68 | 4247585 | finoox | GCVC 063.2D/2x2-2412-2-D/6/80/2.10/2400/EXS/1/015023 | 22746 | 2 | 2 | 2412 | Axial | 255601 | 256.02 | 602.19 | 63868 | 1510 | VT03143U.1 | 13275 | 5 | E | 67.59 | 99.4 | 55.2 | VerticalCompact-BCD_2x2 | 2484 | 800 | 2161 |  |  | 481.5 | 54 | 54 | 630 | EC motor | 5060 | 2 | no | no | D | D | Epoxy coated aluminum | 2025-01-02 | 6 | 6 | yes | piece | 1
GCVC PD 063.2/12-43 | GCVC PD | 063.2/12-43 | 4251238 | finoox | GCVC 063.2C/1x2-2557-2-D/6/32/2.10/1800/AXS/1/015023 | 7453 | 2 | 1 | 2557 | Axial | 64893 | 65152 | 180.66 | 14090 | 900 | VT03144U.1 | 1067 | 0.85 | D | 42.6 | 73.99 | 2025-07-15 | VerticalCompact-BCD_1x2 | 1884 | 623 | 953 |  |  | 145.2 | 35 | 35 | 630 | EC motor | 5060 | 2 | no | no | C | D | Aluminum | 2025-01-02 | 8 | 6 | yes | piece | 1
GCVC PD 063.2/23-36 | GCVC PD | 063.2/23-36 | 4246965 | finoox | GCVC 063.2C/2x3-2508-1-D/3/64/2.10/2700/EXS/1/015023 | 16323 | 3 | 2 | 2508 | Axial | 96138 | 95923 | 270.99 | 29304 | 615 | VT03145U.1 | 0.741 | 0.65 | B | 35.93 | 67.68 | 2025-09-23 | VerticalCompact-BCD_2x3 | 2784 | 800 | 1761 |  |  | 304.5 | 35 | 35 | 630 | EC motor | 5060 | 1 | no | no | C | D | Epoxy coated aluminum | 2025-01-02 | 6 | 3 | yes | piece | 1
GCVC PD 050.2/22-55 | GCVC PD | 050.2/22-55 | 4245223 | finoox | GCVC 050.2C/2x2-2561-2-D/6/64/2.10/1800/EXS/1/015023 | 13159 | 2 | 2 | 2561 | Axial | 131104 | 131526 | 361.32 | 29765 | 1505 | VT03013U.1 | 3166 | 1938-01-01 | D | 55.21 | 86.84 | 32.4 | VerticalCompact-BCD_2x2 | 1884 | 800 | 1761 |  |  | 281.4 | 42 | 42 | 500 | EC motor | 5060 | 2 | no | no | C | D | Epoxy coated aluminum | 2025-01-02 | 8 | 6 | yes | piece | 1
GCVC PD 080.2/23-48 | GCVC PD | 080.2/23-48 | 4248744 | finoox | GCVC 080.2D/2x3-2546-2-D/3/80/2.10/3600/AXS/1/015023 | 25838 | 3 | 2 | 2546 | Axial | 216371 | 215487 | 451.65 | 77932 | 730 | VT03060U.1 | 4344 | 2025-03-01 | D | 47.61 | 79.57 | 43.1 | VerticalCompact-BCD_2x3 | 3684 | 800 | 2161 |  |  | 490.2 | 54 | 54 | 800 | EC motor | 5060 | 2 | no | no | D | D | Aluminum | 2025-01-02 | 4 | 3 | yes | piece | 1
GCVC PD 080.3/12-45 | GCVC PD | 080.3/12-45 | 6156495 | finoox | GCVC 080.3D/1x2-3482-S-D/4/40/2.10/2400/EXS/1/015023 | 7534 | 2 | 1 | 3482 | Axial | 79024 | 79025 | 200.73 | 22373 | 650 | VT01526 | 2031 | 2025-07-01 | D | 45.03 | 76.56 | 2025-05-17 | VerticalCompact-BCD_1x2 | 2484 | 611 | 1153 |  |  | 221 | 35 | 35 | 800 | AC motor | 50 | S | no | no | D | D | Epoxy coated aluminum | 2025-01-02 | 6 | 4 | yes | piece | 1
GCVC PD 050.3/21-49 | GCVC PD | 050.3/21-49 | 6098426 | finoox | GCVC 050.3D/2x1-3617-X-D/3/80/2.10/1200/AXS/1/015023 | 4756 | 1 | 2 | 3617 | Axial | 57985 | 58037 | 150.55 | 16798 | 1260 | VT01524 | 1828 | 2025-04-04 | E | 49.16 | 80.81 | 14 | VerticalCompact-BCD_2x1 | 1284 | 800 | 2161 |  |  | 174.2 | 28 | 28 | 500 | AC motor | 60 | X | no | no | D | D | Aluminum | 2025-01-02 | 10 | 3 | yes | piece | 1
GCVC PD 050.2/23-31 | GCVC PD | 050.2/23-31 | 4245269 | finoox | GCVC 050.2C/2x3-2337-S-D/6/64/2.10/2700/EXS/1/015023 | 12707 | 3 | 2 | 2337 | Axial | 86364 | 86854 | 541.97 | 15204 | 510 | VT01437 | 0.487 | 0.16 | B | 30.99 | 62.73 | 45 | VerticalCompact-BCD_2x3 | 2784 | 800 | 1761 |  |  | 392.8 | 35 | 35 | 500 | AC motor | 50 | S | no | no | C | D | Epoxy coated aluminum | 2025-01-02 | 8 | 6 | yes | piece | 1
GCVC PD 063.2/11-56 | GCVC PD | 063.2/11-56 | 4251667 | finoox | GCVC 063.2D/1x1-2356-D-D/3/40/2.10/1200/EXS/1/015023 | 4166 | 1 | 1 | 2356 | Axial | 42296 | 42401 | 75.27 | 16923 | 1330 | VT01441 | 2411 | 5 | E | 55.94 | 87.3 | 2025-01-07 | VerticalCompact-BCD_1x1 | 1284 | 606 | 1153 |  |  | 106.5 | 28 | 28 | 630 | AC motor | 50 | D | no | no | D | D | Epoxy coated aluminum | 2025-01-02 | 8 | 3 | yes | piece | 1
GCVC PD 050.2/13-48 | GCVC PD | 050.2/13-48 | 4250722 | finoox | GCVC 050.2D/1x3-2411-1-D/6/40/2.10/3600/AXS/1/015023 | 9947 | 3 | 1 | 2411 | Axial | 108757 | 109032 | 451.65 | 21296 | 1260 | VT03011U.1 | 1344 | 2025-02-02 | C | 47.86 | 79.54 | 37.7 | VerticalCompact-BCD_1x3 | 3684 | 586 | 1153 |  |  | 289.5 | 42 | 42 | 500 | EC motor | 5060 | 1 | no | no | D | D | Aluminum | 2025-01-02 | 6 | 6 | yes | piece | 1
GCVC PD 063.2/12-24 | GCVC PD | 063.2/12-24 | 4251984 | finoox | GCVC 063.2D/1x2-2401-L-D/6/40/2.10/2400/AXS/1/015023 | 7115 | 2 | 1 | 2401 | Axial | 39147 | 39507 | 301.1 | 6633 | 340 | VT01442 | 0.176 | 0.16 | A | 23.82 | 55.34 | 2025-02-24 | VerticalCompact-BCD_1x2 | 2484 | 598 | 1153 |  |  | 203.1 | 22 | 22 | 630 | AC motor | 60 | L | no | no | D | D | Aluminum | 2025-01-02 | 10 | 6 | yes | piece | 1
GCVC PD 080.2/11-38 | GCVC PD | 080.2/11-38 | 4252491 | finoox | GCVC 080.2D/1x1-2487-1-D/6/40/2.10/1200/EXS/1/015023 | 5689 | 1 | 1 | 2487 | Axial | 42137 | 42391 | 150.55 | 8497 | 600 | VT03061U.1 | 0.428 | 1985-01-01 | C | 37.66 | 69.02 | 2025-01-13 | VerticalCompact-BCD_1x1 | 1284 | 608 | 1153 |  |  | 111.9 | 28 | 28 | 800 | EC motor | 5060 | 1 | no | no | D | D | Epoxy coated aluminum | 2025-01-02 | 10 | 6 | yes | piece | 1
GCVC PD 080.2/12-38 | GCVC PD | 080.2/12-38 | 4252764 | finoox | GCVC 080.2D/1x2-2487-1-D/4/40/2.10/2400/EXS/1/015023 | 8367 | 2 | 1 | 2487 | Axial | 73012 | 73037 | 200.73 | 19448 | 600 | VT03061U.1 | 0.82 | 1985-01-01 | C | 38.16 | 69.69 | 2025-05-17 | VerticalCompact-BCD_1x2 | 2484 | 608 | 1153 |  |  | 181.2 | 35 | 35 | 800 | EC motor | 5060 | 1 | no | no | D | D | Epoxy coated aluminum | 2025-01-02 | 6 | 4 | yes | piece | 1
GCVC PD 063.2/13-44 | GCVC PD | 063.2/13-44 | 4251447 | finoox | GCVC 063.2C/1x3-2557-2-D/6/32/2.10/2700/EXS/1/015023 | 10891 | 3 | 1 | 2557 | Axial | 93508 | 93729 | 270.99 | 21135 | 900 | VT03144U.1 | 2025-06-01 | 0.85 | D | 44.24 | 75.75 | 2025-06-22 | VerticalCompact-BCD_1x3 | 2784 | 623 | 953 |  |  | 212.8 | 35 | 35 | 630 | EC motor | 5060 | 2 | no | no | C | D | Epoxy coated aluminum | 2025-01-02 | 6 | 6 | yes | piece | 1
GCVC PD 063.2/23-34 | GCVC PD | 063.2/23-34 | 4246940 | finoox | GCVC 063.2C/2x3-2504-1-D/6/64/2.10/2700/AXS/1/015023 | 18805 | 3 | 2 | 2504 | Axial | 97465 | 97947 | 541.97 | 17402 | 460 | VT03145U.1 | 0.375 | 0.3 | A+ | 33.71 | 65.46 | 45 | VerticalCompact-BCD_2x3 | 2784 | 800 | 1761 |  |  | 383.7 | 35 | 35 | 630 | EC motor | 5060 | 1 | no | no | C | D | Aluminum | 2025-01-02 | 8 | 6 | yes | piece | 1
GCVC PD 050.2/21-42 | GCVC PD | 050.2/21-42 | 4244953 | finoox | GCVC 050.2C/2x1-2520-1-D/4/64/2.10/900/AXS/1/015023 | 5357 | 1 | 2 | 2520 | Axial | 44578 | 44893 | 120.44 | 11254 | 1070 | VT03011U.1 | 0.585 | 2025-04-01 | C | 42.24 | 73.75 | 2025-04-11 | VerticalCompact-BCD_2x1 | 984 | 800 | 1761 |  |  | 127.6 | 28 | 28 | 500 | EC motor | 5060 | 1 | no | no | C | D | Aluminum | 2025-01-02 | 8 | 4 | yes | piece | 1
GCVC PD 080.2/22-55 | GCVC PD | 080.2/22-55 | 4248452 | finoox | GCVC 080.2D/2x2-2541-2-D/4/80/2.10/2400/EXS/1/015023 | 22782 | 2 | 2 | 2541 | Axial | 191216 | 190927 | 401.46 | 63894 | 950 | VT03059U.2 | 6661 | 1982-02-01 | E | 55.22 | 87.03 | 39.4 | VerticalCompact-BCD_2x2 | 2484 | 800 | 2161 |  |  | 401.4 | 54 | 54 | 800 | EC motor | 5060 | 2 | no | no | D | D | Epoxy coated aluminum | 2025-01-02 | 6 | 4 | yes | piece | 1
GCVC PD 080.2/22-57 | GCVC PD | 080.2/22-57 | 4248453 | finoox | GCVC 080.2D/2x2-2541-2-D/6/80/2.10/2400/EXS/1/015023 | 25929 | 2 | 2 | 2541 | Axial | 235322 | 235988 | 602.19 | 55743 | 950 | VT03059U.2 | 6819 | 1982-02-01 | E | 57.06 | 88.87 | 55.2 | VerticalCompact-BCD_2x2 | 2484 | 800 | 2161 |  |  | 462 | 54 | 54 | 800 | EC motor | 5060 | 2 | no | no | D | D | Epoxy coated aluminum | 2025-01-02 | 6 | 6 | yes | piece | 1
GCVC PD 063.2/11-38 | GCVC PD | 063.2/11-38 | 4251880 | finoox | GCVC 063.2D/1x1-2555-2-D/3/40/2.10/1200/AXS/1/015023 | 4371 | 1 | 1 | 2555 | Axial | 29316 | 29342 | 75.27 | 8548 | 800 | VT03144U.1 | 0.305 | 0.69 | C | 37.6 | 68.97 | 2025-06-06 | VerticalCompact-BCD_1x1 | 1284 | 623 | 1153 |  |  | 87.4 | 22 | 22 | 630 | EC motor | 5060 | 2 | no | no | D | D | Aluminum | 2025-01-02 | 10 | 3 | yes | piece | 1
GCVC PD 080.2/22-24 | GCVC PD | 080.2/22-24 | 4248374 | finoox | GCVC 080.2D/2x2-2492-1-D/3/80/2.10/2400/AXS/1/015023 | 15198 | 2 | 2 | 2492 | Axial | 79212 | 79189 | 301.1 | 19177 | 295 | VT03062U.1 | 0.224 | 0.3 | A+ | 23.76 | 55.57 | 2025-09-26 | VerticalCompact-BCD_2x2 | 2484 | 800 | 2161 |  |  | 316.7 | 35 | 35 | 800 | EC motor | 5060 | 1 | no | no | D | D | Aluminum | 2025-01-02 | 6 | 3 | yes | piece | 1
GCVC PD 063.2/23-62 | GCVC PD | 063.2/23-62 | 4247918 | finoox | GCVC 063.2D/2x3-2547-2-D/6/80/2.10/3600/AXS/1/015023 | 31230 | 3 | 2 | 2547 | Axial | 310379 | 311763 | 903.29 | 65719 | 1055 | VT03143U.1 | 6924 | 2025-01-02 | D | 61.65 | 93.61 | 81.5 | VerticalCompact-BCD_2x3 | 3684 | 800 | 2161 |  |  | 707.9 | 64 | 64 | 630 | EC motor | 5060 | 2 | no | no | D | D | Aluminum | 2025-01-02 | 4 | 6 | yes | piece | 1
GCVC PD 050.2/12-28 | GCVC PD | 050.2/12-28 | 4249553 | finoox | GCVC 050.2C/1x2-2512-1-D/6/32/2.10/1800/EXS/1/015023 | 5504 | 2 | 1 | 2512 | Axial | 30111 | 30312 | 180.66 | 5320 | 565 | VT03011U.1 | 0.109 | 0.28 | A+ | 28.46 | 59.85 | 2025-08-14 | VerticalCompact-BCD_1x2 | 1884 | 586 | 953 |  |  | 133.9 | 22 | 22 | 500 | EC motor | 5060 | 1 | no | no | C | D | Epoxy coated aluminum | 2025-01-02 | 8 | 6 | yes | piece | 1
GCVC PD 050.2/21-33 | GCVC PD | 050.2/21-33 | 4245863 | finoox | GCVC 050.2D/2x1-2514-1-D/4/80/2.10/1200/AXS/1/015023 | 6202 | 1 | 2 | 2514 | Axial | 39578 | 39752 | 200.73 | 7980 | 695 | VT03011U.1 | 0.163 | 0.47 | A | 33.35 | 65 | 2025-02-17 | VerticalCompact-BCD_2x1 | 1284 | 800 | 2161 |  |  | 175.6 | 22 | 22 | 500 | EC motor | 5060 | 1 | no | no | D | D | Aluminum | 2025-01-02 | 10 | 4 | yes | piece | 1
GCVC PD 050.2/11-30 | GCVC PD | 050.2/11-30 | 4249324 | finoox | GCVC 050.2C/1x1-2514-1-D/3/32/2.10/900/AXS/1/015023 | 2625 | 1 | 1 | 2514 | Axial | 14066 | 14104 | 45.16 | 3707 | 695 | VT03011U.1 | 0.086 | 0.47 | B | 2025-12-30 | 61.39 | 2025-09-03 | VerticalCompact-BCD_1x1 | 984 | 586 | 953 |  |  | 59.2 | 16 | 16 | 500 | EC motor | 5060 | 1 | no | no | C | D | Aluminum | 2025-01-02 | 12 | 3 | yes | piece | 1
GCVC PD 080.2/11-50 | GCVC PD | 080.2/11-50 | 4252670 | finoox | GCVC 080.2D/1x1-2710-2-D/3/40/2.10/1200/AXS/1/015023 | 5284 | 1 | 1 | 2710 | Axial | 45821 | 45969 | 75.27 | 18271 | 975 | VT03059U.2 | 1896 | 3 | E | 50 | 81.37 | 2025-01-07 | VerticalCompact-BCD_1x1 | 1284 | 650 | 1153 |  |  | 101.3 | 28 | 28 | 800 | EC motor | 5060 | 2 | no | no | D | D | Aluminum | 2025-01-02 | 8 | 3 | yes | piece | 1
GCVC PD 080.3/13-51 | GCVC PD | 080.3/13-51 | 6099544 | finoox | GCVC 080.3D/1x3-3481-D-D/3/40/2.10/3600/AXS/1/015023 | 9247 | 3 | 1 | 3481 | Axial | 120212 | 119521 | 225.82 | 49354 | 850 | VT01526 | 5137 | 2025-03-03 | E | 51.42 | 83.1 | 2025-01-20 | VerticalCompact-BCD_1x3 | 3684 | 611 | 1153 |  |  | 305.4 | 42 | 42 | 800 | AC motor | 50 | D | no | no | D | D | Aluminum | 2025-01-02 | 4 | 3 | yes | piece | 1
GCVC PD 050.2/22-36 | GCVC PD | 050.2/22-36 | 4245970 | finoox | GCVC 050.2D/2x2-2336-D-D/3/80/2.10/2400/AXS/1/015023 | 7767 | 2 | 2 | 2336 | Axial | 69254 | 69168 | 301.1 | 16413 | 660 | VT01437 | 0.482 | 0.33 | B | 36.37 | 68.18 | 2025-09-26 | VerticalCompact-BCD_2x2 | 2484 | 800 | 2161 |  |  | 299.9 | 35 | 35 | 500 | AC motor | 50 | D | no | no | D | D | Aluminum | 2025-01-02 | 8 | 3 | yes | piece | 1
GCVC PD 050.2/13-45 | GCVC PD | 050.2/13-45 | 4249729 | finoox | GCVC 050.2C/1x3-2386-K-D/6/32/2.10/2700/EXS/1/015023 | 6686 | 3 | 1 | 2386 | Axial | 75508 | 75852 | 270.99 | 15295 | 910 | VT01435 | 1282 | 0.92 | D | 44.76 | 76.27 | 2025-06-22 | VerticalCompact-BCD_1x3 | 2784 | 596 | 953 |  |  | 212.4 | 35 | 35 | 500 | AC motor | 60 | K | no | no | C | D | Epoxy coated aluminum | 2025-01-02 | 6 | 6 | yes | piece | 1
GCVC PD 050.2/21-42 | GCVC PD | 050.2/21-42 | 4245782 | finoox | GCVC 050.2D/2x1-2384-I-D/4/80/2.10/1200/EXS/1/015023 | 5519 | 1 | 2 | 2384 | Axial | 51406 | 51553 | 200.73 | 11369 | 790 | VT01435 | 0.709 | 0.88 | D | 41.64 | 73.29 | 2025-01-18 | VerticalCompact-BCD_2x1 | 1284 | 800 | 2161 |  |  | 187 | 28 | 28 | 500 | AC motor | 60 | I | no | no | D | D | Epoxy coated aluminum | 2025-01-02 | 10 | 4 | yes | piece | 1
GCVC PD 063.2/23-42 | GCVC PD | 063.2/23-42 | 4246912 | finoox | GCVC 063.2C/2x3-2414-1-D/4/64/2.10/2700/EXS/1/015023 | 17568 | 3 | 2 | 2414 | Axial | 128604 | 128.55 | 361.32 | 34854 | 770 | VT03145U.1 | 1942-01-01 | 2015-01-01 | C | 41.51 | 73.25 | 32.1 | VerticalCompact-BCD_2x3 | 2784 | 800 | 1761 |  |  | 332.7 | 42 | 42 | 630 | EC motor | 5060 | 1 | no | no | C | D | Epoxy coated aluminum | 2025-01-02 | 6 | 4 | yes | piece | 1
GCVC PD 050.2/13-48 | GCVC PD | 050.2/13-48 | 4249770 | finoox | GCVC 050.2C/1x3-2411-1-D/4/32/2.10/2700/EXS/1/015023 | 7303 | 3 | 1 | 2411 | Axial | 73891 | 74085 | 180.66 | 19997 | 1260 | VT03011U.1 | 1406 | 2025-02-02 | D | 47.57 | 79.08 | 2025-06-15 | VerticalCompact-BCD_1x3 | 2784 | 586 | 953 |  |  | 171.5 | 35 | 35 | 500 | EC motor | 5060 | 1 | no | no | C | D | Epoxy coated aluminum | 2025-01-02 | 4 | 4 | yes | piece | 1
GCVC PD 050.2/23-30 | GCVC PD | 050.2/23-30 | 4246300 | finoox | GCVC 050.2D/2x3-2391-L-D/3/80/2.10/3600/AXS/1/015023 | 11386 | 3 | 2 | 2391 | Axial | 89397 | 89293 | 451.65 | 20256 | 520 | VT01437 | 0.602 | 0.18 | B | 30.26 | 62.23 | 38.5 | VerticalCompact-BCD_2x3 | 3684 | 800 | 2161 |  |  | 435.7 | 35 | 35 | 500 | AC motor | 60 | L | no | no | D | D | Aluminum | 2025-01-02 | 6 | 3 | yes | piece | 1
GCVC PD 063.2/21-29 | GCVC PD | 063.2/21-29 | 4246473 | finoox | GCVC 063.2C/2x1-2398-I-D/6/64/2.10/900/EXS/1/015023 | 6864 | 1 | 2 | 2398 | Axial | 34947 | 35268 | 180.66 | 6480 | 460 | VT01442 | 0.294 | 0.32 | C | 2025-04-29 | 60.91 | 2025-06-15 | VerticalCompact-BCD_2x1 | 984 | 800 | 1761 |  |  | 152.8 | 22 | 22 | 630 | AC motor | 60 | I | no | no | C | D | Epoxy coated aluminum | 2025-01-02 | 12 | 6 | yes | piece | 1
GCVC PD 063.2/13-33 | GCVC PD | 063.2/13-33 | 4252223 | finoox | GCVC 063.2D/1x3-2400-K-D/4/40/2.10/3600/AXS/1/015023 | 8301 | 3 | 1 | 2400 | Axial | 71977 | 72189 | 301.1 | 15116 | 490 | VT01442 | 0.459 | 0.34 | B | 32.76 | 64.44 | 2025-02-25 | VerticalCompact-BCD_1x3 | 3684 | 598 | 1153 |  |  | 257.5 | 35 | 35 | 630 | AC motor | 60 | K | no | no | D | D | Aluminum | 2025-01-02 | 4 | 4 | yes | piece | 1
GCVC PD 050.2/12-56 | GCVC PD | 050.2/12-56 | 4244192 | finoox | GCVC 050.2B/1x2-2410-2-D/3/24/2.10/1440/AXS/1/015023 | 4766 | 2 | 1 | 2410 | Axial | 35326 | 35466 | 54.2 | 16601 | 1770 | VT03013U.1 | 2607 | 2025-01-02 | E | 56.29 | 87.58 | 2025-07-04 | VerticalCompact-BCD_1x2 | 1524 | 607 | 753 |  |  | 88.4 | 22 | 22 | 500 | EC motor | 5060 | 2 | no | no | B | D | Aluminum | 2025-01-02 | 8 | 3 | yes | piece | 1
GCVC PD 063.2/13-63 | GCVC PD | 063.2/13-63 | 4252351 | finoox | GCVC 063.2D/1x3-2551-2-D/3/40/2.10/3600/EXS/1/015023 | 12988 | 3 | 1 | 2551 | Axial | 114373 | 113872 | 225.82 | 47689 | 1360 | VT03143U.1 | 6902 | 4 | E | 63.3 | 94.98 | 2025-01-20 | VerticalCompact-BCD_1x3 | 3684 | 611 | 1153 |  |  | 293.6 | 42 | 42 | 630 | EC motor | 5060 | 2 | no | no | D | D | Epoxy coated aluminum | 2025-01-02 | 4 | 3 | yes | piece | 1
GCVC PD 050.2/24-56 | GCVC PD | 050.2/24-56 | 4245678 | finoox | GCVC 050.2C/2x4-2559-2-D/3/64/2.10/3600/AXS/1/015023 | 20825 | 4 | 2 | 2559 | Axial | 167376 | 166608 | 361.32 | 57959 | 1330 | VT03013U.1 | 4171 | 2025-08-01 | D | 55.52 | 87.39 | 34.6 | VerticalCompact-BCD_2x4 | 3684 | 800 | 1761 |  |  | 431 | 54 | 54 | 500 | EC motor | 5060 | 2 | no | no | C | D | Aluminum | 2025-01-02 | 4 | 3 | yes | piece | 1
GCVC PD 050.2/13-52 | GCVC PD | 050.2/13-52 | 4244390 | finoox | GCVC 050.2B/1x3-2559-2-D/3/24/2.10/2160/EXS/1/015023 | 7435 | 3 | 1 | 2559 | Axial | 43458 | 43366 | 81.3 | 18303 | 1330 | VT03013U.1 | 1675 | 2025-08-01 | E | 51.84 | 83.23 | 2025-01-07 | VerticalCompact-BCD_1x3a | 2244 | 607 | 753 |  |  | 128.1 | 28 | 28 | 500 | EC motor | 5060 | 2 | no | no | B | D | Epoxy coated aluminum | 2025-01-02 | 6 | 3 | yes | piece | 1
GCVC PD 080.2/13-56 | GCVC PD | 080.2/13-56 | 4253135 | finoox | GCVC 080.2D/1x3-2541-2-D/6/40/2.10/3600/EXS/1/015023 | 16487 | 3 | 1 | 2541 | Axial | 176634 | 177179 | 451.65 | 41808 | 950 | VT03059U.2 | 5114 | 1982-02-01 | E | 55.94 | 87.62 | 39.4 | VerticalCompact-BCD_1x3 | 3684 | 650 | 1153 |  |  | 347.4 | 54 | 54 | 800 | EC motor | 5060 | 2 | no | no | D | D | Epoxy coated aluminum | 2025-01-02 | 4 | 6 | yes | piece | 1
GCVC PD 063.2/22-43 | GCVC PD | 063.2/22-43 | 4247719 | finoox | GCVC 063.2D/2x2-2555-2-D/4/80/2.10/2400/AXS/1/015023 | 15401 | 2 | 2 | 2555 | Axial | 136559 | 136745 | 401.46 | 33253 | 800 | VT03144U.1 | 1257 | 0.69 | C | 42.56 | 74.37 | 36.3 | VerticalCompact-BCD_2x2 | 2484 | 800 | 2161 |  |  | 342.8 | 42 | 42 | 630 | EC motor | 5060 | 2 | no | no | D | D | Aluminum | 2025-01-02 | 6 | 4 | yes | piece | 1
GCVC PD 050.2/12-56 | GCVC PD | 050.2/12-56 | 4250591 | finoox | GCVC 050.2D/1x2-2563-2-D/3/40/2.10/2400/EXS/1/015023 | 6362 | 2 | 1 | 2563 | Axial | 60.88 | 60794 | 150.55 | 19841 | 1680 | VT03013U.1 | 1968 | 1975-01-01 | E | 56.03 | 87.55 | 2025-09-12 | VerticalCompact-BCD_1x2 | 2484 | 607 | 1153 |  |  | 161.1 | 28 | 28 | 500 | EC motor | 5060 | 2 | no | no | D | D | Epoxy coated aluminum | 2025-01-02 | 6 | 3 | yes | piece | 1
GCVC PD 080.2/13-30 | GCVC PD | 080.2/13-30 | 4253078 | finoox | GCVC 080.2D/1x3-2497-1-D/3/40/2.10/3600/EXS/1/015023 | 10262 | 3 | 1 | 2497 | Axial | 74711 | 74.63 | 225.82 | 20881 | 415 | VT03062U.1 | 0.415 | 0.7 | A | 2025-03-30 | 61.71 | 2025-03-19 | VerticalCompact-BCD_1x3 | 3684 | 608 | 1153 |  |  | 242.5 | 35 | 35 | 800 | EC motor | 5060 | 1 | no | no | D | D | Epoxy coated aluminum | 2025-01-02 | 4 | 3 | yes | piece | 1
GCVC PD 063.2/23-39 | GCVC PD | 063.2/23-39 | 4246967 | finoox | GCVC 063.2C/2x3-2508-1-D/6/64/2.10/2700/EXS/1/015023 | 20097 | 3 | 2 | 2508 | Axial | 125496 | 126236 | 541.97 | 23882 | 615 | VT03145U.1 | 0.797 | 0.65 | B | 39.41 | 71.16 | 46.3 | VerticalCompact-BCD_2x3 | 2784 | 800 | 1761 |  |  | 385.9 | 42 | 42 | 630 | EC motor | 5060 | 1 | no | no | C | D | Epoxy coated aluminum | 2025-01-02 | 6 | 6 | yes | piece | 1
GCVC PD 050.2/23-46 | GCVC PD | 050.2/23-46 | 4245421 | finoox | GCVC 050.2C/2x3-2519-1-D/3/64/2.10/2700/EXS/1/015023 | 13172 | 3 | 2 | 2519 | Axial | 101946 | 101.69 | 270.99 | 32798 | 1010 | VT03011U.1 | 1446 | 2015-01-01 | C | 45.65 | 77.4 | 2025-09-23 | VerticalCompact-BCD_2x3 | 2784 | 800 | 1761 |  |  | 299.2 | 35 | 35 | 500 | EC motor | 5060 | 1 | no | no | C | D | Epoxy coated aluminum | 2025-01-02 | 6 | 3 | yes | piece | 1
GCVC PD 050.2/21-40 | GCVC PD | 050.2/21-40 | 4245889 | finoox | GCVC 050.2D/2x1-2518-1-D/3/80/2.10/1200/EXS/1/015023 | 6180 | 1 | 2 | 2518 | Axial | 43076 | 43.15 | 150.55 | 11129 | 945 | VT03011U.1 | 0.375 | 1 | C | 40.32 | 71.97 | 14 | VerticalCompact-BCD_2x1 | 1284 | 800 | 2161 |  |  | 162.4 | 28 | 28 | 500 | EC motor | 5060 | 1 | no | no | D | D | Epoxy coated aluminum | 2025-01-02 | 10 | 3 | yes | piece | 1
GCVC PD 063.2/24-33 | GCVC PD | 063.2/24-33 | 4247153 | finoox | GCVC 063.2C/2x4-2505-1-D/3/64/2.10/3600/EXS/1/015023 | 21086 | 4 | 2 | 2505 | Axial | 114.42 | 114585 | 361.32 | 31270 | 500 | VT03145U.1 | 0.572 | 0.39 | A | 32.77 | 64.63 | 32 | VerticalCompact-BCD_2x4 | 3684 | 800 | 1761 |  |  | 396.4 | 42 | 42 | 630 | EC motor | 5060 | 1 | no | no | C | D | Epoxy coated aluminum | 2025-01-02 | 4 | 3 | yes | piece | 1
GCVC PD 045.2/22-46 | GCVC PD | 045.2/22-46 | 4244555 | finoox | GCVC 045.2C/2x2-2528-1-D/3/64/2.10/1800/EXS/1/015023 | 8271 | 2 | 2 | 2528 | Axial | 60383 | 60307 | 180.66 | 17061 | 1050 | VT03007U.1 | 0.745 | 0.84 | C | 45.87 | 77.5 | 2025-09-15 | VerticalCompact-BCD_2x2 | 1884 | 800 | 1761 |  |  | 200 | 28 | 28 | 450 | EC motor | 5060 | 1 | no | no | C | D | Epoxy coated aluminum | 2025-01-02 | 8 | 3 | yes | piece | 1
GCVC PD 080.2/23-57 | GCVC PD | 080.2/23-57 | 4248810 | finoox | GCVC 080.2D/2x3-2710-2-D/3/80/2.10/3600/AXS/1/015023 | 29887 | 3 | 2 | 2710 | Axial | 287338 | 283367 | 451.65 | 109625 | 975 | VT03059U.2 | 11374 | 3 | E | 57.19 | 89.16 | 46.5 | VerticalCompact-BCD_2x3 | 3684 | 800 | 2161 |  |  | 545.2 | 64 | 64 | 800 | EC motor | 5060 | 2 | no | no | D | D | Aluminum | 2025-01-02 | 2 | 3 | yes | piece | 1
GCVC PD 080.3/12-33 | GCVC PD | 080.3/12-33 | 6164741 | finoox | GCVC 080.3D/1x2-3564-2-D/4/40/2.10/2400/EXS/1/015023 | 10576 | 2 | 1 | 3564 | Axial | 60623 | 60643 | 200.73 | 14430 | 440 | VT01445U.3 | 0.433 | 0.6 | B | 33.28 | 64.8 | 2025-08-16 | VerticalCompact-BCD_1x2 | 2484 | 620 | 1153 |  |  | 221.6 | 28 | 28 | 800 | EC motor | 5060 | 2 | no | no | D | D | Epoxy coated aluminum | 2025-01-02 | 6 | 4 | yes | piece | 1
GCVC PD 050.2/13-29 | GCVC PD | 050.2/13-29 | 4244313 | finoox | GCVC 050.2B/1x3-2385-J-D/3/24/2.10/2160/EXS/1/015023 | 4144 | 3 | 1 | 2385 | Axial | 23615 | 23552 | 81.3 | 6346 | 430 | VT01435 | 0.4 | 0.32 | D | 28.99 | 60.38 | 2025-06-06 | VerticalCompact-BCD_1x3a | 2244 | 596 | 753 |  |  | 128.3 | 18 | 18 | 500 | AC motor | 60 | J | no | no | B | D | Epoxy coated aluminum | 2025-01-02 | 8 | 3 | yes | piece | 1
GCVC PD 050.2/11-34 | GCVC PD | 050.2/11-34 | 4249229 | finoox | GCVC 050.2C/1x1-2354-W-D/4/32/2.10/900/AXS/1/015023 | 2197 | 1 | 1 | 2354 | Axial | 19272 | 19397 | 60.22 | 4591 | 865 | VT03093U | 0.211 | 0.97 | C | 34.11 | 65.38 | 2025-01-05 | VerticalCompact-BCD_1x1 | 984 | 569 | 953 |  |  | 66.7 | 16 | 16 | 500 | AC motor | 50 | W | no | no | C | D | Aluminum | 2025-01-02 | 8 | 4 | yes | piece | 1
GCVC PD 063.2/12-35 | GCVC PD | 063.2/12-35 | 4252004 | finoox | GCVC 063.2D/1x2-2414-1-D/4/40/2.10/2400/EXS/1/015023 | 7568 | 2 | 1 | 2414 | Axial | 60093 | 60093 | 200.73 | 14233 | 770 | VT03145U.1 | 0.417 | 2015-01-01 | B | 35.12 | 66.65 | 2025-08-16 | VerticalCompact-BCD_1x2 | 2484 | 615 | 1153 |  |  | 168.1 | 28 | 28 | 630 | EC motor | 5060 | 1 | no | no | D | D | Epoxy coated aluminum | 2025-01-02 | 6 | 4 | yes | piece | 1
GCVC PD 050.2/11-22 | GCVC PD | 050.2/11-22 | 4249282 | finoox | GCVC 050.2C/1x1-2391-L-D/3/32/2.10/900/AXS/1/015023 | 2123 | 1 | 1 | 2391 | Axial | 11977 | 12012 | 45.16 | 2960 | 520 | VT01437 | 0.103 | 0.18 | B | 21.71 | 52.98 | 2025-09-03 | VerticalCompact-BCD_1x1 | 984 | 596 | 953 |  |  | 61.6 | 16 | 16 | 500 | AC motor | 60 | L | no | no | C | D | Aluminum | 2025-01-02 | 12 | 3 | yes | piece | 1
GCVC PD 063.2/11-61 | GCVC PD | 063.2/11-61 | 4251743 | finoox | GCVC 063.2D/1x1-2412-2-D/4/40/2.10/1200/AXS/1/015023 | 5430 | 1 | 1 | 2412 | Axial | 54898 | 55154 | 100.37 | 17152 | 1510 | VT03143U.1 | 3206 | 5 | E | 61.35 | 92.72 | 2025-01-09 | VerticalCompact-BCD_1x1 | 1284 | 611 | 1153 |  |  | 113.4 | 28 | 28 | 630 | EC motor | 5060 | 2 | no | no | D | D | Aluminum | 2025-01-02 | 8 | 4 | yes | piece | 1
GCVC PD 045.2/21-47 | GCVC PD | 045.2/21-47 | 4244484 | finoox | GCVC 045.2C/2x1-2531-1-D/4/64/2.10/900/EXS/1/015023 | 5142 | 1 | 2 | 2531 | Axial | 40.4 | 40.55 | 120.44 | 10150 | 1275 | VT03007U.1 | 0.656 | 2025-04-01 | D | 47.15 | 78.66 | 2025-07-10 | VerticalCompact-BCD_2x1 | 984 | 800 | 1761 |  |  | 123 | 22 | 22 | 450 | EC motor | 5060 | 1 | no | no | C | D | Epoxy coated aluminum | 2025-01-02 | 8 | 4 | yes | piece | 1
GCVC PD 080.2/12-37 | GCVC PD | 080.2/12-37 | 4252747 | finoox | GCVC 080.2D/1x2-2484-1-D/6/40/2.10/2400/EXS/1/015023 | 9710 | 2 | 1 | 2484 | Axial | 71997 | 72248 | 301.1 | 14062 | 505 | VT03061U.1 | 0.521 | 2015-01-01 | B | 37.13 | 68.65 | 2025-03-25 | VerticalCompact-BCD_1x2 | 2484 | 608 | 1153 |  |  | 210.2 | 35 | 35 | 800 | EC motor | 5060 | 1 | no | no | D | D | Epoxy coated aluminum | 2025-01-02 | 8 | 6 | yes | piece | 1
GCVC PD 080.2/21-48 | GCVC PD | 080.2/21-48 | 4248156 | finoox | GCVC 080.2D/2x1-2538-2-D/3/80/2.10/1200/AXS/1/015023 | 9427 | 1 | 2 | 2538 | Axial | 80389 | 80637 | 150.55 | 28411 | 800 | VT03059U.2 | 1972 | 1989-01-01 | D | 48.12 | 79.77 | 2025-04-15 | VerticalCompact-BCD_2x1 | 1284 | 800 | 2161 |  |  | 200.1 | 35 | 35 | 800 | EC motor | 5060 | 2 | no | no | D | D | Aluminum | 2025-01-02 | 8 | 3 | yes | piece | 1
GCVC PD 063.2/21-35 | GCVC PD | 063.2/21-35 | 4246571 | finoox | GCVC 063.2C/2x1-2511-1-D/3/64/2.10/900/EXS/1/015023 | 6923 | 1 | 2 | 2511 | Axial | 37179 | 37361 | 90.33 | 11741 | 730 | VT03145U.1 | 0.397 | 1 | C | 34.98 | 66.48 | 2025-03-08 | VerticalCompact-BCD_2x1 | 984 | 800 | 1761 |  |  | 119.5 | 22 | 22 | 630 | EC motor | 5060 | 1 | no | no | C | D | Epoxy coated aluminum | 2025-01-02 | 8 | 3 | yes | piece | 1
GCVC PD 050.2/13-39 | GCVC PD | 050.2/13-39 | 4250762 | finoox | GCVC 050.2D/1x3-2516-1-D/3/40/2.10/3600/AXS/1/015023 | 7711 | 3 | 1 | 2516 | Axial | 59618 | 59598 | 225.82 | 14434 | 820 | VT03011U.1 | 0.378 | 0.68 | B | 38.92 | 70.6 | 2025-06-18 | VerticalCompact-BCD_1x3 | 3684 | 586 | 1153 |  |  | 222.3 | 28 | 28 | 500 | EC motor | 5060 | 1 | no | no | D | D | Aluminum | 2025-01-02 | 4 | 3 | yes | piece | 1
GCVC PD 063.2/14-21 | GCVC PD | 063.2/14-21 | 4251529 | finoox | GCVC 063.2C/1x4-2500-1-D/4/32/2.10/3600/AXS/1/015023 | 10669 | 4 | 1 | 2500 | Axial | 43242 | 43295 | 240.88 | 8597 | 310 | VT03145U.1 | 0.101 | 0.13 | A+ | 2025-03-21 | 52.92 | 2025-06-19 | VerticalCompact-BCD_1x4 | 3684 | 615 | 953 |  |  | 226.7 | 28 | 28 | 630 | EC motor | 5060 | 1 | no | no | C | D | Aluminum | 2025-01-02 | 6 | 4 | yes | piece | 1
GCVC PD 063.2/22-22 | GCVC PD | 063.2/22-22 | 4246714 | finoox | GCVC 063.2C/2x2-2501-1-D/3/64/2.10/1800/AXS/1/015023 | 11136 | 2 | 2 | 2501 | Axial | 44487 | 44.48 | 180.66 | 10525 | 345 | VT03145U.1 | 0.124 | 0.15 | A+ | 22.42 | 54.05 | 2025-09-15 | VerticalCompact-BCD_2x2 | 1884 | 800 | 1761 |  |  | 210.3 | 28 | 28 | 630 | EC motor | 5060 | 1 | no | no | C | D | Aluminum | 2025-01-02 | 8 | 3 | yes | piece | 1
GCVC PD 063.2/14-24 | GCVC PD | 063.2/14-24 | 4251535 | finoox | GCVC 063.2C/1x4-2501-1-D/4/32/2.10/3600/AXS/1/015023 | 10669 | 4 | 1 | 2501 | Axial | 47608 | 47635 | 240.88 | 9774 | 345 | VT03145U.1 | 0.127 | 0.15 | A+ | 23.66 | 55.29 | 2025-06-19 | VerticalCompact-BCD_1x4 | 3684 | 615 | 953 |  |  | 226.7 | 28 | 28 | 630 | EC motor | 5060 | 1 | no | no | C | D | Aluminum | 2025-01-02 | 6 | 4 | yes | piece | 1
GCVC PD 063.2/11-17 | GCVC PD | 063.2/11-17 | 4251776 | finoox | GCVC 063.2D/1x1-2502-1-D/4/40/2.10/1200/EXS/1/015023 | 4457 | 1 | 1 | 2502 | Axial | 17391 | 17458 | 100.37 | 3450 | 385 | VT03145U.1 | 0.036 | 0.2 | A+ | 17.25 | 48.62 | 2025-03-08 | VerticalCompact-BCD_1x1 | 1284 | 615 | 1153 |  |  | 89.7 | 16 | 16 | 630 | EC motor | 5060 | 1 | no | no | D | D | Epoxy coated aluminum | 2025-01-02 | 10 | 4 | yes | piece | 1
GCVC PD 063.2/13-62 | GCVC PD | 063.2/13-62 | 4251399 | finoox | GCVC 063.2C/1x3-2548-2-D/4/32/2.10/2700/AXS/1/015023 | 11679 | 3 | 1 | 2548 | Axial | 98469 | 98831 | 180.66 | 30947 | 1135 | VT03143U.1 | 4371 | 1937-02-01 | E | 61.93 | 93.44 | 2025-06-15 | VerticalCompact-BCD_1x3 | 2784 | 611 | 953 |  |  | 240.8 | 35 | 35 | 630 | EC motor | 5060 | 2 | no | no | C | D | Aluminum | 2025-01-02 | 4 | 4 | yes | piece | 1
GCVC PD 063.2/13-28 | GCVC PD | 063.2/13-28 | 4252287 | finoox | GCVC 063.2D/1x3-2505-1-D/6/40/2.10/3600/EXS/1/015023 | 12544 | 3 | 1 | 2505 | Axial | 71.55 | 71963 | 451.65 | 12569 | 500 | VT03145U.1 | 0.207 | 0.39 | A+ | 27.85 | 59.53 | 36.9 | VerticalCompact-BCD_1x3 | 3684 | 615 | 1153 |  |  | 290.7 | 35 | 35 | 630 | EC motor | 5060 | 1 | no | no | D | D | Epoxy coated aluminum | 2025-01-02 | 6 | 6 | yes | piece | 1
GCVC PD 080.2/11-52 | GCVC PD | 080.2/11-52 | 4252672 | finoox | GCVC 080.2D/1x1-2710-2-D/6/40/2.10/1200/AXS/1/015023 | 6220 | 1 | 1 | 2710 | Axial | 64159 | 64564 | 150.55 | 14977 | 975 | VT03059U.2 | 1977 | 3 | E | 52.15 | 83.52 | 2025-08-13 | VerticalCompact-BCD_1x1 | 1284 | 650 | 1153 |  |  | 123.7 | 35 | 35 | 800 | EC motor | 5060 | 2 | no | no | D | D | Aluminum | 2025-01-02 | 10 | 6 | yes | piece | 1
GCVC PD 080.3/23-56 | GCVC PD | 080.3/23-56 | 6119610 | finoox | GCVC 080.3D/2x3-3559-2-D/4/80/2.10/3600/EXS/1/015023 | 35329 | 3 | 2 | 3559 | Axial | 317439 | 315141 | 602.19 | 119757 | 1045 | VT01445U.3 | 14194 | 1965-03-01 | E | 55.72 | 87.68 | 58.2 | VerticalCompact-BCD_2x3 | 3684 | 800 | 2161 |  |  | 645.3 | 64 | 64 | 800 | EC motor | 5060 | 2 | no | no | D | D | Epoxy coated aluminum | 2025-01-02 | 4 | 4 | yes | piece | 1
GCVC PD 050.3/11-44 | GCVC PD | 050.3/11-44 | 6141061 | finoox | GCVC 050.3D/1x1-3616-W-D/3/40/2.10/1200/AXS/1/015023 | 2515 | 1 | 1 | 3616 | Axial | 27744 | 27758 | 75.27 | 7833 | 1240 | VT01524 | 0.64 | 2025-02-03 | D | 44.39 | 75.76 | 2025-06-06 | VerticalCompact-BCD_1x1 | 1284 | 596 | 1153 |  |  | 88.2 | 22 | 22 | 500 | AC motor | 50 | W | no | no | D | D | Aluminum | 2025-01-02 | 10 | 3 | yes | piece | 1
GCVC PD 050.2/14-46 | GCVC PD | 050.2/14-46 | 4249961 | finoox | GCVC 050.2C/1x4-2386-K-D/4/32/2.10/3600/AXS/1/015023 | 6595 | 4 | 1 | 2386 | Axial | 88099 | 88231 | 240.88 | 22275 | 910 | VT01435 | 1662 | 0.92 | D | 45.83 | 77.45 | 2025-02-20 | VerticalCompact-BCD_1x4 | 3684 | 596 | 953 |  |  | 242.6 | 35 | 35 | 500 | AC motor | 60 | K | no | no | C | D | Aluminum | 2025-01-02 | 4 | 4 | yes | piece | 1
GCVC PD 050.2/21-43 | GCVC PD | 050.2/21-43 | 4244806 | finoox | GCVC 050.2C/2x1-2348-S-D/6/64/2.10/900/AXS/1/015023 | 4954 | 1 | 2 | 2348 | Axial | 57273 | 57722 | 180.66 | 11866 | 1180 | VT03150U | 2025-01-01 | 0.9 | D | 43.21 | 74.72 | 2025-03-16 | VerticalCompact-BCD_2x1 | 984 | 800 | 1761 |  |  | 154.5 | 28 | 28 | 500 | AC motor | 50 | S | no | no | C | D | Aluminum | 2025-01-02 | 12 | 6 | yes | piece | 1
GCVC PD 063.2/13-64 | GCVC PD | 063.2/13-64 | 4252352 | finoox | GCVC 063.2D/1x3-2551-2-D/4/40/2.10/3600/EXS/1/015023 | 13969 | 3 | 1 | 2551 | Axial | 141862 | 141245 | 301.1 | 46111 | 1360 | VT03143U.1 | 7037 | 4 | E | 63.56 | 95.24 | 26 | VerticalCompact-BCD_1x3 | 3684 | 611 | 1153 |  |  | 315.3 | 42 | 42 | 630 | EC motor | 5060 | 2 | no | no | D | D | Epoxy coated aluminum | 2025-01-02 | 4 | 4 | yes | piece | 1
GCVC PD 045.2/13-37 | GCVC PD | 045.2/13-37 | 4243957 | finoox | GCVC 045.2B/1x3-2523-1-D/4/24/2.10/2160/AXS/1/015023 | 5426 | 3 | 1 | 2523 | Axial | 28875 | 28917 | 108.39 | 6426 | 675 | VT03007U.1 | 0.175 | 0.3 | B | 36.75 | 68.12 | 2025-09-08 | VerticalCompact-BCD_1x3a | 2244 | 535 | 753 |  |  | 117.7 | 22 | 22 | 450 | EC motor | 5060 | 1 | no | no | B | D | Aluminum | 2025-01-02 | 8 | 4 | yes | piece | 1
GCVC PD 045.2/13-35 | GCVC PD | 045.2/13-35 | 4249023 | finoox | GCVC 045.2C/1x3-2523-1-D/3/32/2.10/2700/EXS/1/015023 | 6314 | 3 | 1 | 2523 | Axial | 33.35 | 33307 | 135.49 | 8122 | 675 | VT03007U.1 | 0.173 | 0.3 | A | 35.12 | 66.62 | 2025-01-11 | VerticalCompact-BCD_1x3 | 2784 | 535 | 953 |  |  | 152.3 | 22 | 22 | 450 | EC motor | 5060 | 1 | no | no | C | D | Epoxy coated aluminum | 2025-01-02 | 6 | 3 | yes | piece | 1
GCVC PD 063.2/12-59 | GCVC PD | 063.2/12-59 | 4252090 | finoox | GCVC 063.2D/1x2-2549-2-D/3/40/2.10/2400/AXS/1/015023 | 8864 | 2 | 1 | 2549 | Axial | 80361 | 80613 | 150.55 | 28143 | 1210 | VT03143U.1 | 3246 | 1986-02-01 | E | 59.17 | 90.69 | 2025-06-13 | VerticalCompact-BCD_1x2 | 2484 | 611 | 1153 |  |  | 198.8 | 35 | 35 | 630 | EC motor | 5060 | 2 | no | no | D | D | Aluminum | 2025-01-02 | 4 | 3 | yes | piece | 1
GCVC PD 050.2/21-53 | GCVC PD | 050.2/21-53 | 4245930 | finoox | GCVC 050.2D/2x1-2561-2-D/6/80/2.10/1200/AXS/1/015023 | 8458 | 1 | 2 | 2561 | Axial | 85736 | 86527 | 301.1 | 16966 | 1505 | VT03013U.1 | 1474 | 1938-01-01 | D | 52.76 | 84.41 | 2025-04-27 | VerticalCompact-BCD_2x1 | 1284 | 800 | 2161 |  |  | 218.6 | 35 | 35 | 500 | EC motor | 5060 | 2 | no | no | D | D | Aluminum | 2025-01-02 | 10 | 6 | yes | piece | 1
GCVC PD 050.2/23-49 | GCVC PD | 050.2/23-49 | 4246384 | finoox | GCVC 050.2D/2x3-2521-1-D/3/80/2.10/3600/AXS/1/015023 | 15027 | 3 | 2 | 2521 | Axial | 149222 | 149133 | 451.65 | 40185 | 1135 | VT03011U.1 | 1896 | 1965-01-01 | C | 48.77 | 80.73 | 40 | VerticalCompact-BCD_2x3 | 3684 | 800 | 2161 |  |  | 424 | 42 | 42 | 500 | EC motor | 5060 | 1 | no | no | D | D | Aluminum | 2025-01-02 | 4 | 3 | yes | piece | 1
GCVC PD 080.3/22-56 | GCVC PD | 080.3/22-56 | 6167314 | finoox | GCVC 080.3D/2x2-3483-K-D/4/80/2.10/2400/EXS/1/015023 | 16903 | 2 | 2 | 3483 | Axial | 197337 | 196704 | 401.46 | 68426 | 960 | VT01526 | 10523 | 4 | E | 55.64 | 87.45 | 39.4 | VerticalCompact-BCD_2x2 | 2484 | 800 | 2161 |  |  | 436.6 | 54 | 54 | 800 | AC motor | 60 | K | no | no | D | D | Epoxy coated aluminum | 2025-01-02 | 6 | 4 | yes | piece | 1
GCVC PD 050.3/23-54 | GCVC PD | 050.3/23-54 | 6209206 | finoox | GCVC 050.3D/2x3-3617-X-D/4/80/2.10/3600/EXS/1/015023 | 14261 | 3 | 2 | 3617 | Axial | 199777 | 200093 | 602.19 | 49490 | 1260 | VT01524 | 5517 | 2025-04-04 | E | 53.5 | 85.46 | 54.8 | VerticalCompact-BCD_2x3 | 3684 | 800 | 2161 |  |  | 509.3 | 54 | 54 | 500 | AC motor | 60 | X | no | no | D | D | Epoxy coated aluminum | 2025-01-02 | 4 | 4 | yes | piece | 1
GCVC PD 050.3/21-46 | GCVC PD | 050.3/21-46 | 6180572 | finoox | GCVC 050.3C/2x1-3616-W-D/4/64/2.10/900/EXS/1/015023 | 4448 | 1 | 2 | 3616 | Axial | 49754 | 50074 | 120.44 | 13833 | 1240 | VT01524 | 1353 | 2025-02-03 | E | 46.49 | 78 | 2025-04-11 | VerticalCompact-BCD_2x1 | 984 | 800 | 1761 |  |  | 139.4 | 28 | 28 | 500 | AC motor | 50 | W | no | no | C | D | Epoxy coated aluminum | 2025-01-02 | 8 | 4 | yes | piece | 1
GCVC PD 080.2/21-54 | GCVC PD | 080.2/21-54 | 4247994 | finoox | GCVC 080.2D/2x1-1656-2-D/3/80/2.10/1200/AXS/1/015023 | 9427 | 1 | 2 | 1656 | Axial | 93.33 | 93637 | 150.55 | 37940 | 1000 | VT03059U.2 | 4185 | 2025-02-03 | E | 53.78 | 85.43 | 2025-04-15 | VerticalCompact-BCD_2x1 | 1284 | 800 | 2161 |  |  | 200.1 | 35 | 35 | 800 | EC motor | 5060 | 2 | no | no | D | D | Aluminum | 2025-01-02 | 8 | 3 | yes | piece | 1
GCVC PD 050.2/13-35 | GCVC PD | 050.2/13-35 | 4244284 | finoox | GCVC 050.2B/1x3-2336-D-D/3/24/2.10/2160/EXS/1/015023 | 4124 | 3 | 1 | 2336 | Axial | 30365 | 30401 | 81.3 | 9038 | 660 | VT01437 | 0.391 | 0.33 | C | 35.03 | 66.41 | 2025-08-06 | VerticalCompact-BCD_1x3a | 2244 | 596 | 753 |  |  | 121 | 22 | 22 | 500 | AC motor | 50 | D | no | no | B | D | Epoxy coated aluminum | 2025-01-02 | 6 | 3 | yes | piece | 1
GCVC PD 063.2/11-16 | GCVC PD | 063.2/11-16 | 4250851 | finoox | GCVC 063.2C/1x1-2359-S-D/4/32/2.10/900/EXS/1/015023 | 3307 | 1 | 1 | 2359 | Axial | 1934-12-01 | 12418 | 60.22 | 2621 | 320 | VT01442 | 0.066 | 0.14 | A | 15.75 | 47.02 | 2025-01-05 | VerticalCompact-BCD_1x1 | 984 | 598 | 953 |  |  | 67.9 | 16 | 16 | 630 | AC motor | 50 | S | no | no | C | D | Epoxy coated aluminum | 2025-01-02 | 8 | 4 | yes | piece | 1
GCVC PD 050.2/23-36 | GCVC PD | 050.2/23-36 | 4245324 | finoox | GCVC 050.2C/2x3-2387-L-D/6/64/2.10/2700/AXS/1/015023 | 11815 | 3 | 2 | 2387 | Axial | 93646 | 94138 | 541.97 | 16567 | 500 | VT01435 | 1067 | 0.37 | C | 36.08 | 67.82 | 45 | VerticalCompact-BCD_2x3 | 2784 | 800 | 1761 |  |  | 408.3 | 35 | 35 | 500 | AC motor | 60 | L | no | no | C | D | Aluminum | 2025-01-02 | 8 | 6 | yes | piece | 1
GCVC PD 063.2/22-47 | GCVC PD | 063.2/22-47 | 4247588 | finoox | GCVC 063.2D/2x2-2413-2-D/6/80/2.10/2400/AXS/1/015023 | 18063 | 2 | 2 | 2413 | Axial | 192273 | 193131 | 602.19 | 39477 | 1000 | VT03144U.1 | 2529 | 2025-01-01 | C | 46.53 | 78.34 | 55.2 | VerticalCompact-BCD_2x2 | 2484 | 800 | 2161 |  |  | 409.5 | 54 | 54 | 630 | EC motor | 5060 | 2 | no | no | D | D | Aluminum | 2025-01-02 | 6 | 6 | yes | piece | 1
GCVC PD 050.2/22-42 | GCVC PD | 050.2/22-42 | 4246014 | finoox | GCVC 050.2D/2x2-2355-X-D/6/80/2.10/2400/AXS/1/015023 | 10712 | 2 | 2 | 2355 | Axial | 116.3 | 116949 | 602.19 | 20961 | 810 | VT03093U | 1148 | 2025-03-01 | C | 42.12 | 73.93 | 52 | VerticalCompact-BCD_2x2 | 2484 | 800 | 2161 |  |  | 395 | 42 | 42 | 500 | AC motor | 60 | X | no | no | D | D | Aluminum | 2025-01-02 | 8 | 6 | yes | piece | 1
GCVC PD 063.2/13-32 | GCVC PD | 063.2/13-32 | 4251299 | finoox | GCVC 063.2C/1x3-2400-K-D/4/32/2.10/2700/AXS/1/015023 | 6675 | 3 | 1 | 2400 | Axial | 52653 | 52686 | 180.66 | 12110 | 490 | VT01442 | 0.493 | 0.34 | C | 32 | 63.51 | 15 | VerticalCompact-BCD_1x3 | 2784 | 598 | 953 |  |  | 183.8 | 28 | 28 | 630 | AC motor | 60 | K | no | no | C | D | Aluminum | 2025-01-02 | 6 | 4 | yes | piece | 1
GCVC PD 050.2/13-59 | GCVC PD | 050.2/13-59 | 4250718 | finoox | GCVC 050.2D/1x3-2410-2-D/4/40/2.10/3600/EXS/1/015023 | 10598 | 3 | 1 | 2410 | Axial | 114388 | 114483 | 301.1 | 30955 | 1770 | VT03013U.1 | 3479 | 2025-01-02 | E | 58.52 | 90.2 | 26 | VerticalCompact-BCD_1x3 | 3684 | 607 | 1153 |  |  | 259.9 | 42 | 42 | 500 | EC motor | 5060 | 2 | no | no | D | D | Epoxy coated aluminum | 2025-01-02 | 4 | 4 | yes | piece | 1
GCVC PD 045.2/13-43 | GCVC PD | 045.2/13-43 | 4249048 | finoox | GCVC 045.2C/1x3-2527-1-D/4/32/2.10/2700/EXS/1/015023 | 6757 | 3 | 1 | 2527 | Axial | 49969 | 50045 | 180.66 | 11537 | 975 | VT03007U.1 | 0.459 | 0.68 | C | 43.09 | 74.59 | 15 | VerticalCompact-BCD_1x3 | 2784 | 535 | 953 |  |  | 165.8 | 28 | 28 | 450 | EC motor | 5060 | 1 | no | no | C | D | Epoxy coated aluminum | 2025-01-02 | 6 | 4 | yes | piece | 1
GCVC PD 063.2/13-35 | GCVC PD | 063.2/13-35 | 4252317 | finoox | GCVC 063.2D/1x3-2510-1-D/6/40/2.10/3600/EXS/1/015023 | 12544 | 3 | 1 | 2510 | Axial | 93988 | 94287 | 451.65 | 17746 | 695 | VT03145U.1 | 0.492 | 0.9 | A | 34.74 | 66.43 | 36.9 | VerticalCompact-BCD_1x3 | 3684 | 615 | 1153 |  |  | 290.7 | 35 | 35 | 630 | EC motor | 5060 | 1 | no | no | D | D | Epoxy coated aluminum | 2025-01-02 | 6 | 6 | yes | piece | 1
GCVC PD 050.2/11-36 | GCVC PD | 050.2/11-36 | 4250290 | finoox | GCVC 050.2D/1x1-2517-1-D/6/40/2.10/1200/AXS/1/015023 | 3685 | 1 | 1 | 2517 | Axial | 27499 | 27743 | 150.55 | 4920 | 880 | VT03011U.1 | 0.162 | 0.84 | B | 35.57 | 66.94 | 2025-07-12 | VerticalCompact-BCD_1x1 | 1284 | 586 | 1153 |  |  | 104.1 | 22 | 22 | 500 | EC motor | 5060 | 1 | no | no | D | D | Aluminum | 2025-01-02 | 10 | 6 | yes | piece | 1
GCVC PD 063.2/13-58 | GCVC PD | 063.2/13-58 | 4252324 | finoox | GCVC 063.2D/1x3-2547-2-D/3/40/2.10/3600/AXS/1/015023 | 12487 | 3 | 1 | 2547 | Axial | 105291 | 104855 | 225.82 | 36758 | 1055 | VT03143U.1 | 3282 | 2025-01-02 | E | 57.91 | 89.59 | 2025-01-20 | VerticalCompact-BCD_1x3 | 3684 | 611 | 1153 |  |  | 293.6 | 42 | 42 | 630 | EC motor | 5060 | 2 | no | no | D | D | Aluminum | 2025-01-02 | 4 | 3 | yes | piece | 1
GCVC PD 080.2/21-27 | GCVC PD | 080.2/21-27 | 4248118 | finoox | GCVC 080.2D/2x1-2496-1-D/3/80/2.10/1200/EXS/1/015023 | 7647 | 1 | 2 | 2496 | Axial | 47975 | 48 | 150.55 | 13048 | 390 | VT03062U.1 | 0.235 | 0.6 | A | 2025-01-27 | 58.66 | 14 | VerticalCompact-BCD_2x1 | 1284 | 800 | 2161 |  |  | 175.5 | 28 | 28 | 800 | EC motor | 5060 | 1 | no | no | D | D | Epoxy coated aluminum | 2025-01-02 | 10 | 3 | yes | piece | 1
GCVC PD 050.2/13-34 | GCVC PD | 050.2/13-34 | 4244349 | finoox | GCVC 050.2B/1x3-2513-1-D/4/24/2.10/2160/AXS/1/015023 | 5873 | 3 | 1 | 2513 | Axial | 32614 | 32595 | 108.39 | 7691 | 630 | VT03011U.1 | 0.219 | 0.37 | B | 33.89 | 65.28 | 2025-09-08 | VerticalCompact-BCD_1x3a | 2244 | 586 | 753 |  |  | 122.8 | 22 | 22 | 500 | EC motor | 5060 | 1 | no | no | B | D | Aluminum | 2025-01-02 | 8 | 4 | yes | piece | 1
GCVC PD 050.2/22-32 | GCVC PD | 050.2/22-32 | 4246091 | finoox | GCVC 050.2D/2x2-2512-1-D/4/80/2.10/2400/AXS/1/015023 | 10910 | 2 | 2 | 2512 | Axial | 67272 | 67476 | 401.46 | 13001 | 565 | VT03011U.1 | 0.198 | 0.28 | A+ | 31.81 | 63.61 | 34.8 | VerticalCompact-BCD_2x2 | 2484 | 800 | 2161 |  |  | 319.5 | 35 | 35 | 500 | EC motor | 5060 | 1 | no | no | D | D | Aluminum | 2025-01-02 | 8 | 4 | yes | piece | 1
GCVC PD 045.2/24-49 | GCVC PD | 045.2/24-49 | 4244734 | finoox | GCVC 045.2C/2x4-2528-1-D/6/64/2.10/3600/AXS/1/015023 | 17479 | 4 | 2 | 2528 | Axial | 162.9 | 163.77 | 722.63 | 31164 | 1050 | VT03007U.1 | 1528 | 0.84 | C | 48.78 | 80.64 | 62.7 | VerticalCompact-BCD_2x4 | 3684 | 800 | 1761 |  |  | 486.1 | 54 | 54 | 450 | EC motor | 5060 | 1 | no | no | C | D | Aluminum | 2025-01-02 | 6 | 6 | yes | piece | 1
GCVC PD 045.2/21-44 | GCVC PD | 045.2/21-44 | 4244471 | finoox | GCVC 045.2C/2x1-2529-1-D/3/64/2.10/900/EXS/1/015023 | 4938 | 1 | 2 | 2529 | Axial | 31667 | 31793 | 90.33 | 9156 | 1125 | VT03007U.1 | 0.453 | 1 | D | 44.48 | 75.99 | 2025-03-08 | VerticalCompact-BCD_2x1 | 984 | 800 | 1761 |  |  | 114.3 | 22 | 22 | 450 | EC motor | 5060 | 1 | no | no | C | D | Epoxy coated aluminum | 2025-01-02 | 8 | 3 | yes | piece | 1
GCVC PD 080.2/21-43 | GCVC PD | 080.2/21-43 | 4248196 | finoox | GCVC 080.2D/2x1-2546-2-D/3/80/2.10/1200/AXS/1/015023 | 8456 | 1 | 2 | 2546 | Axial | 76465 | 76694 | 150.55 | 25977 | 730 | VT03060U.1 | 1448 | 2025-03-01 | D | 43.15 | 74.8 | 2025-04-15 | VerticalCompact-BCD_2x1 | 1284 | 800 | 2161 |  |  | 183.7 | 35 | 35 | 800 | EC motor | 5060 | 2 | no | no | D | D | Aluminum | 2025-01-02 | 8 | 3 | yes | piece | 1
GCVC PD 080.3/23-48 | GCVC PD | 080.3/23-48 | 6118279 | finoox | GCVC 080.3D/2x3-1333-D-D/3/80/2.10/3600/AXS/1/015023 | 20613 | 3 | 2 | 1333 | Axial | 213.46 | 212756 | 451.65 | 75786 | 670 | VT01371 | 5124 | 1995-01-01 | D | 47.63 | 79.59 | 43.1 | VerticalCompact-BCD_2x3 | 3684 | 800 | 2161 |  |  | 600 | 54 | 54 | 800 | AC motor | 50 | D | no | no | D | D | Aluminum | 2025-01-02 | 4 | 3 | yes | piece | 1
GCVC PD 080.2/11-54 | GCVC PD | 080.2/11-54 | 4252407 | finoox | GCVC 080.2D/1x1-1656-2-D/6/40/2.10/1200/EXS/1/015023 | 6503 | 1 | 1 | 1656 | Axial | 64.51 | 64996 | 150.55 | 15834 | 1000 | VT03059U.2 | 2274 | 2025-02-03 | E | 53.6 | 84.97 | 2025-01-13 | VerticalCompact-BCD_1x1 | 1284 | 650 | 1153 |  |  | 123 | 28 | 28 | 800 | EC motor | 5060 | 2 | no | no | D | D | Epoxy coated aluminum | 2025-01-02 | 10 | 6 | yes | piece | 1
GCVC PD 050.2/11-30 | GCVC PD | 050.2/11-30 | 4249195 | finoox | GCVC 050.2C/1x1-2336-D-D/4/32/2.10/900/AXS/1/015023 | 2203 | 1 | 1 | 2336 | Axial | 15919 | 2025-02-16 | 60.22 | 3560 | 660 | VT01437 | 0.126 | 0.33 | B | 30.41 | 61.68 | 2025-01-05 | VerticalCompact-BCD_1x1 | 984 | 596 | 953 |  |  | 66 | 16 | 16 | 500 | AC motor | 50 | D | no | no | C | D | Aluminum | 2025-01-02 | 8 | 4 | yes | piece | 1
GCVC PD 050.2/13-38 | GCVC PD | 050.2/13-38 | 4244302 | finoox | GCVC 050.2B/1x3-2354-W-D/3/24/2.10/2160/AXS/1/015023 | 3933 | 3 | 1 | 2354 | Axial | 35879 | 35884 | 81.3 | 11516 | 865 | VT03093U | 0.667 | 0.97 | D | 38.07 | 69.45 | 2025-08-06 | VerticalCompact-BCD_1x3a | 2244 | 569 | 753 |  |  | 123.1 | 22 | 22 | 500 | AC motor | 50 | W | no | no | B | D | Aluminum | 2025-01-02 | 6 | 3 | yes | piece | 1
GCVC PD 050.2/22-40 | GCVC PD | 050.2/22-40 | 4245056 | finoox | GCVC 050.2C/2x2-2354-W-D/3/64/2.10/1800/AXS/1/015023 | 6225 | 2 | 2 | 2354 | Axial | 66453 | 66395 | 180.66 | 19213 | 865 | VT03093U | 0.832 | 0.97 | C | 40.32 | 71.95 | 2025-09-16 | VerticalCompact-BCD_2x2 | 1884 | 800 | 1761 |  |  | 220.3 | 35 | 35 | 500 | AC motor | 50 | W | no | no | C | D | Aluminum | 2025-01-02 | 8 | 3 | yes | piece | 1
GCVC PD 050.2/13-49 | GCVC PD | 050.2/13-49 | 4249693 | finoox | GCVC 050.2C/1x3-2349-I-D/4/32/2.10/2700/EXS/1/015023 | 5683 | 3 | 1 | 2349 | Axial | 84924 | 85123 | 180.66 | 25253 | 1590 | VT03150U | 2663 | 2025-07-01 | E | 49.49 | 81 | 2025-06-15 | VerticalCompact-BCD_1x3 | 2784 | 569 | 953 |  |  | 185.3 | 35 | 35 | 500 | AC motor | 60 | I | no | no | C | D | Epoxy coated aluminum | 2025-01-02 | 4 | 4 | yes | piece | 1
GCVC PD 050.2/21-43 | GCVC PD | 050.2/21-43 | 4244846 | finoox | GCVC 050.2C/2x1-2386-K-D/6/64/2.10/900/AXS/1/015023 | 4910 | 1 | 2 | 2386 | Axial | 51007 | 51431 | 180.66 | 10197 | 910 | VT01435 | 0.855 | 0.92 | D | 43 | 74.51 | 2025-03-16 | VerticalCompact-BCD_2x1 | 984 | 800 | 1761 |  |  | 155.3 | 28 | 28 | 500 | AC motor | 60 | K | no | no | C | D | Aluminum | 2025-01-02 | 12 | 6 | yes | piece | 1
GCVC PD 050.2/11-43 | GCVC PD | 050.2/11-43 | 4244060 | finoox | GCVC 050.2B/1x1-2411-1-D/3/24/2.10/720/AXS/1/015023 | 2331 | 1 | 1 | 2411 | Axial | 15349 | 15499 | 2025-01-27 | 5822 | 1260 | VT03011U.1 | 0.5 | 2025-02-02 | E | 43.05 | 74.24 | 2025-04-02 | VerticalCompact-BCD_1x1 | 804 | 586 | 753 |  |  | 44.1 | 16 | 16 | 500 | EC motor | 5060 | 1 | no | no | B | D | Aluminum | 2025-01-02 | 8 | 3 | yes | piece | 1
GCVC PD 063.2/11-43 | GCVC PD | 063.2/11-43 | 4251748 | finoox | GCVC 063.2D/1x1-2413-2-D/3/40/2.10/1200/AXS/1/015023 | 4371 | 1 | 1 | 2413 | Axial | 33659 | 33673 | 75.27 | 10752 | 1000 | VT03144U.1 | 0.583 | 2025-01-01 | D | 42.59 | 73.96 | 2025-06-06 | VerticalCompact-BCD_1x1 | 1284 | 623 | 1153 |  |  | 87.4 | 22 | 22 | 630 | EC motor | 5060 | 2 | no | no | D | D | Aluminum | 2025-01-02 | 10 | 3 | yes | piece | 1
GCVC PD 050.2/23-30 | GCVC PD | 050.2/23-30 | 4246303 | finoox | GCVC 050.2D/2x3-2391-L-D/3/80/2.10/3600/EXS/1/015023 | 12220 | 3 | 2 | 2391 | Axial | 88233 | 88104 | 451.65 | 20256 | 520 | VT01437 | 0.602 | 0.18 | B | 30.26 | 62.23 | 38.5 | VerticalCompact-BCD_2x3 | 3684 | 800 | 2161 |  |  | 435.7 | 35 | 35 | 500 | AC motor | 60 | L | no | no | D | D | Epoxy coated aluminum | 2025-01-02 | 6 | 3 | yes | piece | 1
GCVC PD 063.2/22-21 | GCVC PD | 063.2/22-21 | 4246683 | finoox | GCVC 063.2C/2x2-2399-J-D/4/64/2.10/1800/EXS/1/015023 | 9806 | 2 | 2 | 2399 | Axial | 48076 | 48202 | 240.88 | 9809 | 290 | VT01442 | 0.289 | 0.14 | B | 20.64 | 52.27 | 2025-06-20 | VerticalCompact-BCD_2x2 | 1884 | 800 | 1761 |  |  | 241.3 | 28 | 28 | 630 | AC motor | 60 | J | no | no | C | D | Epoxy coated aluminum | 2025-01-02 | 8 | 4 | yes | piece | 1
GCVC PD 050.2/23-48 | GCVC PD | 050.2/23-48 | 4245375 | finoox | GCVC 050.2C/2x3-2421-1-D/6/64/2.10/2700/EXS/1/015023 | 16619 | 3 | 2 | 2421 | Axial | 164783 | 165192 | 541.97 | 34626 | 1150 | VT03011U.1 | 2022-02-01 | 1975-01-01 | C | 47.59 | 79.34 | 48.8 | VerticalCompact-BCD_2x3 | 2784 | 800 | 1761 |  |  | 385.7 | 54 | 54 | 500 | EC motor | 5060 | 1 | no | no | C | D | Epoxy coated aluminum | 2025-01-02 | 6 | 6 | yes | piece | 1
GCVC PD 050.2/23-61 | GCVC PD | 050.2/23-61 | 4246306 | finoox | GCVC 050.2D/2x3-2410-2-D/3/80/2.10/3600/AXS/1/015023 | 18536 | 3 | 2 | 2410 | Axial | 193344 | 192954 | 451.65 | 62698 | 1770 | VT03013U.1 | 6872 | 2025-01-02 | E | 61.49 | 93.45 | 43.1 | VerticalCompact-BCD_2x3 | 3684 | 800 | 2161 |  |  | 457.7 | 54 | 54 | 500 | EC motor | 5060 | 2 | no | no | D | D | Aluminum | 2025-01-02 | 4 | 3 | yes | piece | 1
GCVC PD 045.2/11-39 | GCVC PD | 045.2/11-39 | 4248867 | finoox | GCVC 045.2C/1x1-2527-1-D/3/32/2.10/900/EXS/1/015023 | 2757 | 1 | 1 | 2527 | Axial | 14363 | 14404 | 45.16 | 3953 | 975 | VT03007U.1 | 0.151 | 0.68 | C | 38.6 | 69.86 | 2025-09-03 | VerticalCompact-BCD_1x1 | 984 | 535 | 953 |  |  | 57.5 | 16 | 16 | 450 | EC motor | 5060 | 1 | no | no | C | D | Epoxy coated aluminum | 2025-01-02 | 12 | 3 | yes | piece | 1
GCVC PD 080.2/23-35 | GCVC PD | 080.2/23-35 | 4248599 | finoox | GCVC 080.2D/2x3-2482-1-D/3/80/2.10/3600/EXS/1/015023 | 24696 | 3 | 2 | 2482 | Axial | 156043 | 155892 | 451.65 | 44868 | 440 | VT03061U.1 | 1003 | 0.75 | B | 35.32 | 67.28 | 43.1 | VerticalCompact-BCD_2x3 | 3684 | 800 | 2161 |  |  | 472.8 | 54 | 54 | 800 | EC motor | 5060 | 1 | no | no | D | D | Epoxy coated aluminum | 2025-01-02 | 4 | 3 | yes | piece | 1
GCVC PD 063.2/12-36 | GCVC PD | 063.2/12-36 | 4252119 | finoox | GCVC 063.2D/1x2-2553-2-D/6/40/2.10/2400/EXS/1/015023 | 9511 | 2 | 1 | 2553 | Axial | 70171 | 70473 | 301.1 | 13584 | 700 | VT03144U.1 | 0.453 | 0.52 | B | 35.85 | 67.38 | 2025-03-25 | VerticalCompact-BCD_1x2 | 2484 | 623 | 1153 |  |  | 206.2 | 35 | 35 | 630 | EC motor | 5060 | 2 | no | no | D | D | Epoxy coated aluminum | 2025-01-02 | 8 | 6 | yes | piece | 1
GCVC PD 080.2/21-17 | GCVC PD | 080.2/21-17 | 4248094 | finoox | GCVC 080.2D/2x1-2490-1-D/3/80/2.10/1200/EXS/1/015023 | 7642 | 1 | 2 | 2490 | Axial | 33618 | 33642 | 150.55 | 7883 | 245 | VT03062U.1 | 0.074 | 0.2 | A+ | 2025-06-17 | 48.72 | 2025-02-13 | VerticalCompact-BCD_2x1 | 1284 | 800 | 2161 |  |  | 174.1 | 22 | 22 | 800 | EC motor | 5060 | 1 | no | no | D | D | Epoxy coated aluminum | 2025-01-02 | 10 | 3 | yes | piece | 1
GCVC PD 063.2/12-24 | GCVC PD | 063.2/12-24 | 4252033 | finoox | GCVC 063.2D/1x2-2504-1-D/3/40/2.10/2400/EXS/1/015023 | 6965 | 2 | 1 | 2504 | Axial | 35382 | 35326 | 150.55 | 8666 | 460 | VT03145U.1 | 0.105 | 0.3 | A+ | 2025-06-24 | 55.58 | 2025-04-12 | VerticalCompact-BCD_1x2 | 2484 | 615 | 1153 |  |  | 152.9 | 22 | 22 | 630 | EC motor | 5060 | 1 | no | no | D | D | Epoxy coated aluminum | 2025-01-02 | 8 | 3 | yes | piece | 1
GCVC PD 063.2/14-41 | GCVC PD | 063.2/14-41 | 4251640 | finoox | GCVC 063.2C/1x4-2555-2-D/4/32/2.10/3600/EXS/1/015023 | 12368 | 4 | 1 | 2555 | Axial | 97.9 | 97961 | 240.88 | 27959 | 800 | VT03144U.1 | 1429 | 0.69 | D | 41.36 | 72.99 | 2025-02-20 | VerticalCompact-BCD_1x4 | 3684 | 623 | 953 |  |  | 244.1 | 35 | 35 | 630 | EC motor | 5060 | 2 | no | no | C | D | Epoxy coated aluminum | 2025-01-02 | 4 | 4 | yes | piece | 1
GCVC PD 050.2/22-54 | GCVC PD | 050.2/22-54 | 4245214 | finoox | GCVC 050.2C/2x2-2560-2-D/6/64/2.10/1800/AXS/1/015023 | 12492 | 2 | 2 | 2560 | Axial | 128.98 | 129504 | 361.32 | 27918 | 1415 | VT03013U.1 | 2649 | 2021-01-01 | D | 53.9 | 85.53 | 32.4 | VerticalCompact-BCD_2x2 | 1884 | 800 | 1761 |  |  | 281.4 | 42 | 42 | 500 | EC motor | 5060 | 2 | no | no | C | D | Aluminum | 2025-01-02 | 8 | 6 | yes | piece | 1
GCVC PD 050.2/21-44 | GCVC PD | 050.2/21-44 | 4245907 | finoox | GCVC 050.2D/2x1-2521-1-D/3/80/2.10/1200/EXS/1/015023 | 6180 | 1 | 2 | 2521 | Axial | 48813 | 48839 | 150.55 | 13395 | 1135 | VT03011U.1 | 0.632 | 1965-01-01 | C | 44.31 | 75.96 | 14 | VerticalCompact-BCD_2x1 | 1284 | 800 | 2161 |  |  | 162.4 | 28 | 28 | 500 | EC motor | 5060 | 1 | no | no | D | D | Epoxy coated aluminum | 2025-01-02 | 10 | 3 | yes | piece | 1
GCVC PD 050.2/12-44 | GCVC PD | 050.2/12-44 | 4250556 | finoox | GCVC 050.2D/1x2-2521-1-D/4/40/2.10/2400/EXS/1/015023 | 5862 | 2 | 1 | 2521 | Axial | 57034 | 57232 | 200.73 | 13191 | 1135 | VT03011U.1 | 0.641 | 1965-01-01 | C | 44.28 | 75.8 | 2025-08-16 | VerticalCompact-BCD_1x2 | 2484 | 586 | 1153 |  |  | 166.4 | 28 | 28 | 500 | EC motor | 5060 | 1 | no | no | D | D | Epoxy coated aluminum | 2025-01-02 | 6 | 4 | yes | piece | 1
GCVC PD 045.2/11-41 | GCVC PD | 045.2/11-41 | 4243859 | finoox | GCVC 045.2B/1x1-2528-1-D/4/24/2.10/720/EXS/1/015023 | 2461 | 1 | 1 | 2528 | Axial | 2025-01-13 | 13188 | 36.13 | 3450 | 1050 | VT03007U.1 | 0.191 | 0.84 | D | 41.42 | 72.6 | 2025-02-03 | VerticalCompact-BCD_1x1 | 804 | 535 | 753 |  |  | 45.6 | 16 | 16 | 450 | EC motor | 5060 | 1 | no | no | B | D | Epoxy coated aluminum | 2025-01-02 | 12 | 4 | yes | piece | 1
GCVC PD 080.3/22-47 | GCVC PD | 080.3/22-47 | 6150963 | finoox | GCVC 080.3D/2x2-3563-2-D/4/80/2.10/2400/AXS/1/015023 | 23201 | 2 | 2 | 3563 | Axial | 164802 | 164707 | 401.46 | 45278 | 670 | VT01445U.3 | 2611 | 2015-01-01 | D | 47.3 | 79.11 | 39.4 | VerticalCompact-BCD_2x2 | 2484 | 800 | 2161 |  |  | 439 | 54 | 54 | 800 | EC motor | 5060 | 2 | no | no | D | D | Aluminum | 2025-01-02 | 6 | 4 | yes | piece | 1
GCVC PD 080.3/13-51 | GCVC PD | 080.3/13-51 | 6116028 | finoox | GCVC 080.3D/1x3-3560-2-D/3/40/2.10/3600/AXS/1/015023 | 14020 | 3 | 1 | 3560 | Axial | 150892 | 148643 | 225.82 | 59582 | 990 | VT01445U.3 | 1987-05-01 | 2025-01-03 | E | 51.38 | 83.06 | 2025-08-21 | VerticalCompact-BCD_1x3 | 3684 | 620 | 1153 |  |  | 310.5 | 54 | 54 | 800 | EC motor | 5060 | 2 | no | no | D | D | Aluminum | 2025-01-02 | 2 | 3 | yes | piece | 1
GCVC PD 050.3/22-52 | GCVC PD | 050.3/22-52 | 6151762 | finoox | GCVC 050.3D/2x2-3617-X-D/3/80/2.10/2400/AXS/1/015023 | 7810 | 2 | 2 | 3617 | Axial | 114067 | 113992 | 301.1 | 33596 | 1260 | VT01524 | 3656 | 2025-04-04 | E | 52.02 | 83.83 | 2025-04-28 | VerticalCompact-BCD_2x2 | 2484 | 800 | 2161 |  |  | 316.6 | 42 | 42 | 500 | AC motor | 60 | X | no | no | D | D | Aluminum | 2025-01-02 | 6 | 3 | yes | piece | 1
GCVC PD 050.2/22-25 | GCVC PD | 050.2/22-25 | 4246051 | finoox | GCVC 050.2D/2x2-2389-J-D/3/80/2.10/2400/EXS/1/015023 | 8298 | 2 | 2 | 2389 | Axial | 52973 | 52932 | 301.1 | 11562 | 450 | VT01437 | 0.324 | 0.17 | B | 25.34 | 57.14 | 2025-06-25 | VerticalCompact-BCD_2x2 | 2484 | 800 | 2161 |  |  | 298.7 | 28 | 28 | 500 | AC motor | 60 | J | no | no | D | D | Epoxy coated aluminum | 2025-01-02 | 8 | 3 | yes | piece | 1
GCVC PD 050.2/11-51 | GCVC PD | 050.2/11-51 | 4244066 | finoox | GCVC 050.2B/1x1-2420-2-D/3/24/2.10/720/EXS/1/015023 | 2866 | 1 | 1 | 2420 | Axial | 2025-02-17 | 17187 | 2025-01-27 | 7747 | 1600 | VT03013U.1 | 0.997 | 1965-01-01 | E | 50.88 | 82.08 | 2025-04-02 | VerticalCompact-BCD_1x1 | 804 | 607 | 753 |  |  | 48.7 | 16 | 16 | 500 | EC motor | 5060 | 2 | no | no | B | D | Epoxy coated aluminum | 2025-01-02 | 8 | 3 | yes | piece | 1
GCVC PD 050.2/24-49 | GCVC PD | 050.2/24-49 | 4245611 | finoox | GCVC 050.2C/2x4-2421-1-D/6/64/2.10/3600/EXS/1/015023 | 21469 | 4 | 2 | 2421 | Axial | 222198 | 223044 | 722.63 | 46167 | 1150 | VT03011U.1 | 1996-02-01 | 1975-01-01 | C | 48.73 | 80.59 | 62.7 | VerticalCompact-BCD_2x4 | 3684 | 800 | 1761 |  |  | 499.9 | 54 | 54 | 500 | EC motor | 5060 | 1 | no | no | C | D | Epoxy coated aluminum | 2025-01-02 | 4 | 6 | yes | piece | 1
GCVC PD 063.2/22-34 | GCVC PD | 063.2/22-34 | 4247572 | finoox | GCVC 063.2D/2x2-2400-K-D/4/80/2.10/2400/EXS/1/015023 | 12398 | 2 | 2 | 2400 | Axial | 92648 | 92678 | 401.46 | 20154 | 490 | VT01442 | 0.612 | 0.34 | B | 33.88 | 65.69 | 34.8 | VerticalCompact-BCD_2x2 | 2484 | 800 | 2161 |  |  | 336.9 | 35 | 35 | 630 | AC motor | 60 | K | no | no | D | D | Epoxy coated aluminum | 2025-01-02 | 8 | 4 | yes | piece | 1
GCVC PD 050.2/22-60 | GCVC PD | 050.2/22-60 | 4246067 | finoox | GCVC 050.2D/2x2-2410-2-D/4/80/2.10/2400/AXS/1/015023 | 13308 | 2 | 2 | 2410 | Axial | 156056 | 156218 | 401.46 | 41273 | 1770 | VT03013U.1 | 4639 | 2025-01-02 | E | 59.64 | 91.45 | 39.4 | VerticalCompact-BCD_2x2 | 2484 | 800 | 2161 |  |  | 346.7 | 54 | 54 | 500 | EC motor | 5060 | 2 | no | no | D | D | Aluminum | 2025-01-02 | 6 | 4 | yes | piece | 1
GCVC PD 063.2/21-64 | GCVC PD | 063.2/21-64 | 4247337 | finoox | GCVC 063.2D/2x1-2412-2-D/3/80/2.10/1200/EXS/1/015023 | 10276 | 1 | 2 | 2412 | Axial | 86518 | 86735 | 150.55 | 35454 | 1510 | VT03143U.1 | 2029-06-01 | 5 | E | 63.84 | 95.49 | 2025-04-15 | VerticalCompact-BCD_2x1 | 1284 | 800 | 2161 |  |  | 209.9 | 35 | 35 | 630 | EC motor | 5060 | 2 | no | no | D | D | Epoxy coated aluminum | 2025-01-02 | 8 | 3 | yes | piece | 1
GCVC PD 050.2/23-54 | GCVC PD | 050.2/23-54 | 4245445 | finoox | GCVC 050.2C/2x3-2559-2-D/3/64/2.10/2700/EXS/1/015023 | 16584 | 3 | 2 | 2559 | Axial | 127274 | 127406 | 270.99 | 43469 | 1330 | VT03013U.1 | 3128 | 2025-08-01 | D | 54.39 | 86.14 | 2025-01-25 | VerticalCompact-BCD_2x3 | 2784 | 800 | 1761 |  |  | 329 | 42 | 42 | 500 | EC motor | 5060 | 2 | no | no | C | D | Epoxy coated aluminum | 2025-01-02 | 4 | 3 | yes | piece | 1
GCVC PD 080.2/13-28 | GCVC PD | 080.2/13-28 | 4253071 | finoox | GCVC 080.2D/1x3-2495-1-D/4/40/2.10/3600/EXS/1/015023 | 11163 | 3 | 1 | 2495 | Axial | 77.53 | 77644 | 301.1 | 17081 | 365 | VT03062U.1 | 0.306 | 0.5 | A+ | 28 | 59.68 | 2025-02-25 | VerticalCompact-BCD_1x3 | 3684 | 608 | 1153 |  |  | 264.2 | 35 | 35 | 800 | EC motor | 5060 | 1 | no | no | D | D | Epoxy coated aluminum | 2025-01-02 | 4 | 4 | yes | piece | 1
GCVC PD 063.2/21-33 | GCVC PD | 063.2/21-33 | 4247412 | finoox | GCVC 063.2D/2x1-2510-1-D/3/80/2.10/1200/AXS/1/015023 | 7569 | 1 | 2 | 2510 | Axial | 49453 | 49505 | 150.55 | 13192 | 695 | VT03145U.1 | 0.301 | 0.9 | B | 32.8 | 64.45 | 14 | VerticalCompact-BCD_2x1 | 1284 | 800 | 2161 |  |  | 164.3 | 28 | 28 | 630 | EC motor | 5060 | 1 | no | no | D | D | Aluminum | 2025-01-02 | 10 | 3 | yes | piece | 1
GCVC PD 063.2/23-49 | GCVC PD | 063.2/23-49 | 4247982 | finoox | GCVC 063.2D/2x3-2558-2-D/3/80/2.10/3600/AXS/1/015023 | 20469 | 3 | 2 | 2558 | Axial | 190.89 | 190545 | 451.65 | 61200 | 950 | VT03144U.1 | 3011 | 1 | D | 48.63 | 80.6 | 43.1 | VerticalCompact-BCD_2x3 | 3684 | 800 | 2161 |  |  | 460.7 | 54 | 54 | 630 | EC motor | 5060 | 2 | no | no | D | D | Aluminum | 2025-01-02 | 4 | 3 | yes | piece | 1
GCVC PD 063.2/22-34 | GCVC PD | 063.2/22-34 | 4247653 | finoox | GCVC 063.2D/2x2-2509-1-D/4/80/2.10/2400/AXS/1/015023 | 14191 | 2 | 2 | 2509 | Axial | 109198 | 109409 | 401.46 | 24031 | 655 | VT03145U.1 | 0.531 | 0.75 | A | 34.31 | 66.12 | 36.3 | VerticalCompact-BCD_2x2 | 2484 | 800 | 2161 |  |  | 326 | 42 | 42 | 630 | EC motor | 5060 | 1 | no | no | D | D | Aluminum | 2025-01-02 | 6 | 4 | yes | piece | 1
GCVC PD 063.2/21-34 | GCVC PD | 063.2/21-34 | 4247423 | finoox | GCVC 063.2D/2x1-2511-1-D/6/80/2.10/1200/EXS/1/015023 | 10034 | 1 | 2 | 2511 | Axial | 66319 | 66842 | 301.1 | 12527 | 730 | VT03145U.1 | 0.382 | 1 | B | 34.16 | 65.81 | 2025-04-27 | VerticalCompact-BCD_2x1 | 1284 | 800 | 2161 |  |  | 211.3 | 35 | 35 | 630 | EC motor | 5060 | 1 | no | no | D | D | Epoxy coated aluminum | 2025-01-02 | 10 | 6 | yes | piece | 1
GCVC PD 063.2/22-33 | GCVC PD | 063.2/22-33 | 4247646 | finoox | GCVC 063.2D/2x2-2508-1-D/3/80/2.10/2400/AXS/1/015023 | 12994 | 2 | 2 | 2508 | Axial | 90854 | 90771 | 301.1 | 23355 | 615 | VT03145U.1 | 0.437 | 0.65 | A | 33.07 | 64.88 | 2025-09-26 | VerticalCompact-BCD_2x2 | 2484 | 800 | 2161 |  |  | 294.2 | 35 | 35 | 630 | EC motor | 5060 | 1 | no | no | D | D | Aluminum | 2025-01-02 | 6 | 3 | yes | piece | 1
GCVC PD 063.2/22-62 | GCVC PD | 063.2/22-62 | 4246781 | finoox | GCVC 063.2C/2x2-2547-2-D/4/64/2.10/1800/AXS/1/015023 | 16564 | 2 | 2 | 2547 | Axial | 125156 | 125568 | 240.88 | 38288 | 1055 | VT03143U.1 | 4749 | 2025-01-02 | E | 61.62 | 93.25 | 2025-09-22 | VerticalCompact-BCD_2x2 | 1884 | 800 | 1761 |  |  | 319.6 | 42 | 42 | 630 | EC motor | 5060 | 2 | no | no | C | D | Aluminum | 2025-01-02 | 6 | 4 | yes | piece | 1
GCVC PD 045.2/12-40 | GCVC PD | 045.2/12-40 | 4248951 | finoox | GCVC 045.2C/1x2-2526-1-D/3/32/2.10/1800/EXS/1/015023 | 4612 | 2 | 1 | 2526 | Axial | 27327 | 27289 | 90.33 | 7281 | 900 | VT03007U.1 | 0.243 | 0.58 | C | 39.74 | 71.13 | 2025-06-07 | VerticalCompact-BCD_1x2 | 1884 | 535 | 953 |  |  | 104.4 | 22 | 22 | 450 | EC motor | 5060 | 1 | no | no | C | D | Epoxy coated aluminum | 2025-01-02 | 8 | 3 | yes | piece | 1
GCVC PD 050.2/23-49 | GCVC PD | 050.2/23-49 | 4246385 | finoox | GCVC 050.2D/2x3-2521-1-D/4/80/2.10/3600/AXS/1/015023 | 16735 | 3 | 2 | 2521 | Axial | 175616 | 176003 | 602.19 | 39574 | 1135 | VT03011U.1 | 1923 | 1965-01-01 | C | 48.61 | 80.57 | 54.8 | VerticalCompact-BCD_2x3 | 3684 | 800 | 2161 |  |  | 473.9 | 54 | 54 | 500 | EC motor | 5060 | 1 | no | no | D | D | Aluminum | 2025-01-02 | 4 | 4 | yes | piece | 1
GCVC PD 080.2/23-37 | GCVC PD | 080.2/23-37 | 4248605 | finoox | GCVC 080.2D/2x3-2483-1-D/3/80/2.10/3600/EXS/1/015023 | 24696 | 3 | 2 | 2483 | Axial | 162951 | 162799 | 451.65 | 48305 | 470 | VT03061U.1 | 1217 | 0.9 | B | 36.77 | 68.73 | 43.1 | VerticalCompact-BCD_2x3 | 3684 | 800 | 2161 |  |  | 472.8 | 54 | 54 | 800 | EC motor | 5060 | 1 | no | no | D | D | Epoxy coated aluminum | 2025-01-02 | 4 | 3 | yes | piece | 1
GCVC PD 035.2/11-39 | GCVC PD | 035.2/11-39 | 4243731 | finoox | GCVC 035.2B/1x1-2724-X-D/4/24/2.10/720/EXS/1/015023 | 1729 | 1 | 1 | 2724 | Axial | 11413 | 11482 | 36.13 | 2817 | 1550 | VT03167U | 0.224 | 0.95 | D | 39.49 | 70.67 | 2025-02-03 | VerticalCompact-BCD_1x1 | 804 | 518 | 753 |  |  | 43.3 | 16 | 16 | 350 | AC motor | 60 | X | no | no | B | D | Epoxy coated aluminum | 2025-01-02 | 12 | 4 | yes | piece | 1
GCVC PD 050.2/14-30 | GCVC PD | 050.2/14-30 | 4249909 | finoox | GCVC 050.2C/1x4-2337-S-D/4/32/2.10/3600/AXS/1/015023 | 6504 | 4 | 1 | 2337 | Axial | 52506 | 52512 | 240.88 | 11209 | 510 | VT01437 | 0.32 | 0.16 | B | 29.68 | 61.3 | 2025-06-19 | VerticalCompact-BCD_1x4 | 3684 | 596 | 953 |  |  | 231.7 | 28 | 28 | 500 | AC motor | 50 | S | no | no | C | D | Aluminum | 2025-01-02 | 6 | 4 | yes | piece | 1
GCVC PD 050.2/24-43 | GCVC PD | 050.2/24-43 | 4245529 | finoox | GCVC 050.2C/2x4-2354-W-D/4/64/2.10/3600/AXS/1/015023 | 12786 | 4 | 2 | 2354 | Axial | 155586 | 155824 | 481.75 | 36726 | 865 | VT03093U | 1691 | 0.97 | C | 42.55 | 74.41 | 44 | VerticalCompact-BCD_2x4 | 3684 | 800 | 1761 |  |  | 453.9 | 54 | 54 | 500 | AC motor | 50 | W | no | no | C | D | Aluminum | 2025-01-02 | 4 | 4 | yes | piece | 1
GCVC PD 050.2/14-39 | GCVC PD | 050.2/14-39 | 4249941 | finoox | GCVC 050.2C/1x4-2354-W-D/6/32/2.10/3600/EXS/1/015023 | 8337 | 4 | 1 | 2354 | Axial | 84339 | 84536 | 361.32 | 16650 | 865 | VT03093U | 0.871 | 0.97 | C | 39.12 | 70.74 | 2025-05-29 | VerticalCompact-BCD_1x4 | 3684 | 569 | 953 |  |  | 269.7 | 35 | 35 | 500 | AC motor | 50 | W | no | no | C | D | Epoxy coated aluminum | 2025-01-02 | 6 | 6 | yes | piece | 1
GCVC PD 050.2/23-55 | GCVC PD | 050.2/23-55 | 4246237 | finoox | GCVC 050.2D/2x3-2349-I-D/3/80/2.10/3600/EXS/1/015023 | 12673 | 3 | 2 | 2349 | Axial | 179363 | 179.19 | 451.65 | 57439 | 1590 | VT03150U | 4866 | 2025-07-01 | E | 54.54 | 86.5 | 43.1 | VerticalCompact-BCD_2x3 | 3684 | 800 | 2161 |  |  | 457.7 | 54 | 54 | 500 | AC motor | 60 | I | no | no | D | D | Epoxy coated aluminum | 2025-01-02 | 4 | 3 | yes | piece | 1
GCVC PD 050.2/11-35 | GCVC PD | 050.2/11-35 | 4249238 | finoox | GCVC 050.2C/1x1-2355-X-D/4/32/2.10/900/EXS/1/015023 | 2308 | 1 | 1 | 2355 | Axial | 19.16 | 19269 | 60.22 | 4702 | 810 | VT03093U | 0.292 | 2025-03-01 | D | 34.69 | 65.96 | 2025-01-05 | VerticalCompact-BCD_1x1 | 984 | 569 | 953 |  |  | 66.7 | 16 | 16 | 500 | AC motor | 60 | X | no | no | C | D | Epoxy coated aluminum | 2025-01-02 | 8 | 4 | yes | piece | 1
GCVC PD 050.2/12-48 | GCVC PD | 050.2/12-48 | 4249446 | finoox | GCVC 050.2C/1x2-2347-D-D/4/32/2.10/1800/EXS/1/015023 | 3839 | 2 | 1 | 2347 | Axial | 50936 | 50835 | 120.44 | 15064 | 1390 | VT03150U | 1379 | 1941-01-01 | E | 48.18 | 79.57 | 2025-04-10 | VerticalCompact-BCD_1x2 | 1884 | 569 | 953 |  |  | 126.3 | 28 | 28 | 500 | AC motor | 50 | D | no | no | C | D | Epoxy coated aluminum | 2025-01-02 | 8 | 4 | yes | piece | 1
GCVC PD 063.2/23-22 | GCVC PD | 063.2/23-22 | 4246888 | finoox | GCVC 063.2C/2x3-2399-J-D/3/64/2.10/2700/EXS/1/015023 | 12613 | 3 | 2 | 2399 | Axial | 66254 | 66168 | 270.99 | 16089 | 290 | VT01442 | 0.432 | 0.14 | B | 22.25 | 53.99 | 2025-09-23 | VerticalCompact-BCD_2x3 | 2784 | 800 | 1761 |  |  | 324.9 | 35 | 35 | 630 | AC motor | 60 | J | no | no | C | D | Epoxy coated aluminum | 2025-01-02 | 6 | 3 | yes | piece | 1
GCVC PD 050.2/11-41 | GCVC PD | 050.2/11-41 | 4250256 | finoox | GCVC 050.2D/1x1-2421-1-D/4/40/2.10/1200/EXS/1/015023 | 3348 | 1 | 1 | 2421 | Axial | 29.71 | 29753 | 100.37 | 6928 | 1150 | VT03011U.1 | 0.337 | 1975-01-01 | C | 40.88 | 72.25 | 2025-06-08 | VerticalCompact-BCD_1x1 | 1284 | 586 | 1153 |  |  | 89.6 | 22 | 22 | 500 | EC motor | 5060 | 1 | no | no | D | D | Epoxy coated aluminum | 2025-01-02 | 10 | 4 | yes | piece | 1
GCVC PD 063.2/22-39 | GCVC PD | 063.2/22-39 | 4246764 | finoox | GCVC 063.2C/2x2-2509-1-D/6/64/2.10/1800/AXS/1/015023 | 13309 | 2 | 2 | 2509 | Axial | 89744 | 90276 | 361.32 | 17018 | 655 | VT03145U.1 | 0.628 | 0.75 | B | 38.97 | 70.6 | 31.2 | VerticalCompact-BCD_2x2 | 1884 | 800 | 1761 |  |  | 264.1 | 35 | 35 | 630 | EC motor | 5060 | 1 | no | no | C | D | Aluminum | 2025-01-02 | 8 | 6 | yes | piece | 1
GCVC PD 045.2/14-49 | GCVC PD | 045.2/14-49 | 4249152 | finoox | GCVC 045.2C/1x4-2530-1-D/3/32/2.10/3600/AXS/1/015023 | 7621 | 4 | 1 | 2530 | Axial | 67322 | 67297 | 180.66 | 19567 | 1200 | VT03007U.1 | 1089 | 2025-01-01 | D | 48.79 | 80.41 | 2025-05-15 | VerticalCompact-BCD_1x4 | 3684 | 535 | 953 |  |  | 199.7 | 35 | 35 | 450 | EC motor | 5060 | 1 | no | no | C | D | Aluminum | 2025-01-02 | 4 | 3 | yes | piece | 1
GCVC PD 045.2/12-50 | GCVC PD | 045.2/12-50 | 4243938 | finoox | GCVC 045.2B/1x2-2533-1-D/3/24/2.10/1440/EXS/1/015023 | 4002 | 2 | 1 | 2533 | Axial | 27345 | 27.32 | 54.2 | 10158 | 1425 | VT03007U.1 | 0.926 | 2025-09-01 | E | 50.24 | 81.52 | 2025-07-04 | VerticalCompact-BCD_1x2 | 1524 | 535 | 753 |  |  | 75.8 | 22 | 22 | 450 | EC motor | 5060 | 1 | no | no | B | D | Epoxy coated aluminum | 2025-01-02 | 8 | 3 | yes | piece | 1
GCVC PD 063.2/22-28 | GCVC PD | 063.2/22-28 | 4246735 | finoox | GCVC 063.2C/2x2-2504-1-D/3/64/2.10/1800/EXS/1/015023 | 11563 | 2 | 2 | 2504 | Axial | 54146 | 54061 | 180.66 | 14347 | 460 | VT03145U.1 | 0.235 | 0.3 | A | 28.34 | 59.97 | 2025-09-15 | VerticalCompact-BCD_2x2 | 1884 | 800 | 1761 |  |  | 210.3 | 28 | 28 | 630 | EC motor | 5060 | 1 | no | no | C | D | Epoxy coated aluminum | 2025-01-02 | 8 | 3 | yes | piece | 1
GCVC PD 063.2/23-35 | GCVC PD | 063.2/23-35 | 4247893 | finoox | GCVC 063.2D/2x3-2508-1-D/4/80/2.10/3600/AXS/1/015023 | 20401 | 3 | 2 | 2508 | Axial | 156667 | 156991 | 602.19 | 33838 | 615 | VT03145U.1 | 0.676 | 0.65 | A | 34.61 | 66.57 | 54.8 | VerticalCompact-BCD_2x3 | 3684 | 800 | 2161 |  |  | 479.3 | 54 | 54 | 630 | EC motor | 5060 | 1 | no | no | D | D | Aluminum | 2025-01-02 | 4 | 4 | yes | piece | 1
GCVC PD 063.2/14-25 | GCVC PD | 063.2/14-25 | 4251543 | finoox | GCVC 063.2C/1x4-2502-1-D/3/32/2.10/3600/EXS/1/015023 | 10496 | 4 | 1 | 2502 | Axial | 47.53 | 47.49 | 180.66 | 11791 | 385 | VT03145U.1 | 0.154 | 0.2 | A+ | 24.59 | 56.21 | 2025-09-14 | VerticalCompact-BCD_1x4 | 3684 | 615 | 953 |  |  | 209.4 | 28 | 28 | 630 | EC motor | 5060 | 1 | no | no | C | D | Epoxy coated aluminum | 2025-01-02 | 4 | 3 | yes | piece | 1
GCVC PD 050.2/13-33 | GCVC PD | 050.2/13-33 | 4249790 | finoox | GCVC 050.2C/1x3-2513-1-D/3/32/2.10/2700/AXS/1/015023 | 6502 | 3 | 1 | 2513 | Axial | 39665 | 39259 | 135.49 | 10073 | 630 | VT03011U.1 | 0.202 | 0.37 | A | 32.56 | 64.07 | 2025-01-11 | VerticalCompact-BCD_1x3 | 2784 | 586 | 953 |  |  | 157.4 | 22 | 22 | 500 | EC motor | 5060 | 1 | no | no | C | D | Aluminum | 2025-01-02 | 6 | 3 | yes | piece | 1
GCVC PD 045.2/24-54 | GCVC PD | 045.2/24-54 | 4244760 | finoox | GCVC 045.2C/2x4-2532-1-D/4/64/2.10/3600/EXS/1/015023 | 16362 | 4 | 2 | 2532 | Axial | 168.44 | 168601 | 481.75 | 43066 | 1350 | VT03007U.1 | 3097 | 1965-01-01 | D | 54.06 | 85.92 | 44 | VerticalCompact-BCD_2x4 | 3684 | 800 | 1761 |  |  | 415.3 | 54 | 54 | 450 | EC motor | 5060 | 1 | no | no | C | D | Epoxy coated aluminum | 2025-01-02 | 4 | 4 | yes | piece | 1
GCVC PD 045.2/12-49 | GCVC PD | 045.2/12-49 | 4248988 | finoox | GCVC 045.2C/1x2-2532-1-D/4/32/2.10/1800/EXS/1/015023 | 4910 | 2 | 1 | 2532 | Axial | 42006 | 42032 | 120.44 | 10766 | 1350 | VT03007U.1 | 0.774 | 1965-01-01 | D | 48.52 | 79.9 | 2025-04-10 | VerticalCompact-BCD_1x2 | 1884 | 535 | 953 |  |  | 113.7 | 28 | 28 | 450 | EC motor | 5060 | 1 | no | no | C | D | Epoxy coated aluminum | 2025-01-02 | 8 | 4 | yes | piece | 1
GCVC PD 063.2/13-29 | GCVC PD | 063.2/13-29 | 4251352 | finoox | GCVC 063.2C/1x3-2505-1-D/3/32/2.10/2700/AXS/1/015023 | 7937 | 3 | 1 | 2505 | Axial | 43237 | 43145 | 135.49 | 11726 | 500 | VT03145U.1 | 0.215 | 0.39 | A | 28.86 | 60.37 | 2025-05-11 | VerticalCompact-BCD_1x3 | 2784 | 615 | 953 |  |  | 160.7 | 28 | 28 | 630 | EC motor | 5060 | 1 | no | no | C | D | Aluminum | 2025-01-02 | 6 | 3 | yes | piece | 1
GCVC PD 050.2/13-34 | GCVC PD | 050.2/13-34 | 4249800 | finoox | GCVC 050.2C/1x3-2514-1-D/4/32/2.10/2700/EXS/1/015023 | 7253 | 3 | 1 | 2514 | Axial | 47.5 | 47541 | 180.66 | 10716 | 695 | VT03011U.1 | 0.263 | 0.47 | A | 34.46 | 65.97 | 15 | VerticalCompact-BCD_1x3 | 2784 | 586 | 953 |  |  | 171 | 28 | 28 | 500 | EC motor | 5060 | 1 | no | no | C | D | Epoxy coated aluminum | 2025-01-02 | 6 | 4 | yes | piece | 1
GCVC PD 050.3/12-47 | GCVC PD | 050.3/12-47 | 6143487 | finoox | GCVC 050.3B/1x2-3617-X-D/3/24/2.10/1440/EXS/1/015023 | 2877 | 2 | 1 | 3617 | Axial | 30022 | 30004 | 54.2 | 12360 | 1260 | VT01524 | 1968 | 2025-04-04 | E | 46.53 | 77.82 | 2025-07-04 | VerticalCompact-BCD_1x2 | 1524 | 596 | 753 |  |  | 91 | 22 | 22 | 500 | AC motor | 60 | X | no | no | B | D | Epoxy coated aluminum | 2025-01-02 | 8 | 3 | yes | piece | 1
GCVC PD 050.2/23-38 | GCVC PD | 050.2/23-38 | 4246215 | finoox | GCVC 050.2D/2x3-2336-D-D/6/80/2.10/3600/EXS/1/015023 | 17537 | 3 | 2 | 2336 | Axial | 133627 | 134427 | 903.29 | 23153 | 660 | VT01437 | 0.741 | 0.33 | B | 37.73 | 69.7 | 75.1 | VerticalCompact-BCD_2x3 | 3684 | 800 | 2161 |  |  | 571.9 | 42 | 42 | 500 | AC motor | 50 | D | no | no | D | D | Epoxy coated aluminum | 2025-01-02 | 6 | 6 | yes | piece | 1
GCVC PD 050.2/23-31 | GCVC PD | 050.2/23-31 | 4245265 | finoox | GCVC 050.2C/2x3-2337-S-D/4/64/2.10/2700/AXS/1/015023 | 9854 | 3 | 2 | 2337 | Axial | 79017 | 79031 | 361.32 | 16814 | 510 | VT01437 | 0.48 | 0.16 | B | 31.32 | 63.07 | 2025-09-30 | VerticalCompact-BCD_2x3 | 2784 | 800 | 1761 |  |  | 339.7 | 35 | 35 | 500 | AC motor | 50 | S | no | no | C | D | Aluminum | 2025-01-02 | 8 | 4 | yes | piece | 1
GCVC PD 050.2/11-37 | GCVC PD | 050.2/11-37 | 4250177 | finoox | GCVC 050.2D/1x1-2354-W-D/3/40/2.10/1200/EXS/1/015023 | 2641 | 1 | 1 | 2354 | Axial | 20962 | 20978 | 75.27 | 5352 | 865 | VT03093U | 0.198 | 0.97 | C | 36.53 | 67.89 | 2025-04-06 | VerticalCompact-BCD_1x1 | 1284 | 569 | 1153 |  |  | 84.8 | 18 | 18 | 500 | AC motor | 50 | W | no | no | D | D | Epoxy coated aluminum | 2025-01-02 | 10 | 3 | yes | piece | 1
GCVC PD 050.2/23-53 | GCVC PD | 050.2/23-53 | 4245284 | finoox | GCVC 050.2C/2x3-2349-I-D/3/64/2.10/2700/EXS/1/015023 | 9816 | 3 | 2 | 2349 | Axial | 140315 | 140495 | 270.99 | 52368 | 1590 | VT03150U | 5206 | 2025-07-01 | E | 52.75 | 84.5 | 2025-01-25 | VerticalCompact-BCD_2x3 | 2784 | 800 | 1761 |  |  | 329 | 42 | 42 | 500 | AC motor | 60 | I | no | no | C | D | Epoxy coated aluminum | 2025-01-02 | 4 | 3 | yes | piece | 1
GCVC PD 050.2/22-36 | GCVC PD | 050.2/22-36 | 4245096 | finoox | GCVC 050.2C/2x2-2388-I-D/4/64/2.10/1800/EXS/1/015023 | 7226 | 2 | 2 | 2388 | Axial | 68507 | 68728 | 240.88 | 15778 | 710 | VT01437 | 0.641 | 0.34 | C | 36.08 | 67.71 | 2025-07-21 | VerticalCompact-BCD_2x2 | 1884 | 800 | 1761 |  |  | 235 | 35 | 35 | 500 | AC motor | 60 | I | no | no | C | D | Epoxy coated aluminum | 2025-01-02 | 8 | 4 | yes | piece | 1
GCVC PD 063.2/13-25 | GCVC PD | 063.2/13-25 | 4251302 | finoox | GCVC 063.2C/1x3-2401-L-D/3/32/2.10/2700/AXS/1/015023 | 6215 | 3 | 1 | 2401 | Axial | 36689 | 36.65 | 135.49 | 9091 | 340 | VT01442 | 0.267 | 0.16 | B | 25.38 | 56.89 | 2025-01-11 | VerticalCompact-BCD_1x3 | 2784 | 598 | 953 |  |  | 170.3 | 22 | 22 | 630 | AC motor | 60 | L | no | no | C | D | Aluminum | 2025-01-02 | 6 | 3 | yes | piece | 1
GCVC PD 050.2/21-20 | GCVC PD | 050.2/21-20 | 4244866 | finoox | GCVC 050.2C/2x1-2389-J-D/4/64/2.10/900/EXS/1/015023 | 4322 | 1 | 2 | 2389 | Axial | 23011 | 23126 | 120.44 | 4743 | 450 | VT01437 | 0.164 | 0.17 | B | 20.48 | 51.99 | 2025-04-10 | VerticalCompact-BCD_2x1 | 984 | 800 | 1761 |  |  | 130.2 | 18 | 18 | 500 | AC motor | 60 | J | no | no | C | D | Epoxy coated aluminum | 2025-01-02 | 12 | 4 | yes | piece | 1
GCVC PD 045.2/11-48 | GCVC PD | 045.2/11-48 | 4248828 | finoox | GCVC 045.2C/1x1-2409-1-D/3/32/2.10/900/AXS/1/015023 | 2656 | 1 | 1 | 2409 | Axial | 19722 | 19829 | 45.16 | 6126 | 1500 | VT03007U.1 | 0.516 | 2025-02-02 | E | 48.18 | 79.45 | 2025-09-03 | VerticalCompact-BCD_1x1 | 984 | 535 | 953 |  |  | 57.5 | 16 | 16 | 450 | EC motor | 5060 | 1 | no | no | C | D | Aluminum | 2025-01-02 | 8 | 3 | yes | piece | 1
GCVC PD 050.2/21-35 | GCVC PD | 050.2/21-35 | 4245819 | finoox | GCVC 050.2D/2x1-2390-K-D/6/80/2.10/1200/EXS/1/015023 | 6733 | 1 | 2 | 2390 | Axial | 50.65 | 51028 | 301.1 | 9033 | 760 | VT01437 | 0.342 | 0.35 | B | 35 | 66.65 | 2025-01-26 | VerticalCompact-BCD_2x1 | 1284 | 800 | 2161 |  |  | 212.9 | 28 | 28 | 500 | AC motor | 60 | K | no | no | D | D | Epoxy coated aluminum | 2025-01-02 | 10 | 6 | yes | piece | 1
GCVC PD 050.2/23-40 | GCVC PD | 050.2/23-40 | 4246298 | finoox | GCVC 050.2D/2x3-2390-K-D/4/80/2.10/3600/EXS/1/015023 | 13975 | 3 | 2 | 2390 | Axial | 130396 | 130381 | 602.19 | 28234 | 760 | VT01437 | 1003 | 0.35 | B | 39.95 | 71.91 | 51.6 | VerticalCompact-BCD_2x3 | 3684 | 800 | 2161 |  |  | 482.1 | 42 | 42 | 500 | AC motor | 60 | K | no | no | D | D | Epoxy coated aluminum | 2025-01-02 | 6 | 4 | yes | piece | 1
GCVC PD 080.2/21-38 | GCVC PD | 080.2/21-38 | 4248079 | finoox | GCVC 080.2D/2x1-2487-1-D/4/80/2.10/1200/AXS/1/015023 | 8294 | 1 | 2 | 2487 | Axial | 76434 | 76783 | 200.73 | 19448 | 600 | VT03061U.1 | 0.82 | 1985-01-01 | C | 38.04 | 69.69 | 2025-04-19 | VerticalCompact-BCD_2x1 | 1284 | 800 | 2161 |  |  | 192.5 | 35 | 35 | 800 | EC motor | 5060 | 1 | no | no | D | D | Aluminum | 2025-01-02 | 10 | 4 | yes | piece | 1
GCVC PD 050.2/11-47 | GCVC PD | 050.2/11-47 | 4250326 | finoox | GCVC 050.2D/1x1-2559-2-D/6/40/2.10/1200/AXS/1/015023 | 4141 | 1 | 1 | 2559 | Axial | 38825 | 39093 | 150.55 | 7462 | 1330 | VT03013U.1 | 0.511 | 2025-08-01 | C | 47.28 | 78.65 | 2025-07-12 | VerticalCompact-BCD_1x1 | 1284 | 607 | 1153 |  |  | 108.7 | 22 | 22 | 500 | EC motor | 5060 | 2 | no | no | D | D | Aluminum | 2025-01-02 | 10 | 6 | yes | piece | 1
GCVC PD 080.2/21-16 | GCVC PD | 080.2/21-16 | 4248091 | finoox | GCVC 080.2D/2x1-2489-1-D/4/80/2.10/1200/EXS/1/015023 | 8088 | 1 | 2 | 2489 | Axial | 33275 | 33416 | 200.73 | 6535 | 220 | VT03062U.1 | 0.061 | 0.15 | A+ | 15.78 | 47.43 | 2025-02-17 | VerticalCompact-BCD_2x1 | 1284 | 800 | 2161 |  |  | 188.7 | 22 | 22 | 800 | EC motor | 5060 | 1 | no | no | D | D | Epoxy coated aluminum | 2025-01-02 | 10 | 4 | yes | piece | 1
GCVC PD 080.2/11-33 | GCVC PD | 080.2/11-33 | 4252483 | finoox | GCVC 080.2D/1x1-2486-1-D/3/40/2.10/1200/EXS/1/015023 | 4634 | 1 | 1 | 2486 | Axial | 30907 | 30899 | 75.27 | 9782 | 565 | VT03061U.1 | 0.341 | 1955-01-01 | C | 33.41 | 64.78 | 2025-06-06 | VerticalCompact-BCD_1x1 | 1284 | 608 | 1153 |  |  | 89.4 | 22 | 22 | 800 | EC motor | 5060 | 1 | no | no | D | D | Epoxy coated aluminum | 2025-01-02 | 10 | 3 | yes | piece | 1
GCVC PD 063.2/22-39 | GCVC PD | 063.2/22-39 | 4246778 | finoox | GCVC 063.2C/2x2-2511-1-D/4/64/2.10/1800/EXS/1/015023 | 12329 | 2 | 2 | 2511 | Axial | 85088 | 85137 | 240.88 | 21984 | 730 | VT03145U.1 | 0.819 | 1 | C | 38.82 | 70.45 | 2025-07-21 | VerticalCompact-BCD_2x2 | 1884 | 800 | 1761 |  |  | 228.7 | 35 | 35 | 630 | EC motor | 5060 | 1 | no | no | C | D | Epoxy coated aluminum | 2025-01-02 | 8 | 4 | yes | piece | 1
GCVC PD 050.2/22-46 | GCVC PD | 050.2/22-46 | 4246139 | finoox | GCVC 050.2D/2x2-2520-1-D/4/80/2.10/2400/AXS/1/015023 | 11044 | 2 | 2 | 2520 | Axial | 112018 | 112.22 | 401.46 | 24888 | 1070 | VT03011U.1 | 1087 | 2025-04-01 | C | 45.75 | 77.56 | 36.3 | VerticalCompact-BCD_2x2 | 2484 | 800 | 2161 |  |  | 322.2 | 42 | 42 | 500 | EC motor | 5060 | 1 | no | no | D | D | Aluminum | 2025-01-02 | 6 | 4 | yes | piece | 1
GCVC PD 050.2/23-48 | GCVC PD | 050.2/23-48 | 4245430 | finoox | GCVC 050.2C/2x3-2521-1-D/3/64/2.10/2700/AXS/1/015023 | 12662 | 3 | 2 | 2521 | Axial | 119992 | 120171 | 270.99 | 37049 | 1135 | VT03011U.1 | 2027 | 1965-01-01 | D | 48.24 | 79.98 | 2025-01-25 | VerticalCompact-BCD_2x3 | 2784 | 800 | 1761 |  |  | 301.4 | 42 | 42 | 500 | EC motor | 5060 | 1 | no | no | C | D | Aluminum | 2025-01-02 | 4 | 3 | yes | piece | 1
GCVC PD 063.2/12-28 | GCVC PD | 063.2/12-28 | 4251926 | finoox | GCVC 063.2D/1x2-2358-D-D/4/40/2.10/2400/EXS/1/015023 | 6395 | 2 | 1 | 2358 | Axial | 41319 | 41358 | 200.73 | 8606 | 430 | VT01442 | 0.228 | 0.32 | A | 2025-08-28 | 59.61 | 2025-08-16 | VerticalCompact-BCD_1x2 | 2484 | 598 | 1153 |  |  | 174.9 | 28 | 28 | 630 | AC motor | 50 | D | no | no | D | D | Epoxy coated aluminum | 2025-01-02 | 8 | 4 | yes | piece | 1
GCVC PD 050.2/24-53 | GCVC PD | 050.2/24-53 | 4245519 | finoox | GCVC 050.2C/2x4-2349-I-D/4/64/2.10/3600/AXS/1/015023 | 13128 | 4 | 2 | 2349 | Axial | 223363 | 223331 | 481.75 | 67341 | 1590 | VT03150U | 7102 | 2025-07-01 | E | 53.4 | 85.26 | 44 | VerticalCompact-BCD_2x4 | 3684 | 800 | 1761 |  |  | 465.9 | 54 | 54 | 500 | AC motor | 60 | I | no | no | C | D | Aluminum | 2025-01-02 | 4 | 4 | yes | piece | 1
GCVC PD 080.2/11-44 | GCVC PD | 080.2/11-44 | 4252455 | finoox | GCVC 080.2D/1x1-2449-2-D/6/40/2.10/1200/EXS/1/015023 | 6010 | 1 | 1 | 2449 | Axial | 51875 | 52147 | 150.55 | 11324 | 770 | VT03060U.1 | 0.91 | 2025-05-01 | D | 44.36 | 75.73 | 2025-01-13 | VerticalCompact-BCD_1x1 | 1284 | 613 | 1153 |  |  | 114.8 | 28 | 28 | 800 | EC motor | 5060 | 2 | no | no | D | D | Epoxy coated aluminum | 2025-01-02 | 10 | 6 | yes | piece | 1
GCVC PD 063.2/21-36 | GCVC PD | 063.2/21-36 | 4246499 | finoox | GCVC 063.2C/2x1-2414-1-D/3/64/2.10/900/EXS/1/015023 | 6923 | 1 | 2 | 2414 | Axial | 38463 | 38659 | 90.33 | 12403 | 770 | VT03145U.1 | 0.459 | 2015-01-01 | C | 36.04 | 67.55 | 2025-03-08 | VerticalCompact-BCD_2x1 | 984 | 800 | 1761 |  |  | 119.5 | 22 | 22 | 630 | EC motor | 5060 | 1 | no | no | C | D | Epoxy coated aluminum | 2025-01-02 | 8 | 3 | yes | piece | 1
GCVC PD 050.2/22-57 | GCVC PD | 050.2/22-57 | 4246080 | finoox | GCVC 050.2D/2x2-2420-2-D/6/80/2.10/2400/AXS/1/015023 | 15337 | 2 | 2 | 2420 | Axial | 186315 | 187158 | 602.19 | 37779 | 1600 | VT03013U.1 | 3597 | 1965-01-01 | D | 56.53 | 88.34 | 55.2 | VerticalCompact-BCD_2x2 | 2484 | 800 | 2161 |  |  | 407.3 | 54 | 54 | 500 | EC motor | 5060 | 2 | no | no | D | D | Aluminum | 2025-01-02 | 6 | 6 | yes | piece | 1
GCVC PD 050.2/22-59 | GCVC PD | 050.2/22-59 | 4246071 | finoox | GCVC 050.2D/2x2-2410-2-D/6/80/2.10/2400/EXS/1/015023 | 16376 | 2 | 2 | 2410 | Axial | 190307 | 191018 | 602.19 | 40075 | 1770 | VT03013U.1 | 1976-04-01 | 2025-01-02 | D | 59.19 | 91 | 55.2 | VerticalCompact-BCD_2x2 | 2484 | 800 | 2161 |  |  | 407.3 | 54 | 54 | 500 | EC motor | 5060 | 2 | no | no | D | D | Epoxy coated aluminum | 2025-01-02 | 6 | 6 | yes | piece | 1
GCVC PD 063.2/14-32 | GCVC PD | 063.2/14-32 | 4251564 | finoox | GCVC 063.2C/1x4-2506-1-D/3/32/2.10/3600/AXS/1/015023 | 10090 | 4 | 1 | 2506 | Axial | 61669 | 61638 | 180.66 | 16930 | 540 | VT03145U.1 | 0.346 | 0.45 | A | 31.52 | 63.15 | 2025-09-14 | VerticalCompact-BCD_1x4 | 3684 | 615 | 953 |  |  | 209.4 | 28 | 28 | 630 | EC motor | 5060 | 1 | no | no | C | D | Aluminum | 2025-01-02 | 4 | 3 | yes | piece | 1
GCVC PD 063.2/21-35 | GCVC PD | 063.2/21-35 | 4246566 | finoox | GCVC 063.2C/2x1-2510-1-D/4/64/2.10/900/EXS/1/015023 | 7189 | 1 | 2 | 2510 | Axial | 40969 | 41266 | 120.44 | 10368 | 695 | VT03145U.1 | 0.352 | 0.9 | C | 34.82 | 66.33 | 2025-07-10 | VerticalCompact-BCD_2x1 | 984 | 800 | 1761 |  |  | 128.2 | 22 | 22 | 630 | EC motor | 5060 | 1 | no | no | C | D | Epoxy coated aluminum | 2025-01-02 | 8 | 4 | yes | piece | 1
GCVC PD 063.2/23-47 | GCVC PD | 063.2/23-47 | 4247036 | finoox | GCVC 063.2C/2x3-2557-2-D/6/64/2.10/2700/AXS/1/015023 | 20964 | 3 | 2 | 2557 | Axial | 191586 | 192178 | 541.97 | 42270 | 900 | VT03144U.1 | 3201 | 0.85 | D | 47.01 | 78.76 | 48.8 | VerticalCompact-BCD_2x3 | 2784 | 800 | 1761 |  |  | 416.2 | 54 | 54 | 630 | EC motor | 5060 | 2 | no | no | C | D | Aluminum | 2025-01-02 | 6 | 6 | yes | piece | 1
GCVC PD 080.2/12-17 | GCVC PD | 080.2/12-17 | 4252776 | finoox | GCVC 080.2D/1x2-2490-1-D/3/40/2.10/2400/EXS/1/015023 | 7265 | 2 | 1 | 2490 | Axial | 33161 | 33124 | 150.55 | 7883 | 245 | VT03062U.1 | 0.074 | 0.2 | A+ | 17.19 | 48.72 | 2025-04-12 | VerticalCompact-BCD_1x2 | 2484 | 608 | 1153 |  |  | 164.2 | 22 | 22 | 800 | EC motor | 5060 | 1 | no | no | D | D | Epoxy coated aluminum | 2025-01-02 | 8 | 3 | yes | piece | 1
GCVC PD 063.2/24-44 | GCVC PD | 063.2/24-44 | 4247188 | finoox | GCVC 063.2C/2x4-2511-1-D/6/64/2.10/3600/AXS/1/015023 | 24737 | 4 | 2 | 2511 | Axial | 197691 | 198745 | 722.63 | 38455 | 730 | VT03145U.1 | 1715 | 1 | C | 43.96 | 75.82 | 62.7 | VerticalCompact-BCD_2x4 | 3684 | 800 | 1761 |  |  | 507 | 54 | 54 | 630 | EC motor | 5060 | 1 | no | no | C | D | Aluminum | 2025-01-02 | 4 | 6 | yes | piece | 1
GCVC PD 050.2/11-34 | GCVC PD | 050.2/11-34 | 4249340 | finoox | GCVC 050.2C/1x1-2516-1-D/4/32/2.10/900/EXS/1/015023 | 2826 | 1 | 1 | 2516 | Axial | 17886 | 17.95 | 60.22 | 4253 | 820 | VT03011U.1 | 0.137 | 0.68 | B | 33.59 | 64.86 | 2025-01-05 | VerticalCompact-BCD_1x1 | 984 | 586 | 953 |  |  | 63.6 | 16 | 16 | 500 | EC motor | 5060 | 1 | no | no | C | D | Epoxy coated aluminum | 2025-01-02 | 8 | 4 | yes | piece | 1
GCVC PD 050.2/21-51 | GCVC PD | 050.2/21-51 | 4244980 | finoox | GCVC 050.2C/2x1-2560-2-D/4/64/2.10/900/EXS/1/015023 | 6653 | 1 | 2 | 2560 | Axial | 52397 | 52742 | 120.44 | 15006 | 1415 | VT03013U.1 | 1283 | 2021-01-01 | D | 51.07 | 82.58 | 2025-04-11 | VerticalCompact-BCD_2x1 | 984 | 800 | 1761 |  |  | 136.8 | 28 | 28 | 500 | EC motor | 5060 | 2 | no | no | C | D | Epoxy coated aluminum | 2025-01-02 | 8 | 4 | yes | piece | 1
GCVC PD 063.2/21-30 | GCVC PD | 063.2/21-30 | 4247400 | finoox | GCVC 063.2D/2x1-2508-1-D/3/80/2.10/1200/AXS/1/015023 | 7569 | 1 | 2 | 2508 | Axial | 45511 | 45533 | 150.55 | 11678 | 615 | VT03145U.1 | 0.219 | 0.65 | A | 30.22 | 61.87 | 14 | VerticalCompact-BCD_2x1 | 1284 | 800 | 2161 |  |  | 164.3 | 28 | 28 | 630 | EC motor | 5060 | 1 | no | no | D | D | Aluminum | 2025-01-02 | 10 | 3 | yes | piece | 1
GCVC PD 045.2/12-50 | GCVC PD | 045.2/12-50 | 4243935 | finoox | GCVC 045.2B/1x2-2532-1-D/4/24/2.10/1440/EXS/1/015023 | 4161 | 2 | 1 | 2532 | Axial | 31584 | 31652 | 72.26 | 9039 | 1350 | VT03007U.1 | 0.789 | 1965-01-01 | D | 49.61 | 80.89 | 2025-01-06 | VerticalCompact-BCD_1x2 | 1524 | 535 | 753 |  |  | 81.6 | 22 | 22 | 450 | EC motor | 5060 | 1 | no | no | B | D | Epoxy coated aluminum | 2025-01-02 | 8 | 4 | yes | piece | 1
GCVC PD 063.2/13-60 | GCVC PD | 063.2/13-60 | 4252334 | finoox | GCVC 063.2D/1x3-2548-2-D/4/40/2.10/3600/EXS/1/015023 | 13969 | 3 | 1 | 2548 | Axial | 128.31 | 128.16 | 301.1 | 38129 | 1135 | VT03143U.1 | 4102 | 1937-02-01 | E | 59.66 | 91.34 | 26 | VerticalCompact-BCD_1x3 | 3684 | 611 | 1153 |  |  | 315.3 | 42 | 42 | 630 | EC motor | 5060 | 2 | no | no | D | D | Epoxy coated aluminum | 2025-01-02 | 4 | 4 | yes | piece | 1
GCVC PD 045.2/13-52 | GCVC PD | 045.2/13-52 | 4248998 | finoox | GCVC 045.2C/1x3-0423-X-D/6/32/2.10/2700/AXS/1/015023 | 5432 | 3 | 1 | 423 | Axial | 83899 | 84179 | 270.99 | 17280 | 1460 | VT0326U | 1877 | 3 | D | 52.3 | 83.8 | 2025-06-22 | VerticalCompact-BCD_1x3 | 2784 | 521 | 953 |  |  | 203.5 | 35 | 35 | 450 | AC motor | 60 | X | no | no | C | D | Aluminum | 2025-01-02 | 6 | 6 | yes | piece | 1
GCVC PD 050.2/13-29 | GCVC PD | 050.2/13-29 | 4250624 | finoox | GCVC 050.2D/1x3-2337-S-D/3/40/2.10/3600/AXS/1/015023 | 5985 | 3 | 1 | 2337 | Axial | 44114 | 44066 | 225.82 | 9943 | 510 | VT01437 | 0.23 | 0.16 | A | 2025-04-29 | 61.08 | 2025-06-18 | VerticalCompact-BCD_1x3 | 3684 | 596 | 1153 |  |  | 229.4 | 28 | 28 | 500 | AC motor | 50 | S | no | no | D | D | Aluminum | 2025-01-02 | 6 | 3 | yes | piece | 1
GCVC PD 050.2/24-33 | GCVC PD | 050.2/24-33 | 4245503 | finoox | GCVC 050.2C/2x4-2337-S-D/3/64/2.10/3600/EXS/1/015023 | 12162 | 4 | 2 | 2337 | Axial | 94851 | 94.77 | 361.32 | 23508 | 510 | VT01437 | 0.634 | 0.16 | B | 32.69 | 64.55 | 2025-08-30 | VerticalCompact-BCD_2x4 | 3684 | 800 | 1761 |  |  | 406.3 | 35 | 35 | 500 | AC motor | 50 | S | no | no | C | D | Epoxy coated aluminum | 2025-01-02 | 4 | 3 | yes | piece | 1
GCVC PD 063.2/21-37 | GCVC PD | 063.2/21-37 | 4246500 | finoox | GCVC 063.2C/2x1-2414-1-D/4/64/2.10/900/EXS/1/015023 | 7273 | 1 | 2 | 2414 | Axial | 44348 | 44624 | 120.44 | 11618 | 770 | VT03145U.1 | 0.473 | 2015-01-01 | C | 36.97 | 68.48 | 2025-04-11 | VerticalCompact-BCD_2x1 | 984 | 800 | 1761 |  |  | 129.4 | 28 | 28 | 630 | EC motor | 5060 | 1 | no | no | C | D | Epoxy coated aluminum | 2025-01-02 | 8 | 4 | yes | piece | 1
GCVC PD 050.2/22-28 | GCVC PD | 050.2/22-28 | 4246064 | finoox | GCVC 050.2D/2x2-2391-L-D/4/80/2.10/2400/EXS/1/015023 | 9341 | 2 | 2 | 2391 | Axial | 67221 | 67.37 | 401.46 | 13165 | 520 | VT01437 | 0.403 | 0.18 | B | 28.32 | 60.13 | 34.8 | VerticalCompact-BCD_2x2 | 2484 | 800 | 2161 |  |  | 329.1 | 35 | 35 | 500 | AC motor | 60 | L | no | no | D | D | Epoxy coated aluminum | 2025-01-02 | 8 | 4 | yes | piece | 1
GCVC PD 050.2/23-41 | GCVC PD | 050.2/23-41 | 4245300 | finoox | GCVC 050.2C/2x3-2355-X-D/6/64/2.10/2700/AXS/1/015023 | 11841 | 3 | 2 | 2355 | Axial | 132485 | 133233 | 541.97 | 25084 | 810 | VT03093U | 1977-01-01 | 2025-03-01 | C | 40.58 | 72.33 | 46.3 | VerticalCompact-BCD_2x3 | 2784 | 800 | 1761 |  |  | 399.2 | 42 | 42 | 500 | AC motor | 60 | X | no | no | C | D | Aluminum | 2025-01-02 | 6 | 6 | yes | piece | 1
GCVC PD 063.2/14-21 | GCVC PD | 063.2/14-21 | 4251502 | finoox | GCVC 063.2C/1x4-2399-J-D/3/32/2.10/3600/EXS/1/015023 | 8189 | 4 | 1 | 2399 | Axial | 44457 | 44423 | 180.66 | 10726 | 290 | VT01442 | 0.288 | 0.14 | B | 20.61 | 52.23 | 2025-09-14 | VerticalCompact-BCD_1x4 | 3684 | 598 | 953 |  |  | 223 | 28 | 28 | 630 | AC motor | 60 | J | no | no | C | D | Epoxy coated aluminum | 2025-01-02 | 4 | 3 | yes | piece | 1
GCVC PD 045.2/21-48 | GCVC PD | 045.2/21-48 | 4244428 | finoox | GCVC 045.2C/2x1-2419-1-D/6/64/2.10/900/AXS/1/015023 | 5553 | 1 | 2 | 2419 | Axial | 51989 | 52469 | 180.66 | 10453 | 1350 | VT03007U.1 | 0.759 | 1965-01-01 | D | 47.54 | 79.05 | 2025-03-16 | VerticalCompact-BCD_2x1 | 984 | 800 | 1761 |  |  | 141.9 | 28 | 28 | 450 | EC motor | 5060 | 1 | no | no | C | D | Aluminum | 2025-01-02 | 12 | 6 | yes | piece | 1
GCVC PD 063.2/23-36 | GCVC PD | 063.2/23-36 | 4247817 | finoox | GCVC 063.2D/2x3-2400-K-D/3/80/2.10/3600/EXS/1/015023 | 15720 | 3 | 2 | 2400 | Axial | 124018 | 123905 | 451.65 | 31355 | 490 | VT01442 | 0.901 | 0.34 | B | 35.89 | 67.86 | 40 | VerticalCompact-BCD_2x3 | 3684 | 800 | 2161 |  |  | 449.8 | 42 | 42 | 630 | AC motor | 60 | K | no | no | D | D | Epoxy coated aluminum | 2025-01-02 | 4 | 3 | yes | piece | 1
GCVC PD 080.2/22-40 | GCVC PD | 080.2/22-40 | 4248352 | finoox | GCVC 080.2D/2x2-2487-1-D/3/80/2.10/2400/AXS/1/015023 | 16329 | 2 | 2 | 2487 | Axial | 128259 | 127955 | 301.1 | 41448 | 600 | VT03061U.1 | 1592 | 1985-01-01 | C | 40.13 | 71.94 | 2025-04-28 | VerticalCompact-BCD_2x2 | 2484 | 800 | 2161 |  |  | 321.7 | 42 | 42 | 800 | EC motor | 5060 | 1 | no | no | D | D | Aluminum | 2025-01-02 | 6 | 3 | yes | piece | 1
GCVC PD 080.2/23-45 | GCVC PD | 080.2/23-45 | 4248631 | finoox | GCVC 080.2D/2x3-2487-1-D/6/80/2.10/3600/EXS/1/015023 | 31589 | 3 | 2 | 2487 | Axial | 253819 | 254987 | 903.29 | 50984 | 600 | VT03061U.1 | 2565 | 1985-01-01 | C | 44.84 | 76.8 | 78.2 | VerticalCompact-BCD_2x3 | 3684 | 800 | 2161 |  |  | 606.4 | 54 | 54 | 800 | EC motor | 5060 | 1 | no | no | D | D | Epoxy coated aluminum | 2025-01-02 | 4 | 6 | yes | piece | 1
GCVC PD 050.2/13-51 | GCVC PD | 050.2/13-51 | 4249855 | finoox | GCVC 050.2C/1x3-2559-2-D/6/32/2.10/2700/EXS/1/015023 | 9964 | 3 | 1 | 2559 | Axial | 89132 | 89366 | 270.99 | 19557 | 1330 | VT03013U.1 | 1645 | 2025-08-01 | D | 51.38 | 82.89 | 2025-06-22 | VerticalCompact-BCD_1x3 | 2784 | 607 | 953 |  |  | 211.3 | 35 | 35 | 500 | EC motor | 5060 | 2 | no | no | C | D | Epoxy coated aluminum | 2025-01-02 | 6 | 6 | yes | piece | 1
GCVC PD 045.2/23-38 | GCVC PD | 045.2/23-38 | 4244613 | finoox | GCVC 045.2C/2x3-2523-1-D/4/64/2.10/2700/AXS/1/015023 | 11719 | 3 | 2 | 2523 | Axial | 75385 | 75485 | 361.32 | 15759 | 675 | VT03007U.1 | 0.348 | 0.3 | A | 37.88 | 69.63 | 2025-09-30 | VerticalCompact-BCD_2x3 | 2784 | 800 | 1761 |  |  | 315.3 | 35 | 35 | 450 | EC motor | 5060 | 1 | no | no | C | D | Aluminum | 2025-01-02 | 8 | 4 | yes | piece | 1
GCVC PD 063.2/12-37 | GCVC PD | 063.2/12-37 | 4252118 | finoox | GCVC 063.2D/1x2-2553-2-D/4/40/2.10/2400/EXS/1/015023 | 8140 | 2 | 1 | 2553 | Axial | 60759 | 60.78 | 200.73 | 14480 | 700 | VT03144U.1 | 0.43 | 0.52 | B | 36.83 | 68.36 | 2025-08-16 | VerticalCompact-BCD_1x2 | 2484 | 623 | 1153 |  |  | 176.5 | 28 | 28 | 630 | EC motor | 5060 | 2 | no | no | D | D | Epoxy coated aluminum | 2025-01-02 | 6 | 4 | yes | piece | 1
GCVC PD 063.2/22-45 | GCVC PD | 063.2/22-45 | 4246830 | finoox | GCVC 063.2C/2x2-2557-2-D/6/64/2.10/1800/AXS/1/015023 | 14633 | 2 | 2 | 2557 | Axial | 129787 | 130305 | 361.32 | 28180 | 900 | VT03144U.1 | 2134 | 0.85 | D | 45.37 | 77 | 32.4 | VerticalCompact-BCD_2x2 | 1884 | 800 | 1761 |  |  | 283.1 | 42 | 42 | 630 | EC motor | 5060 | 2 | no | no | C | D | Aluminum | 2025-01-02 | 8 | 6 | yes | piece | 1
GCVC PD 050.2/13-38 | GCVC PD | 050.2/13-38 | 4249813 | finoox | GCVC 050.2C/1x3-2516-1-D/6/32/2.10/2700/EXS/1/015023 | 8353 | 3 | 1 | 2516 | Axial | 62101 | 62505 | 270.99 | 11794 | 820 | VT03011U.1 | 0.428 | 0.68 | B | 38.02 | 69.53 | 22 | VerticalCompact-BCD_1x3 | 2784 | 586 | 953 |  |  | 197 | 28 | 28 | 500 | EC motor | 5060 | 1 | no | no | C | D | Epoxy coated aluminum | 2025-01-02 | 6 | 6 | yes | piece | 1
GCVC PD 050.2/11-34 | GCVC PD | 050.2/11-34 | 4250286 | finoox | GCVC 050.2D/1x1-2516-1-D/4/40/2.10/1200/EXS/1/015023 | 3332 | 1 | 1 | 2516 | Axial | 22354 | 22447 | 100.37 | 4732 | 820 | VT03011U.1 | 0.128 | 0.68 | B | 34.29 | 65.66 | 2025-04-08 | VerticalCompact-BCD_1x1 | 1284 | 586 | 1153 |  |  | 88.9 | 18 | 18 | 500 | EC motor | 5060 | 1 | no | no | D | D | Epoxy coated aluminum | 2025-01-02 | 10 | 4 | yes | piece | 1
GCVC PD 045.2/13-40 | GCVC PD | 045.2/13-40 | 4249037 | finoox | GCVC 045.2C/1x3-2525-1-D/6/32/2.10/2700/EXS/1/015023 | 7754 | 3 | 1 | 2525 | Axial | 49813 | 50025 | 270.99 | 9066 | 825 | VT03007U.1 | 0.295 | 0.47 | B | 39.72 | 71.22 | 22 | VerticalCompact-BCD_1x3 | 2784 | 535 | 953 |  |  | 191.8 | 28 | 28 | 450 | EC motor | 5060 | 1 | no | no | C | D | Epoxy coated aluminum | 2025-01-02 | 8 | 6 | yes | piece | 1
GCVC PD 050.2/12-38 | GCVC PD | 050.2/12-38 | 4249581 | finoox | GCVC 050.2C/1x2-2517-1-D/3/32/2.10/1800/EXS/1/015023 | 4536 | 2 | 1 | 2517 | Axial | 32238 | 32195 | 90.33 | 9521 | 880 | VT03011U.1 | 0.331 | 0.84 | C | 38.3 | 69.69 | 2025-06-07 | VerticalCompact-BCD_1x2 | 1884 | 586 | 953 |  |  | 107.9 | 22 | 22 | 500 | EC motor | 5060 | 1 | no | no | C | D | Epoxy coated aluminum | 2025-01-02 | 8 | 3 | yes | piece | 1
GCVC PD 050.2/24-47 | GCVC PD | 050.2/24-47 | 4245655 | finoox | GCVC 050.2C/2x4-2519-1-D/4/64/2.10/3600/AXS/1/015023 | 17620 | 4 | 2 | 2519 | Axial | 170478 | 170766 | 481.75 | 42266 | 1010 | VT03011U.1 | 1997-01-01 | 2015-01-01 | C | 46.58 | 78.44 | 44 | VerticalCompact-BCD_2x4 | 3684 | 800 | 1761 |  |  | 429.1 | 54 | 54 | 500 | EC motor | 5060 | 1 | no | no | C | D | Aluminum | 2025-01-02 | 4 | 4 | yes | piece | 1
GCVC PD 063.2/23-33 | GCVC PD | 063.2/23-33 | 4246945 | finoox | GCVC 063.2C/2x3-2505-1-D/4/64/2.10/2700/AXS/1/015023 | 16658 | 3 | 2 | 2505 | Axial | 98077 | 98204 | 361.32 | 21866 | 500 | VT03145U.1 | 0.441 | 0.39 | A | 32.73 | 64.48 | 2025-09-30 | VerticalCompact-BCD_2x3 | 2784 | 800 | 1761 |  |  | 330.6 | 35 | 35 | 630 | EC motor | 5060 | 1 | no | no | C | D | Aluminum | 2025-01-02 | 6 | 4 | yes | piece | 1
GCVC PD 050.2/21-28 | GCVC PD | 050.2/21-28 | 4244908 | finoox | GCVC 050.2C/2x1-2512-1-D/4/64/2.10/900/EXS/1/015023 | 5496 | 1 | 2 | 2512 | Axial | 26928 | 27033 | 120.44 | 5791 | 565 | VT03011U.1 | 0.106 | 0.28 | A+ | 28.31 | 59.82 | 2025-07-10 | VerticalCompact-BCD_2x1 | 984 | 800 | 1761 |  |  | 126.4 | 22 | 22 | 500 | EC motor | 5060 | 1 | no | no | C | D | Epoxy coated aluminum | 2025-01-02 | 12 | 4 | yes | piece | 1
GCVC PD 080.3/22-50 | GCVC PD | 080.3/22-50 | 6162723 | finoox | GCVC 080.3D/2x2-3490-K-D/3/80/2.10/2400/EXS/1/015023 | 15433 | 2 | 2 | 3490 | Axial | 158296 | 158.68 | 301.1 | 58775 | 770 | VT01371 | 5273 | 2025-04-02 | E | 49.87 | 81.68 | 31.6 | VerticalCompact-BCD_2x2 | 2484 | 800 | 2161 |  |  | 412.7 | 54 | 54 | 800 | AC motor | 60 | K | no | no | D | D | Epoxy coated aluminum | 2025-01-02 | 4 | 3 | yes | piece | 1
GCVC PD 050.3/24-52 | GCVC PD | 050.3/24-52 | 6168416 | finoox | GCVC 050.3C/2x4-3616-W-D/3/64/2.10/3600/EXS/1/015023 | 12338 | 4 | 2 | 3616 | Axial | 160668 | 160369 | 361.32 | 57390 | 1240 | VT01524 | 5351 | 2025-02-03 | E | 52.42 | 84.28 | 34.6 | VerticalCompact-BCD_2x4 | 3684 | 800 | 1761 |  |  | 441.4 | 54 | 54 | 500 | AC motor | 50 | W | no | no | C | D | Epoxy coated aluminum | 2025-01-02 | 4 | 3 | yes | piece | 1
GCVC PD 045.2/12-47 | GCVC PD | 045.2/12-47 | 4248917 | finoox | GCVC 045.2C/1x2-0426-W-D/6/32/2.10/1800/EXS/1/015023 | 4372 | 2 | 1 | 426 | Axial | 50649 | 50887 | 180.66 | 10201 | 1360 | VT0326U | 0.867 | 2025-02-02 | D | 47.26 | 78.64 | 2025-01-15 | VerticalCompact-BCD_1x2 | 1884 | 521 | 953 |  |  | 138.5 | 28 | 28 | 450 | AC motor | 50 | W | no | no | C | D | Epoxy coated aluminum | 2025-01-02 | 8 | 6 | yes | piece | 1
GCVC PD 050.2/14-36 | GCVC PD | 050.2/14-36 | 4249902 | finoox | GCVC 050.2C/1x4-2336-D-D/3/32/2.10/3600/AXS/1/015023 | 5994 | 4 | 1 | 2336 | Axial | 56676 | 56665 | 180.66 | 14846 | 660 | VT01437 | 0.5 | 0.33 | B | 36.18 | 67.81 | 2025-09-14 | VerticalCompact-BCD_1x4 | 3684 | 596 | 953 |  |  | 214.5 | 28 | 28 | 500 | AC motor | 50 | D | no | no | C | D | Aluminum | 2025-01-02 | 4 | 3 | yes | piece | 1
GCVC PD 050.2/23-34 | GCVC PD | 050.2/23-34 | 4245257 | finoox | GCVC 050.2C/2x3-2333-S-D/6/64/2.10/2700/EXS/1/015023 | 12773 | 3 | 2 | 2333 | Axial | 96659 | 97.09 | 541.97 | 17452 | 530 | VT01435 | 0.898 | 0.35 | C | 33.83 | 65.58 | 45 | VerticalCompact-BCD_2x3 | 2784 | 800 | 1761 |  |  | 408.3 | 35 | 35 | 500 | AC motor | 50 | S | no | no | C | D | Epoxy coated aluminum | 2025-01-02 | 8 | 6 | yes | piece | 1
GCVC PD 050.2/22-45 | GCVC PD | 050.2/22-45 | 4246018 | finoox | GCVC 050.2D/2x2-2384-I-D/3/80/2.10/2400/AXS/1/015023 | 7836 | 2 | 2 | 2384 | Axial | 90487 | 90393 | 301.1 | 23209 | 790 | VT01435 | 1406 | 0.88 | D | 44.61 | 76.42 | 2025-09-26 | VerticalCompact-BCD_2x2 | 2484 | 800 | 2161 |  |  | 310.3 | 35 | 35 | 500 | AC motor | 60 | I | no | no | D | D | Aluminum | 2025-01-02 | 6 | 3 | yes | piece | 1
GCVC PD 050.2/14-37 | GCVC PD | 050.2/14-37 | 4249975 | finoox | GCVC 050.2C/1x4-2388-I-D/3/32/2.10/3600/EXS/1/015023 | 6330 | 4 | 1 | 2388 | Axial | 59212 | 59144 | 180.66 | 16451 | 710 | VT01437 | 0.633 | 0.34 | C | 36.6 | 68.23 | 2025-09-14 | VerticalCompact-BCD_1x4 | 3684 | 596 | 953 |  |  | 214.5 | 28 | 28 | 500 | AC motor | 60 | I | no | no | C | D | Epoxy coated aluminum | 2025-01-02 | 4 | 3 | yes | piece | 1
GCVC PD 050.2/12-46 | GCVC PD | 050.2/12-46 | 4244197 | finoox | GCVC 050.2B/1x2-2411-1-D/4/24/2.10/1440/AXS/1/015023 | 3941 | 2 | 1 | 2411 | Axial | 36338 | 36414 | 72.26 | 10900 | 1260 | VT03011U.1 | 1016 | 2025-02-02 | E | 46.48 | 77.77 | 2025-01-06 | VerticalCompact-BCD_1x2 | 1524 | 586 | 753 |  |  | 85 | 22 | 22 | 500 | EC motor | 5060 | 1 | no | no | B | D | Aluminum | 2025-01-02 | 8 | 4 | yes | piece | 1
GCVC PD 050.2/13-48 | GCVC PD | 050.2/13-48 | 4244332 | finoox | GCVC 050.2B/1x3-2411-1-D/3/24/2.10/2160/AXS/1/015023 | 5663 | 3 | 1 | 2411 | Axial | 44368 | 44092 | 81.3 | 17467 | 1260 | VT03011U.1 | 1499 | 2025-02-02 | E | 47.63 | 79.02 | 2025-01-07 | VerticalCompact-BCD_1x3a | 2244 | 586 | 753 |  |  | 114.3 | 28 | 28 | 500 | EC motor | 5060 | 1 | no | no | B | D | Aluminum | 2025-01-02 | 6 | 3 | yes | piece | 1
GCVC PD 063.2/21-62 | GCVC PD | 063.2/21-62 | 4247448 | finoox | GCVC 063.2D/2x1-2551-2-D/3/80/2.10/1200/AXS/1/015023 | 9913 | 1 | 2 | 2551 | Axial | 85383 | 85658 | 150.55 | 31792 | 1360 | VT03143U.1 | 4601 | 4 | E | 61.57 | 93.22 | 2025-04-15 | VerticalCompact-BCD_2x1 | 1284 | 800 | 2161 |  |  | 209.9 | 35 | 35 | 630 | EC motor | 5060 | 2 | no | no | D | D | Aluminum | 2025-01-02 | 8 | 3 | yes | piece | 1
GCVC PD 063.2/24-49 | GCVC PD | 063.2/24-49 | 4247248 | finoox | GCVC 063.2C/2x4-2558-2-D/6/64/2.10/3600/AXS/1/015023 | 27389 | 4 | 2 | 2558 | Axial | 270374 | 271502 | 722.63 | 59776 | 950 | VT03144U.1 | 4994 | 1 | D | 49.23 | 81.09 | 65.4 | VerticalCompact-BCD_2x4 | 3684 | 800 | 1761 |  |  | 545.2 | 64 | 64 | 630 | EC motor | 5060 | 2 | no | no | C | D | Aluminum | 2025-01-02 | 4 | 6 | yes | piece | 1
GCVC PD 063.2/22-45 | GCVC PD | 063.2/22-45 | 4247741 | finoox | GCVC 063.2D/2x2-2558-2-D/6/80/2.10/2400/EXS/1/015023 | 19289 | 2 | 2 | 2558 | Axial | 181399 | 182079 | 602.19 | 37415 | 950 | VT03144U.1 | 2179 | 1 | C | 45.39 | 77.19 | 55.2 | VerticalCompact-BCD_2x2 | 2484 | 800 | 2161 |  |  | 409.5 | 54 | 54 | 630 | EC motor | 5060 | 2 | no | no | D | D | Epoxy coated aluminum | 2025-01-02 | 6 | 6 | yes | piece | 1
GCVC PD 063.2/23-36 | GCVC PD | 063.2/23-36 | 4247899 | finoox | GCVC 063.2D/2x3-2509-1-D/4/80/2.10/3600/AXS/1/015023 | 20401 | 3 | 2 | 2509 | Axial | 164167 | 164481 | 602.19 | 36047 | 655 | VT03145U.1 | 0.796 | 0.75 | A | 35.92 | 67.88 | 54.8 | VerticalCompact-BCD_2x3 | 3684 | 800 | 2161 |  |  | 479.3 | 54 | 54 | 630 | EC motor | 5060 | 1 | no | no | D | D | Aluminum | 2025-01-02 | 4 | 4 | yes | piece | 1
GCVC PD 063.2/14-37 | GCVC PD | 063.2/14-37 | 4251586 | finoox | GCVC 063.2C/1x4-2509-1-D/4/32/2.10/3600/EXS/1/015023 | 11228 | 4 | 1 | 2509 | Axial | 79129 | 79201 | 240.88 | 19493 | 655 | VT03145U.1 | 0.601 | 0.75 | B | 36.55 | 68.17 | 2025-02-20 | VerticalCompact-BCD_1x4 | 3684 | 615 | 953 |  |  | 227.3 | 35 | 35 | 630 | EC motor | 5060 | 1 | no | no | C | D | Epoxy coated aluminum | 2025-01-02 | 4 | 4 | yes | piece | 1
GCVC PD 050.2/23-39 | GCVC PD | 050.2/23-39 | 4245395 | finoox | GCVC 050.2C/2x3-2515-1-D/4/64/2.10/2700/AXS/1/015023 | 13458 | 3 | 2 | 2515 | Axial | 102613 | 103321 | 361.32 | 23476 | 755 | VT03011U.1 | 0.664 | 0.58 | B | 39.14 | 70.89 | 2025-09-30 | VerticalCompact-BCD_2x3 | 2784 | 800 | 1761 |  |  | 325.3 | 35 | 35 | 500 | EC motor | 5060 | 1 | no | no | C | D | Aluminum | 2025-01-02 | 6 | 4 | yes | piece | 1
GCVC PD 063.2/12-34 | GCVC PD | 063.2/12-34 | 4252077 | finoox | GCVC 063.2D/1x2-2511-1-D/6/40/2.10/2400/EXS/1/015023 | 8942 | 2 | 1 | 2511 | Axial | 66058 | 66.28 | 301.1 | 12527 | 730 | VT03145U.1 | 0.382 | 1 | B | 34.29 | 65.81 | 2025-03-25 | VerticalCompact-BCD_1x2 | 2484 | 615 | 1153 |  |  | 197.8 | 35 | 35 | 630 | EC motor | 5060 | 1 | no | no | D | D | Epoxy coated aluminum | 2025-01-02 | 8 | 6 | yes | piece | 1
GCVC PD 050.2/12-36 | GCVC PD | 050.2/12-36 | 4249574 | finoox | GCVC 050.2C/1x2-2516-1-D/6/32/2.10/1800/AXS/1/015023 | 5237 | 2 | 1 | 2516 | Axial | 42092 | 42364 | 180.66 | 7863 | 820 | VT03011U.1 | 0.285 | 0.68 | B | 36.38 | 67.77 | 2025-01-15 | VerticalCompact-BCD_1x2 | 1884 | 586 | 953 |  |  | 134.5 | 28 | 28 | 500 | EC motor | 5060 | 1 | no | no | C | D | Aluminum | 2025-01-02 | 8 | 6 | yes | piece | 1
GCVC PD 063.2/13-42 | GCVC PD | 063.2/13-42 | 4251432 | finoox | GCVC 063.2C/1x3-2555-2-D/6/32/2.10/2700/AXS/1/015023 | 10348 | 3 | 1 | 2555 | Axial | 88093 | 88.5 | 270.99 | 18590 | 800 | VT03144U.1 | 1139 | 0.69 | C | 41.91 | 73.42 | 2025-06-22 | VerticalCompact-BCD_1x3 | 2784 | 623 | 953 |  |  | 212.8 | 35 | 35 | 630 | EC motor | 5060 | 2 | no | no | C | D | Aluminum | 2025-01-02 | 6 | 6 | yes | piece | 1
GCVC PD 050.2/23-59 | GCVC PD | 050.2/23-59 | 4245468 | finoox | GCVC 050.2C/2x3-2563-2-D/6/64/2.10/2700/AXS/1/015023 | 18949 | 3 | 2 | 2563 | Axial | 213449 | 213689 | 541.97 | 50208 | 1680 | VT03013U.1 | 1959-06-01 | 1975-01-01 | E | 59.26 | 91 | 48.8 | VerticalCompact-BCD_2x3 | 2784 | 800 | 1761 |  |  | 413.3 | 54 | 54 | 500 | EC motor | 5060 | 2 | no | no | C | D | Aluminum | 2025-01-02 | 6 | 6 | yes | piece | 1
GCVC PD 050.2/23-60 | GCVC PD | 050.2/23-60 | 4246422 | finoox | GCVC 050.2D/2x3-2563-2-D/6/80/2.10/3600/AXS/1/015023 | 23436 | 3 | 2 | 2563 | Axial | 281044 | 282326 | 903.29 | 57037 | 1680 | VT03013U.1 | 6136 | 1975-01-01 | D | 59.67 | 91.63 | 81.5 | VerticalCompact-BCD_2x3 | 3684 | 800 | 2161 |  |  | 596.9 | 64 | 64 | 500 | EC motor | 5060 | 2 | no | no | D | D | Aluminum | 2025-01-02 | 4 | 6 | yes | piece | 1
GCVC PD 063.2/11-28 | GCVC PD | 063.2/11-28 | 4250953 | finoox | GCVC 063.2C/1x1-2507-1-D/4/32/2.10/900/AXS/1/015023 | 3759 | 1 | 1 | 2507 | Axial | 18241 | 18351 | 60.22 | 4256 | 580 | VT03145U.1 | 0.107 | 0.55 | B | 28.33 | 59.61 | 2025-01-05 | VerticalCompact-BCD_1x1 | 984 | 615 | 953 |  |  | 64.5 | 16 | 16 | 630 | EC motor | 5060 | 1 | no | no | C | D | Aluminum | 2025-01-02 | 8 | 4 | yes | piece | 1
GCVC PD 063.2/14-38 | GCVC PD | 063.2/14-38 | 4251578 | finoox | GCVC 063.2C/1x4-2508-1-D/6/32/2.10/3600/AXS/1/015023 | 12084 | 4 | 1 | 2508 | Axial | 82834 | 83177 | 361.32 | 15921 | 615 | VT03145U.1 | 0.531 | 0.65 | B | 37.77 | 69.4 | 2025-05-29 | VerticalCompact-BCD_1x4 | 3684 | 615 | 953 |  |  | 261.9 | 35 | 35 | 630 | EC motor | 5060 | 1 | no | no | C | D | Aluminum | 2025-01-02 | 6 | 6 | yes | piece | 1
GCVC PD 063.2/22-25 | GCVC PD | 063.2/22-25 | 4247618 | finoox | GCVC 063.2D/2x2-2503-1-D/6/80/2.10/2400/AXS/1/015023 | 16405 | 2 | 2 | 2503 | Axial | 82353 | 83004 | 602.19 | 14033 | 425 | VT03145U.1 | 0.185 | 0.25 | A+ | 25.45 | 57.26 | 50.5 | VerticalCompact-BCD_2x2 | 2484 | 800 | 2161 |  |  | 383.7 | 35 | 35 | 630 | EC motor | 5060 | 1 | no | no | D | D | Aluminum | 2025-01-02 | 10 | 6 | yes | piece | 1
GCVC PD 050.2/21-44 | GCVC PD | 050.2/21-44 | 4245905 | finoox | GCVC 050.2D/2x1-2521-1-D/4/80/2.10/1200/AXS/1/015023 | 6285 | 1 | 2 | 2521 | Axial | 58.42 | 58645 | 200.73 | 13191 | 1135 | VT03011U.1 | 0.641 | 1965-01-01 | C | 44.15 | 75.8 | 2025-01-18 | VerticalCompact-BCD_2x1 | 1284 | 800 | 2161 |  |  | 177 | 28 | 28 | 500 | EC motor | 5060 | 1 | no | no | D | D | Aluminum | 2025-01-02 | 10 | 4 | yes | piece | 1
GCVC PD 080.2/12-48 | GCVC PD | 080.2/12-48 | 4252833 | finoox | GCVC 080.2D/1x2-2537-2-D/4/40/2.10/2400/AXS/1/015023 | 9564 | 2 | 1 | 2537 | Axial | 85882 | 85867 | 200.73 | 24731 | 750 | VT03059U.2 | 1656 | 2025-05-01 | D | 47.58 | 79.11 | 2025-05-17 | VerticalCompact-BCD_1x2 | 2484 | 650 | 1153 |  |  | 203.4 | 35 | 35 | 800 | EC motor | 5060 | 2 | no | no | D | D | Aluminum | 2025-01-02 | 6 | 4 | yes | piece | 1
GCVC PD 050.3/14-50 | GCVC PD | 050.3/14-50 | 6157329 | finoox | GCVC 050.3C/1x4-3617-X-D/6/32/2.10/3600/EXS/1/015023 | 8559 | 4 | 1 | 3617 | Axial | 122634 | 123094 | 361.32 | 26734 | 1260 | VT01524 | 3881 | 2025-04-04 | E | 49.82 | 81.45 | 31.4 | VerticalCompact-BCD_1x4 | 3684 | 596 | 953 |  |  | 284.4 | 42 | 42 | 500 | AC motor | 60 | X | no | no | C | D | Epoxy coated aluminum | 2025-01-02 | 4 | 6 | yes | piece | 1
GCVC PD 080.2/12-32 | GCVC PD | 080.2/12-32 | 4252718 | finoox | GCVC 080.2D/1x2-2447-1-D/3/40/2.10/2400/EXS/1/015023 | 7290 | 2 | 1 | 2447 | Axial | 55139 | 55074 | 150.55 | 16556 | 490 | VT03062U.1 | 0.435 | 2025-01-01 | B | 31.89 | 63.42 | 2025-09-12 | VerticalCompact-BCD_1x2 | 2484 | 608 | 1153 |  |  | 164.9 | 28 | 28 | 800 | EC motor | 5060 | 1 | no | no | D | D | Epoxy coated aluminum | 2025-01-02 | 6 | 3 | yes | piece | 1
GCVC PD 050.2/11-36 | GCVC PD | 050.2/11-36 | 4250175 | finoox | GCVC 050.2D/1x1-2354-W-D/4/40/2.10/1200/AXS/1/015023 | 2642 | 1 | 1 | 2354 | Axial | 24612 | 24695 | 100.37 | 5247 | 865 | VT03093U | 0.2 | 0.97 | B | 36.1 | 67.46 | 2025-04-08 | VerticalCompact-BCD_1x1 | 1284 | 569 | 1153 |  |  | 92 | 18 | 18 | 500 | AC motor | 50 | W | no | no | D | D | Aluminum | 2025-01-02 | 10 | 4 | yes | piece | 1
GCVC PD 050.2/14-34 | GCVC PD | 050.2/14-34 | 4249968 | finoox | GCVC 050.2C/1x4-2387-L-D/6/32/2.10/3600/AXS/1/015023 | 7778 | 4 | 1 | 2387 | Axial | 62485 | 62809 | 361.32 | 11045 | 500 | VT01435 | 0.711 | 0.37 | C | 34.44 | 66.06 | 29 | VerticalCompact-BCD_1x4 | 3684 | 596 | 953 |  |  | 276.7 | 28 | 28 | 500 | AC motor | 60 | L | no | no | C | D | Aluminum | 2025-01-02 | 6 | 6 | yes | piece | 1
GCVC PD 050.2/11-33 | GCVC PD | 050.2/11-33 | 4250225 | finoox | GCVC 050.2D/1x1-2390-K-D/3/40/2.10/1200/EXS/1/015023 | 2648 | 1 | 1 | 2390 | Axial | 19379 | 19394 | 75.27 | 4791 | 760 | VT01437 | 0.166 | 0.35 | B | 32.95 | 64.32 | 2025-03-06 | VerticalCompact-BCD_1x1 | 1284 | 596 | 1153 |  |  | 83.9 | 16 | 16 | 500 | AC motor | 60 | K | no | no | D | D | Epoxy coated aluminum | 2025-01-02 | 10 | 3 | yes | piece | 1
GCVC PD 063.2/12-18 | GCVC PD | 063.2/12-18 | 4251972 | finoox | GCVC 063.2D/1x2-2399-J-D/6/40/2.10/2400/AXS/1/015023 | 7115 | 2 | 1 | 2399 | Axial | 35216 | 35493 | 301.1 | 5872 | 290 | VT01442 | 0.143 | 0.14 | A | 18.15 | 49.67 | 2025-02-24 | VerticalCompact-BCD_1x2 | 2484 | 598 | 1153 |  |  | 203.1 | 22 | 22 | 630 | AC motor | 60 | J | no | no | D | D | Aluminum | 2025-01-02 | 10 | 6 | yes | piece | 1
GCVC PD 063.2/23-24 | GCVC PD | 063.2/23-24 | 4247811 | finoox | GCVC 063.2D/2x3-2399-J-D/3/80/2.10/3600/EXS/1/015023 | 15645 | 3 | 2 | 2399 | Axial | 89427 | 89285 | 451.65 | 20648 | 290 | VT01442 | 0.42 | 0.14 | A | 24.47 | 56.43 | 38.5 | VerticalCompact-BCD_2x3 | 3684 | 800 | 2161 |  |  | 447.1 | 35 | 35 | 630 | AC motor | 60 | J | no | no | D | D | Epoxy coated aluminum | 2025-01-02 | 6 | 3 | yes | piece | 1
GCVC PD 050.2/21-43 | GCVC PD | 050.2/21-43 | 4244901 | finoox | GCVC 050.2C/2x1-2421-1-D/3/64/2.10/900/EXS/1/015023 | 5304 | 1 | 2 | 2421 | Axial | 39516 | 39723 | 90.33 | 12964 | 1150 | VT03011U.1 | 0.706 | 1975-01-01 | D | 43.15 | 74.65 | 2025-03-08 | VerticalCompact-BCD_2x1 | 984 | 800 | 1761 |  |  | 117.7 | 22 | 22 | 500 | EC motor | 5060 | 1 | no | no | C | D | Epoxy coated aluminum | 2025-01-02 | 8 | 3 | yes | piece | 1
GCVC PD 063.2/13-64 | GCVC PD | 063.2/13-64 | 4252349 | finoox | GCVC 063.2D/1x3-2551-2-D/4/40/2.10/3600/AXS/1/015023 | 13330 | 3 | 1 | 2551 | Axial | 146237 | 145879 | 301.1 | 46111 | 1360 | VT03143U.1 | 7037 | 4 | E | 63.56 | 95.24 | 26 | VerticalCompact-BCD_1x3 | 3684 | 611 | 1153 |  |  | 315.3 | 42 | 42 | 630 | EC motor | 5060 | 2 | no | no | D | D | Aluminum | 2025-01-02 | 4 | 4 | yes | piece | 1
GCVC PD 063.2/23-36 | GCVC PD | 063.2/23-36 | 4247898 | finoox | GCVC 063.2D/2x3-2509-1-D/3/80/2.10/3600/AXS/1/015023 | 18441 | 3 | 2 | 2509 | Axial | 142156 | 142134 | 451.65 | 37302 | 655 | VT03145U.1 | 0.772 | 0.75 | A | 36.01 | 67.97 | 40 | VerticalCompact-BCD_2x3 | 3684 | 800 | 2161 |  |  | 429.4 | 42 | 42 | 630 | EC motor | 5060 | 1 | no | no | D | D | Aluminum | 2025-01-02 | 4 | 3 | yes | piece | 1
GCVC PD 063.2/12-26 | GCVC PD | 063.2/12-26 | 4251140 | finoox | GCVC 063.2C/1x2-2504-1-D/3/32/2.10/1800/AXS/1/015023 | 5780 | 2 | 1 | 2504 | Axial | 27633 | 27612 | 90.33 | 7173 | 460 | VT03145U.1 | 0.117 | 0.3 | A+ | 25.56 | 56.96 | 2025-06-07 | VerticalCompact-BCD_1x2 | 1884 | 615 | 953 |  |  | 109.6 | 22 | 22 | 630 | EC motor | 5060 | 1 | no | no | C | D | Aluminum | 2025-01-02 | 8 | 3 | yes | piece | 1
GCVC PD 063.2/24-35 | GCVC PD | 063.2/24-35 | 4247149 | finoox | GCVC 063.2C/2x4-2504-1-D/6/64/2.10/3600/EXS/1/015023 | 25942 | 4 | 2 | 2504 | Axial | 128686 | 129265 | 722.63 | 23202 | 460 | VT03145U.1 | 0.499 | 0.3 | A+ | 34.85 | 66.71 | 60.1 | VerticalCompact-BCD_2x4 | 3684 | 800 | 1761 |  |  | 501.9 | 42 | 42 | 630 | EC motor | 5060 | 1 | no | no | C | D | Epoxy coated aluminum | 2025-01-02 | 6 | 6 | yes | piece | 1
GCVC PD 050.2/21-43 | GCVC PD | 050.2/21-43 | 4245899 | finoox | GCVC 050.2D/2x1-2520-1-D/4/80/2.10/1200/AXS/1/015023 | 6285 | 1 | 2 | 2520 | Axial | 55958 | 56155 | 200.73 | 12444 | 1070 | VT03011U.1 | 0.543 | 2025-04-01 | C | 42.9 | 74.55 | 2025-01-18 | VerticalCompact-BCD_2x1 | 1284 | 800 | 2161 |  |  | 177 | 28 | 28 | 500 | EC motor | 5060 | 1 | no | no | D | D | Aluminum | 2025-01-02 | 10 | 4 | yes | piece | 1
GCVC PD 063.2/13-41 | GCVC PD | 063.2/13-41 | 4252373 | finoox | GCVC 063.2D/1x3-2555-2-D/4/40/2.10/3600/AXS/1/015023 | 10944 | 3 | 1 | 2555 | Axial | 102699 | 102859 | 301.1 | 24940 | 800 | VT03144U.1 | 0.943 | 0.69 | C | 41.43 | 73.12 | 26 | VerticalCompact-BCD_1x3 | 3684 | 623 | 1153 |  |  | 261.3 | 42 | 42 | 630 | EC motor | 5060 | 2 | no | no | D | D | Aluminum | 2025-01-02 | 4 | 4 | yes | piece | 1
GCVC PD 050.2/21-39 | GCVC PD | 050.2/21-39 | 4245883 | finoox | GCVC 050.2D/2x1-2517-1-D/3/80/2.10/1200/EXS/1/015023 | 6174 | 1 | 2 | 2517 | Axial | 41016 | 41044 | 150.55 | 10376 | 880 | VT03011U.1 | 0.309 | 0.84 | B | 38.81 | 70.46 | 2025-02-13 | VerticalCompact-BCD_2x1 | 1284 | 800 | 2161 |  |  | 161 | 22 | 22 | 500 | EC motor | 5060 | 1 | no | no | D | D | Epoxy coated aluminum | 2025-01-02 | 10 | 3 | yes | piece | 1
GCVC PD 050.2/12-29 | GCVC PD | 050.2/12-29 | 4249551 | finoox | GCVC 050.2C/1x2-2512-1-D/3/32/2.10/1800/EXS/1/015023 | 4536 | 2 | 1 | 2512 | Axial | 24045 | 24027 | 90.33 | 6019 | 565 | VT03011U.1 | 0.104 | 0.28 | A | 2025-06-28 | 59.99 | 2025-05-07 | VerticalCompact-BCD_1x2 | 1884 | 586 | 953 |  |  | 107.3 | 18 | 18 | 500 | EC motor | 5060 | 1 | no | no | C | D | Epoxy coated aluminum | 2025-01-02 | 8 | 3 | yes | piece | 1
GCVC PD 045.2/21-43 | GCVC PD | 045.2/21-43 | 4244467 | finoox | GCVC 045.2C/2x1-2528-1-D/6/64/2.10/900/EXS/1/015023 | 5847 | 1 | 2 | 2528 | Axial | 40589 | 40.93 | 180.66 | 7791 | 1050 | VT03007U.1 | 0.382 | 0.84 | C | 43.11 | 74.62 | 2025-06-15 | VerticalCompact-BCD_2x1 | 984 | 800 | 1761 |  |  | 140.8 | 22 | 22 | 450 | EC motor | 5060 | 1 | no | no | C | D | Epoxy coated aluminum | 2025-01-02 | 12 | 6 | yes | piece | 1
GCVC PD 050.2/11-49 | GCVC PD | 050.2/11-49 | 4250359 | finoox | GCVC 050.2D/1x1-2790-K-D/6/40/2.10/1200/EXS/1/015023 | 3497 | 1 | 1 | 2790 | Axial | 45403 | 45633 | 150.55 | 9378 | 1640 | VT03150U | 0.966 | 1964-01-01 | D | 48.67 | 80.03 | 2025-01-13 | VerticalCompact-BCD_1x1 | 1284 | 569 | 1153 |  |  | 109.4 | 28 | 28 | 500 | AC motor | 60 | K | no | no | D | D | Epoxy coated aluminum | 2025-01-02 | 10 | 6 | yes | piece | 1
GCVC PD 080.3/11-55 | GCVC PD | 080.3/11-55 | 6067257 | finoox | GCVC 080.3D/1x1-3557-2-D/3/40/2.10/1200/AXS/1/015023 | 5585 | 1 | 1 | 3557 | Axial | 48397 | 48555 | 75.27 | 20483 | 1100 | VT01445U.3 | 2708 | 2025-02-04 | E | 55.49 | 86.86 | 2025-01-07 | VerticalCompact-BCD_1x1 | 1284 | 620 | 1153 |  |  | 110.7 | 28 | 28 | 800 | EC motor | 5060 | 2 | no | no | D | D | Aluminum | 2025-01-02 | 8 | 3 | yes | piece | 1
GCVC PD 050.3/11-44 | GCVC PD | 050.3/11-44 | 6117710 | finoox | GCVC 050.3D/1x1-3616-W-D/6/40/2.10/1200/EXS/1/015023 | 3427 | 1 | 1 | 3616 | Axial | 38015 | 38246 | 150.55 | 7423 | 1240 | VT01524 | 0.66 | 2025-02-03 | D | 44.11 | 75.47 | 2025-07-12 | VerticalCompact-BCD_1x1 | 1284 | 596 | 1153 |  |  | 110 | 22 | 22 | 500 | AC motor | 50 | W | no | no | D | D | Epoxy coated aluminum | 2025-01-02 | 10 | 6 | yes | piece | 1
GCVC PD 080.2/21-56 | GCVC PD | 080.2/21-56 | 4247996 | finoox | GCVC 080.2D/2x1-1656-2-D/6/80/2.10/1200/AXS/1/015023 | 11237 | 1 | 2 | 1656 | Axial | 132928 | 133638 | 301.1 | 31668 | 1000 | VT03059U.2 | 4547 | 2025-02-03 | E | 56.33 | 87.98 | 2025-09-28 | VerticalCompact-BCD_2x1 | 1284 | 800 | 2161 |  |  | 248.5 | 42 | 42 | 800 | EC motor | 5060 | 2 | no | no | D | D | Aluminum | 2025-01-02 | 10 | 6 | yes | piece | 1
GCVC PD 080.2/13-40 | GCVC PD | 080.2/13-40 | 4252996 | finoox | GCVC 080.2D/1x3-2448-1-D/3/40/2.10/3600/EXS/1/015023 | 10972 | 3 | 1 | 2448 | Axial | 96063 | 95834 | 225.82 | 32762 | 630 | VT03061U.1 | 1384 | 2025-01-02 | C | 39.88 | 71.56 | 2025-03-19 | VerticalCompact-BCD_1x3 | 3684 | 608 | 1153 |  |  | 244.3 | 35 | 35 | 800 | EC motor | 5060 | 1 | no | no | D | D | Epoxy coated aluminum | 2025-01-02 | 4 | 3 | yes | piece | 1
GCVC PD 050.2/23-54 | GCVC PD | 050.2/23-54 | 4246235 | finoox | GCVC 050.2D/2x3-2349-I-D/4/80/2.10/3600/AXS/1/015023 | 13363 | 3 | 2 | 2349 | Axial | 222022 | 222352 | 602.19 | 56417 | 1590 | VT03150U | 4935 | 2025-07-01 | D | 54.1 | 86.06 | 54.8 | VerticalCompact-BCD_2x3 | 3684 | 800 | 2161 |  |  | 501.5 | 54 | 54 | 500 | AC motor | 60 | I | no | no | D | D | Aluminum | 2025-01-02 | 4 | 4 | yes | piece | 1
GCVC PD 050.2/21-47 | GCVC PD | 050.2/21-47 | 4245835 | finoox | GCVC 050.2D/2x1-2411-1-D/3/80/2.10/1200/EXS/1/015023 | 6180 | 1 | 2 | 2411 | Axial | 52368 | 52383 | 150.55 | 14908 | 1260 | VT03011U.1 | 0.858 | 2025-02-02 | D | 46.62 | 78.27 | 14 | VerticalCompact-BCD_2x1 | 1284 | 800 | 2161 |  |  | 162.4 | 28 | 28 | 500 | EC motor | 5060 | 1 | no | no | D | D | Epoxy coated aluminum | 2025-01-02 | 10 | 3 | yes | piece | 1
GCVC PD 063.2/21-59 | GCVC PD | 063.2/21-59 | 4247439 | finoox | GCVC 063.2D/2x1-2549-2-D/3/80/2.10/1200/EXS/1/015023 | 10276 | 1 | 2 | 2549 | Axial | 76.99 | 77166 | 150.55 | 28143 | 1210 | VT03143U.1 | 3246 | 1986-02-01 | E | 59.04 | 90.69 | 2025-04-15 | VerticalCompact-BCD_2x1 | 1284 | 800 | 2161 |  |  | 209.9 | 35 | 35 | 630 | EC motor | 5060 | 2 | no | no | D | D | Epoxy coated aluminum | 2025-01-02 | 8 | 3 | yes | piece | 1
GCVC PD 045.2/21-36 | GCVC PD | 045.2/21-36 | 4244440 | finoox | GCVC 045.2C/2x1-2524-1-D/6/64/2.10/900/AXS/1/015023 | 5489 | 1 | 2 | 2524 | Axial | 30653 | 30937 | 180.66 | 5466 | 750 | VT03007U.1 | 0.153 | 0.37 | A | 35.91 | 67.42 | 2025-06-15 | VerticalCompact-BCD_2x1 | 984 | 800 | 1761 |  |  | 140.8 | 22 | 22 | 450 | EC motor | 5060 | 1 | no | no | C | D | Aluminum | 2025-01-02 | 12 | 6 | yes | piece | 1
GCVC PD 063.2/13-33 | GCVC PD | 063.2/13-33 | 4251370 | finoox | GCVC 063.2C/1x3-2508-1-D/3/32/2.10/2700/AXS/1/015023 | 7937 | 3 | 1 | 2508 | Axial | 49227 | 49.14 | 135.49 | 14652 | 615 | VT03145U.1 | 0.37 | 0.65 | B | 33.16 | 64.67 | 2025-05-11 | VerticalCompact-BCD_1x3 | 2784 | 615 | 953 |  |  | 160.7 | 28 | 28 | 630 | EC motor | 5060 | 1 | no | no | C | D | Aluminum | 2025-01-02 | 6 | 3 | yes | piece | 1
GCVC PD 063.2/23-37 | GCVC PD | 063.2/23-37 | 4246966 | finoox | GCVC 063.2C/2x3-2508-1-D/4/64/2.10/2700/EXS/1/015023 | 17568 | 3 | 2 | 2508 | Axial | 111683 | 111659 | 361.32 | 27383 | 615 | VT03145U.1 | 0.763 | 0.65 | B | 36.95 | 68.7 | 32.1 | VerticalCompact-BCD_2x3 | 2784 | 800 | 1761 |  |  | 332.7 | 42 | 42 | 630 | EC motor | 5060 | 1 | no | no | C | D | Epoxy coated aluminum | 2025-01-02 | 6 | 4 | yes | piece | 1
GCVC PD 063.2/11-29 | GCVC PD | 063.2/11-29 | 4250961 | finoox | GCVC 063.2C/1x1-2508-1-D/3/32/2.10/900/EXS/1/015023 | 3790 | 1 | 1 | 2508 | Axial | 16525 | 16593 | 45.16 | 4884 | 615 | VT03145U.1 | 0.123 | 0.65 | B | 28.63 | 59.9 | 2025-09-03 | VerticalCompact-BCD_1x1 | 984 | 615 | 953 |  |  | 60.1 | 16 | 16 | 630 | EC motor | 5060 | 1 | no | no | C | D | Epoxy coated aluminum | 2025-01-02 | 8 | 3 | yes | piece | 1
GCVC PD 050.2/13-47 | GCVC PD | 050.2/13-47 | 4249844 | finoox | GCVC 050.2C/1x3-2522-1-D/3/32/2.10/2700/AXS/1/015023 | 6529 | 3 | 1 | 2522 | Axial | 62019 | 62116 | 135.49 | 19587 | 1200 | VT03011U.1 | 1184 | 2025-09-01 | D | 46.65 | 78.16 | 2025-05-11 | VerticalCompact-BCD_1x3 | 2784 | 586 | 953 |  |  | 158 | 28 | 28 | 500 | EC motor | 5060 | 1 | no | no | C | D | Aluminum | 2025-01-02 | 4 | 3 | yes | piece | 1
GCVC PD 063.2/21-62 | GCVC PD | 063.2/21-62 | 4246586 | finoox | GCVC 063.2C/2x1-2550-2-D/3/64/2.10/900/AXS/1/015023 | 9023 | 1 | 2 | 2550 | Axial | 59636 | 60116 | 90.33 | 25236 | 1285 | VT03143U.1 | 4182 | 2026-03-01 | E | 62.1 | 93.61 | 9 | VerticalCompact-BCD_2x1 | 984 | 800 | 1761 |  |  | 165 | 28 | 28 | 630 | EC motor | 5060 | 2 | no | no | C | D | Aluminum | 2025-01-02 | 8 | 3 | yes | piece | 1
GCVC PD 063.2/11-39 | GCVC PD | 063.2/11-39 | 4251029 | finoox | GCVC 063.2C/1x1-2556-2-D/6/32/2.10/900/EXS/1/015023 | 4717 | 1 | 1 | 2556 | Axial | 30327 | 30528 | 90.33 | 6620 | 850 | VT03144U.1 | 0.452 | 0.77 | D | 38.58 | 69.85 | 2025-08-07 | VerticalCompact-BCD_1x1 | 984 | 623 | 953 |  |  | 78 | 22 | 22 | 630 | EC motor | 5060 | 2 | no | no | C | D | Epoxy coated aluminum | 2025-01-02 | 12 | 6 | yes | piece | 1
GCVC PD 063.2/21-15 | GCVC PD | 063.2/21-15 | 4247356 | finoox | GCVC 063.2D/2x1-2500-1-D/4/80/2.10/1200/EXS/1/015023 | 8384 | 1 | 2 | 2500 | Axial | 28.66 | 28841 | 200.73 | 5459 | 310 | VT03145U.1 | 0.047 | 0.13 | A+ | 15.17 | 46.82 | 2025-02-17 | VerticalCompact-BCD_2x1 | 1284 | 800 | 2161 |  |  | 177.5 | 22 | 22 | 630 | EC motor | 5060 | 1 | no | no | D | D | Epoxy coated aluminum | 2025-01-02 | 10 | 4 | yes | piece | 1
GCVC PD 063.2/12-18 | GCVC PD | 063.2/12-18 | 4252016 | finoox | GCVC 063.2D/1x2-2501-1-D/4/40/2.10/2400/EXS/1/015023 | 7497 | 2 | 1 | 2501 | Axial | 31953 | 32046 | 200.73 | 6178 | 345 | VT03145U.1 | 0.058 | 0.15 | A+ | 17.83 | 49.36 | 2025-03-16 | VerticalCompact-BCD_1x2 | 2484 | 615 | 1153 |  |  | 167.4 | 22 | 22 | 630 | EC motor | 5060 | 1 | no | no | D | D | Epoxy coated aluminum | 2025-01-02 | 8 | 4 | yes | piece | 1
GCVC PD 063.2/13-61 | GCVC PD | 063.2/13-61 | 4251398 | finoox | GCVC 063.2C/1x3-2548-2-D/3/32/2.10/2700/AXS/1/015023 | 11199 | 3 | 1 | 2548 | Axial | 81952 | 81871 | 135.49 | 33111 | 1135 | VT03143U.1 | 4328 | 1937-02-01 | E | 61.23 | 92.74 | 12 | VerticalCompact-BCD_1x3 | 2784 | 611 | 953 |  |  | 227.8 | 35 | 35 | 630 | EC motor | 5060 | 2 | no | no | C | D | Aluminum | 2025-01-02 | 4 | 3 | yes | piece | 1
GCVC PD 080.2/21-36 | GCVC PD | 080.2/21-36 | 4248056 | finoox | GCVC 080.2D/2x1-2483-1-D/6/80/2.10/1200/AXS/1/015023 | 9511 | 1 | 2 | 2483 | Axial | 69784 | 70316 | 301.1 | 13095 | 470 | VT03061U.1 | 0.433 | 0.9 | B | 35.74 | 67.39 | 2025-04-27 | VerticalCompact-BCD_2x1 | 1284 | 800 | 2161 |  |  | 223.7 | 35 | 35 | 800 | EC motor | 5060 | 1 | no | no | D | D | Aluminum | 2025-01-02 | 10 | 6 | yes | piece | 1
GCVC PD 050.3/23-51 | GCVC PD | 050.3/23-51 | 6104487 | finoox | GCVC 050.3C/2x3-3616-W-D/3/64/2.10/2700/AXS/1/015023 | 9105 | 3 | 2 | 3616 | Axial | 131086 | 131.2 | 270.99 | 43043 | 1240 | VT01524 | 4013 | 2025-02-03 | E | 51.28 | 83.03 | 2025-01-25 | VerticalCompact-BCD_2x3 | 2784 | 800 | 1761 |  |  | 336.8 | 42 | 42 | 500 | AC motor | 50 | W | no | no | C | D | Aluminum | 2025-01-02 | 4 | 3 | yes | piece | 1
GCVC PD 050.2/11-31 | GCVC PD | 050.2/11-31 | 4249194 | finoox | GCVC 050.2C/1x1-2336-D-D/3/32/2.10/900/AXS/1/015023 | 2123 | 1 | 1 | 2336 | Axial | 14077 | 14114 | 45.16 | 3711 | 660 | VT01437 | 0.125 | 0.33 | C | 30.52 | 61.78 | 2025-09-03 | VerticalCompact-BCD_1x1 | 984 | 596 | 953 |  |  | 61.6 | 16 | 16 | 500 | AC motor | 50 | D | no | no | C | D | Aluminum | 2025-01-02 | 12 | 3 | yes | piece | 1
GCVC PD 050.2/12-39 | GCVC PD | 050.2/12-39 | 4250417 | finoox | GCVC 050.2D/1x2-2354-W-D/3/40/2.10/2400/EXS/1/015023 | 4322 | 2 | 1 | 2354 | Axial | 41973 | 41935 | 150.55 | 10703 | 865 | VT03093U | 0.396 | 0.97 | C | 39.38 | 70.9 | 2025-09-12 | VerticalCompact-BCD_1x2 | 2484 | 569 | 1153 |  |  | 158.1 | 28 | 28 | 500 | AC motor | 50 | W | no | no | D | D | Epoxy coated aluminum | 2025-01-02 | 6 | 3 | yes | piece | 1
GCVC PD 050.2/22-37 | GCVC PD | 050.2/22-37 | 4245095 | finoox | GCVC 050.2C/2x2-2388-I-D/3/64/2.10/1800/EXS/1/015023 | 6593 | 2 | 2 | 2388 | Axial | 59.05 | 58973 | 180.66 | 16451 | 710 | VT01437 | 0.633 | 0.34 | C | 36.6 | 68.23 | 2025-09-15 | VerticalCompact-BCD_2x2 | 1884 | 800 | 1761 |  |  | 216.6 | 28 | 28 | 500 | AC motor | 60 | I | no | no | C | D | Epoxy coated aluminum | 2025-01-02 | 8 | 3 | yes | piece | 1
GCVC PD 050.2/12-46 | GCVC PD | 050.2/12-46 | 4249534 | finoox | GCVC 050.2C/1x2-2411-1-D/4/32/2.10/1800/EXS/1/015023 | 4833 | 2 | 1 | 2411 | Axial | 47617 | 47615 | 120.44 | 13331 | 1260 | VT03011U.1 | 0.937 | 2025-02-02 | D | 45.92 | 77.31 | 2025-04-10 | VerticalCompact-BCD_1x2 | 1884 | 586 | 953 |  |  | 117.1 | 28 | 28 | 500 | EC motor | 5060 | 1 | no | no | C | D | Epoxy coated aluminum | 2025-01-02 | 8 | 4 | yes | piece | 1
GCVC PD 050.2/11-29 | GCVC PD | 050.2/11-29 | 4249258 | finoox | GCVC 050.2C/1x1-2387-L-D/3/32/2.10/900/AXS/1/015023 | 2132 | 1 | 1 | 2387 | Axial | 12735 | 12775 | 45.16 | 3222 | 500 | VT01435 | 0.177 | 0.37 | D | 29.49 | 60.76 | 2025-09-03 | VerticalCompact-BCD_1x1 | 984 | 596 | 953 |  |  | 64.2 | 16 | 16 | 500 | AC motor | 60 | L | no | no | C | D | Aluminum | 2025-01-02 | 12 | 3 | yes | piece | 1
GCVC PD 045.2/23-55 | GCVC PD | 045.2/23-55 | 4244601 | finoox | GCVC 045.2C/2x3-2409-1-D/4/64/2.10/2700/AXS/1/015023 | 11823 | 3 | 2 | 2409 | Axial | 133774 | 133727 | 361.32 | 35863 | 1500 | VT03007U.1 | 3133 | 2025-02-02 | D | 55.42 | 87.16 | 32.1 | VerticalCompact-BCD_2x3 | 2784 | 800 | 1761 |  |  | 317.4 | 42 | 42 | 450 | EC motor | 5060 | 1 | no | no | C | D | Aluminum | 2025-01-02 | 6 | 4 | yes | piece | 1
GCVC PD 063.2/14-46 | GCVC PD | 063.2/14-46 | 4251520 | finoox | GCVC 063.2C/1x4-2413-2-D/4/32/2.10/3600/EXS/1/015023 | 12439 | 4 | 1 | 2413 | Axial | 111058 | 110985 | 240.88 | 35488 | 1000 | VT03144U.1 | 2727 | 2025-01-01 | D | 46.15 | 77.78 | 2025-08-20 | VerticalCompact-BCD_1x4 | 3684 | 623 | 953 |  |  | 245.2 | 42 | 42 | 630 | EC motor | 5060 | 2 | no | no | C | D | Epoxy coated aluminum | 2025-01-02 | 4 | 4 | yes | piece | 1
GCVC PD 063.2/22-68 | GCVC PD | 063.2/22-68 | 4246692 | finoox | GCVC 063.2C/2x2-2412-2-D/3/64/2.10/1800/AXS/1/015023 | 15807 | 2 | 2 | 2412 | Axial | 124.35 | 124435 | 180.66 | 60036 | 1510 | VT03143U.1 | 13555 | 5 | E | 68.4 | 100.03 | 2025-02-18 | VerticalCompact-BCD_2x2 | 1884 | 800 | 1761 |  |  | 302.2 | 42 | 42 | 630 | EC motor | 5060 | 2 | no | no | C | D | Aluminum | 2025-01-02 | 6 | 3 | yes | piece | 1
GCVC PD 063.2/23-33 | GCVC PD | 063.2/23-33 | 4246953 | finoox | GCVC 063.2C/2x3-2506-1-D/3/64/2.10/2700/EXS/1/015023 | 16323 | 3 | 2 | 2506 | Axial | 88545 | 88603 | 270.99 | 25395 | 540 | VT03145U.1 | 0.519 | 0.45 | B | 33.17 | 64.91 | 2025-09-23 | VerticalCompact-BCD_2x3 | 2784 | 800 | 1761 |  |  | 304.5 | 35 | 35 | 630 | EC motor | 5060 | 1 | no | no | C | D | Epoxy coated aluminum | 2025-01-02 | 6 | 3 | yes | piece | 1
GCVC PD 063.2/22-64 | GCVC PD | 063.2/22-64 | 4246789 | finoox | GCVC 063.2C/2x2-2549-2-D/4/64/2.10/1800/AXS/1/015023 | 16564 | 2 | 2 | 2549 | Axial | 135182 | 135621 | 240.88 | 44250 | 1210 | VT03143U.1 | 7062 | 1986-02-01 | E | 64.41 | 96.04 | 2025-09-22 | VerticalCompact-BCD_2x2 | 1884 | 800 | 1761 |  |  | 319.6 | 42 | 42 | 630 | EC motor | 5060 | 2 | no | no | C | D | Aluminum | 2025-01-02 | 6 | 4 | yes | piece | 1
GCVC PD 063.2/13-43 | GCVC PD | 063.2/13-43 | 4251445 | finoox | GCVC 063.2C/1x3-2557-2-D/3/32/2.10/2700/EXS/1/015023 | 9129 | 3 | 1 | 2557 | Axial | 68721 | 68813 | 135.49 | 25139 | 900 | VT03144U.1 | 1454 | 0.85 | D | 42.77 | 74.28 | 12 | VerticalCompact-BCD_1x3 | 2784 | 623 | 953 |  |  | 173.8 | 35 | 35 | 630 | EC motor | 5060 | 2 | no | no | C | D | Epoxy coated aluminum | 2025-01-02 | 4 | 3 | yes | piece | 1
GCVC PD 050.2/11-33 | GCVC PD | 050.2/11-33 | 4244085 | finoox | GCVC 050.2B/1x1-2515-1-D/4/24/2.10/720/AXS/1/015023 | 2353 | 1 | 1 | 2515 | Axial | 12576 | 12668 | 36.13 | 3129 | 755 | VT03011U.1 | 0.119 | 0.58 | C | 33.02 | 64.21 | 2025-02-03 | VerticalCompact-BCD_1x1 | 804 | 586 | 753 |  |  | 47.3 | 16 | 16 | 500 | EC motor | 5060 | 1 | no | no | B | D | Aluminum | 2025-01-02 | 12 | 4 | yes | piece | 1
GCVC PD 045.2/11-35 | GCVC PD | 045.2/11-35 | 4248857 | finoox | GCVC 045.2C/1x1-2525-1-D/6/32/2.10/900/EXS/1/015023 | 3239 | 1 | 1 | 2525 | Axial | 16497 | 16644 | 90.33 | 3022 | 825 | VT03007U.1 | 0.098 | 0.47 | B | 35.19 | 66.45 | 2025-06-07 | VerticalCompact-BCD_1x1 | 984 | 535 | 953 |  |  | 70.6 | 16 | 16 | 450 | EC motor | 5060 | 1 | no | no | C | D | Epoxy coated aluminum | 2025-01-02 | 12 | 6 | yes | piece | 1
GCVC PD 080.2/12-50 | GCVC PD | 080.2/12-50 | 4252844 | finoox | GCVC 080.2D/1x2-2539-2-D/3/40/2.10/2400/AXS/1/015023 | 9082 | 2 | 1 | 2539 | Axial | 83666 | 83941 | 150.55 | 30319 | 850 | VT03059U.2 | 2358 | 2019-02-01 | E | 49.52 | 81.05 | 2025-06-13 | VerticalCompact-BCD_1x2 | 2484 | 650 | 1153 |  |  | 189 | 35 | 35 | 800 | EC motor | 5060 | 2 | no | no | D | D | Aluminum | 2025-01-02 | 4 | 3 | yes | piece | 1
GCVC PD 063.2/22-61 | GCVC PD | 063.2/22-61 | 4246782 | finoox | GCVC 063.2C/2x2-2547-2-D/3/64/2.10/1800/EXS/1/015023 | 16273 | 2 | 2 | 2547 | Axial | 100929 | 101051 | 180.66 | 41004 | 1055 | VT03143U.1 | 4704 | 2025-01-02 | E | 60.91 | 92.54 | 17 | VerticalCompact-BCD_2x2 | 1884 | 800 | 1761 |  |  | 300.1 | 35 | 35 | 630 | EC motor | 5060 | 2 | no | no | C | D | Epoxy coated aluminum | 2025-01-02 | 6 | 3 | yes | piece | 1
GCVC PD 063.2/11-54 | GCVC PD | 063.2/11-54 | 4251836 | finoox | GCVC 063.2D/1x1-2547-2-D/4/40/2.10/1200/EXS/1/015023 | 5641 | 1 | 1 | 2547 | Axial | 42071 | 42133 | 100.37 | 11827 | 1055 | VT03143U.1 | 1116 | 2025-01-02 | E | 53.74 | 85.1 | 2025-01-09 | VerticalCompact-BCD_1x1 | 1284 | 611 | 1153 |  |  | 113.4 | 28 | 28 | 630 | EC motor | 5060 | 2 | no | no | D | D | Epoxy coated aluminum | 2025-01-02 | 10 | 4 | yes | piece | 1
GCVC PD 063.2/12-60 | GCVC PD | 063.2/12-60 | 4252099 | finoox | GCVC 063.2D/1x2-2550-2-D/3/40/2.10/2400/EXS/1/015023 | 9170 | 2 | 1 | 2550 | Axial | 74352 | 74084 | 150.55 | 29966 | 1285 | VT03143U.1 | 3884 | 2026-03-01 | E | 60.47 | 92 | 2025-05-13 | VerticalCompact-BCD_1x2 | 2484 | 611 | 1153 |  |  | 198.7 | 35 | 35 | 630 | EC motor | 5060 | 2 | no | no | D | D | Epoxy coated aluminum | 2025-01-02 | 6 | 3 | yes | piece | 1
GCVC PD 050.2/14-56 | GCVC PD | 050.2/14-56 | 4250101 | finoox | GCVC 050.2C/1x4-2561-2-D/3/32/2.10/3600/EXS/1/015023 | 10734 | 4 | 1 | 2561 | Axial | 85851 | 85811 | 180.66 | 32975 | 1505 | VT03013U.1 | 3009 | 1938-01-01 | E | 55.5 | 87.13 | 2025-05-15 | VerticalCompact-BCD_1x4 | 3684 | 607 | 953 |  |  | 223.8 | 35 | 35 | 500 | EC motor | 5060 | 2 | no | no | C | D | Epoxy coated aluminum | 2025-01-02 | 4 | 3 | yes | piece | 1
GCVC PD 063.2/12-22 | GCVC PD | 063.2/12-22 | 4252028 | finoox | GCVC 063.2D/1x2-2503-1-D/4/40/2.10/2400/EXS/1/015023 | 7486 | 2 | 1 | 2503 | Axial | 36904 | 36907 | 200.73 | 7624 | 425 | VT03145U.1 | 0.088 | 0.25 | A+ | 22.16 | 53.69 | 2025-03-16 | VerticalCompact-BCD_1x2 | 2484 | 615 | 1153 |  |  | 167.4 | 22 | 22 | 630 | EC motor | 5060 | 1 | no | no | D | D | Epoxy coated aluminum | 2025-01-02 | 10 | 4 | yes | piece | 1
GCVC PD 050.2/23-35 | GCVC PD | 050.2/23-35 | 4245385 | finoox | GCVC 050.2C/2x3-2513-1-D/3/64/2.10/2700/EXS/1/015023 | 13172 | 3 | 2 | 2513 | Axial | 77014 | 77.12 | 270.99 | 20146 | 630 | VT03011U.1 | 0.403 | 0.37 | A | 35.33 | 67.08 | 2025-09-23 | VerticalCompact-BCD_2x3 | 2784 | 800 | 1761 |  |  | 299.2 | 35 | 35 | 500 | EC motor | 5060 | 1 | no | no | C | D | Epoxy coated aluminum | 2025-01-02 | 6 | 3 | yes | piece | 1
GCVC PD 080.3/21-45 | GCVC PD | 080.3/21-45 | 6081464 | finoox | GCVC 080.3D/2x1-3482-S-D/3/80/2.10/1200/EXS/1/015023 | 7291 | 1 | 2 | 3482 | Axial | 69581 | 69487 | 150.55 | 24187 | 650 | VT01526 | 2029 | 2025-07-01 | E | 44.51 | 76.16 | 2025-03-15 | VerticalCompact-BCD_2x1 | 1284 | 800 | 2161 |  |  | 217.7 | 35 | 35 | 800 | AC motor | 50 | S | no | no | D | D | Epoxy coated aluminum | 2025-01-02 | 10 | 3 | yes | piece | 1
GCVC PD 050.2/11-36 | GCVC PD | 050.2/11-36 | 4250129 | finoox | GCVC 050.2D/1x1-2332-D-D/3/40/2.10/1200/EXS/1/015023 | 2660 | 1 | 1 | 2332 | Axial | 21558 | 21593 | 75.27 | 5572 | 850 | VT01435 | 0.246 | 0.74 | C | 35.87 | 67.23 | 2025-04-06 | VerticalCompact-BCD_1x1 | 1284 | 596 | 1153 |  |  | 86.6 | 18 | 18 | 500 | AC motor | 50 | D | no | no | D | D | Epoxy coated aluminum | 2025-01-02 | 10 | 3 | yes | piece | 1
GCVC PD 050.2/13-33 | GCVC PD | 050.2/13-33 | 4250613 | finoox | GCVC 050.2D/1x3-2333-S-D/4/40/2.10/3600/AXS/1/015023 | 6669 | 3 | 1 | 2333 | Axial | 56282 | 56331 | 301.1 | 11362 | 530 | VT01435 | 0.444 | 0.35 | B | 33.23 | 64.91 | 2025-05-24 | VerticalCompact-BCD_1x3 | 3684 | 596 | 1153 |  |  | 258.9 | 28 | 28 | 500 | AC motor | 50 | S | no | no | D | D | Aluminum | 2025-01-02 | 6 | 4 | yes | piece | 1
GCVC PD 063.2/21-22 | GCVC PD | 063.2/21-22 | 4247274 | finoox | GCVC 063.2D/2x1-2359-S-D/3/80/2.10/1200/AXS/1/015023 | 6326 | 1 | 2 | 2359 | Axial | 31853 | 31836 | 150.55 | 7197 | 320 | VT01442 | 0.124 | 0.14 | A+ | 21.89 | 53.54 | 2025-02-13 | VerticalCompact-BCD_2x1 | 1284 | 800 | 2161 |  |  | 169.7 | 22 | 22 | 630 | AC motor | 50 | S | no | no | D | D | Aluminum | 2025-01-02 | 10 | 3 | yes | piece | 1
GCVC PD 050.2/23-38 | GCVC PD | 050.2/23-38 | 4245331 | finoox | GCVC 050.2C/2x3-2388-I-D/3/64/2.10/2700/EXS/1/015023 | 9558 | 3 | 2 | 2388 | Axial | 87195 | 87256 | 270.99 | 24676 | 710 | VT01437 | 0.949 | 0.34 | C | 38.24 | 69.99 | 2025-09-23 | VerticalCompact-BCD_2x3 | 2784 | 800 | 1761 |  |  | 313.6 | 35 | 35 | 500 | AC motor | 60 | I | no | no | C | D | Epoxy coated aluminum | 2025-01-02 | 6 | 3 | yes | piece | 1
GCVC PD 050.2/23-38 | GCVC PD | 050.2/23-38 | 4245332 | finoox | GCVC 050.2C/2x3-2388-I-D/4/64/2.10/2700/EXS/1/015023 | 10549 | 3 | 2 | 2388 | Axial | 101649 | 101724 | 361.32 | 23667 | 710 | VT01437 | 0.961 | 0.34 | C | 37.72 | 69.47 | 2025-09-30 | VerticalCompact-BCD_2x3 | 2784 | 800 | 1761 |  |  | 339.7 | 35 | 35 | 500 | AC motor | 60 | I | no | no | C | D | Epoxy coated aluminum | 2025-01-02 | 6 | 4 | yes | piece | 1
GCVC PD 045.2/23-55 | GCVC PD | 045.2/23-55 | 4244600 | finoox | GCVC 045.2C/2x3-2409-1-D/3/64/2.10/2700/AXS/1/015023 | 11056 | 3 | 2 | 2409 | Axial | 119.42 | 119604 | 270.99 | 36758 | 1500 | VT03007U.1 | 3098 | 2025-02-02 | D | 55.48 | 87.23 | 2025-01-25 | VerticalCompact-BCD_2x3 | 2784 | 800 | 1761 |  |  | 291.4 | 42 | 42 | 450 | EC motor | 5060 | 1 | no | no | C | D | Aluminum | 2025-01-02 | 4 | 3 | yes | piece | 1
GCVC PD 050.2/24-43 | GCVC PD | 050.2/24-43 | 4245538 | finoox | GCVC 050.2C/2x4-2355-X-D/4/64/2.10/3600/EXS/1/015023 | 13674 | 4 | 2 | 2355 | Axial | 154665 | 154807 | 481.75 | 37618 | 810 | VT03093U | 2332 | 2025-03-01 | D | 43.13 | 74.99 | 44 | VerticalCompact-BCD_2x4 | 3684 | 800 | 1761 |  |  | 453.9 | 54 | 54 | 500 | AC motor | 60 | X | no | no | C | D | Epoxy coated aluminum | 2025-01-02 | 4 | 4 | yes | piece | 1
GCVC PD 063.2/12-64 | GCVC PD | 063.2/12-64 | 4251988 | finoox | GCVC 063.2D/1x2-2412-2-D/3/40/2.10/2400/AXS/1/015023 | 8864 | 2 | 1 | 2412 | Axial | 90676 | 91008 | 150.55 | 35454 | 1510 | VT03143U.1 | 2029-06-01 | 5 | E | 63.96 | 95.49 | 2025-06-13 | VerticalCompact-BCD_1x2 | 2484 | 611 | 1153 |  |  | 198.8 | 35 | 35 | 630 | EC motor | 5060 | 2 | no | no | D | D | Aluminum | 2025-01-02 | 4 | 3 | yes | piece | 1
GCVC PD 045.2/14-37 | GCVC PD | 045.2/14-37 | 4249112 | finoox | GCVC 045.2C/1x4-2523-1-D/6/32/2.10/3600/AXS/1/015023 | 9218 | 4 | 1 | 2523 | Axial | 56.44 | 56.8 | 361.32 | 9780 | 675 | VT03007U.1 | 0.234 | 0.3 | A | 36.57 | 68.18 | 29 | VerticalCompact-BCD_1x4 | 3684 | 535 | 953 |  |  | 251 | 28 | 28 | 450 | EC motor | 5060 | 1 | no | no | C | D | Aluminum | 2025-01-02 | 6 | 6 | yes | piece | 1
GCVC PD 050.2/23-42 | GCVC PD | 050.2/23-42 | 4246357 | finoox | GCVC 050.2D/2x3-2516-1-D/3/80/2.10/3600/EXS/1/015023 | 15896 | 3 | 2 | 2516 | Axial | 117102 | 117003 | 451.65 | 28868 | 820 | VT03011U.1 | 0.755 | 0.68 | B | 41.65 | 73.61 | 40 | VerticalCompact-BCD_2x3 | 3684 | 800 | 2161 |  |  | 424 | 42 | 42 | 500 | EC motor | 5060 | 1 | no | no | D | D | Epoxy coated aluminum | 2025-01-02 | 4 | 3 | yes | piece | 1
GCVC PD 080.2/23-29 | GCVC PD | 080.2/23-29 | 4248656 | finoox | GCVC 080.2D/2x3-2494-1-D/3/80/2.10/3600/AXS/1/015023 | 21623 | 3 | 2 | 2494 | Axial | 133707 | 133427 | 451.65 | 33932 | 340 | VT03062U.1 | 0.495 | 0.45 | A+ | 28.63 | 60.59 | 40 | VerticalCompact-BCD_2x3 | 3684 | 800 | 2161 |  |  | 463.1 | 42 | 42 | 800 | EC motor | 5060 | 1 | no | no | D | D | Aluminum | 2025-01-02 | 4 | 3 | yes | piece | 1
GCVC PD 050.2/11-30 | GCVC PD | 050.2/11-30 | 4249327 | finoox | GCVC 050.2C/1x1-2514-1-D/3/32/2.10/900/EXS/1/015023 | 2730 | 1 | 1 | 2514 | Axial | 13762 | 13787 | 45.16 | 3707 | 695 | VT03011U.1 | 0.086 | 0.47 | B | 2025-12-30 | 61.39 | 2025-09-03 | VerticalCompact-BCD_1x1 | 984 | 586 | 953 |  |  | 59.2 | 16 | 16 | 500 | EC motor | 5060 | 1 | no | no | C | D | Epoxy coated aluminum | 2025-01-02 | 12 | 3 | yes | piece | 1
GCVC PD 080.2/12-42 | GCVC PD | 080.2/12-42 | 4252873 | finoox | GCVC 080.2D/1x2-2544-2-D/4/40/2.10/2400/EXS/1/015023 | 9013 | 2 | 1 | 2544 | Axial | 77672 | 77683 | 200.73 | 21682 | 655 | VT03060U.1 | 1074 | 2025-05-01 | C | 41.63 | 73.16 | 2025-05-17 | VerticalCompact-BCD_1x2 | 2484 | 613 | 1153 |  |  | 187 | 35 | 35 | 800 | EC motor | 5060 | 2 | no | no | D | D | Epoxy coated aluminum | 2025-01-02 | 6 | 4 | yes | piece | 1
GCVC PD 035.2/12-41 | GCVC PD | 035.2/12-41 | 4243746 | finoox | GCVC 035.2B/1x2-2723-W-D/3/24/2.10/1440/EXS/1/015023 | 2476 | 2 | 1 | 2723 | Axial | 18825 | 18831 | 54.2 | 5309 | 1390 | VT03167U | 0.311 | 0.62 | D | 40.72 | 72 | 2025-05-04 | VerticalCompact-BCD_1x2 | 1524 | 518 | 753 |  |  | 70.7 | 16 | 16 | 350 | AC motor | 50 | W | no | no | B | D | Epoxy coated aluminum | 2025-01-02 | 8 | 3 | yes | piece | 1
GCVC PD 050.2/13-54 | GCVC PD | 050.2/13-54 | 4250838 | finoox | GCVC 050.2D/1x3-2790-K-D/4/40/2.10/3600/EXS/1/015023 | 7387 | 3 | 1 | 2790 | Axial | 111363 | 111458 | 301.1 | 29558 | 1640 | VT03150U | 2802 | 1964-01-01 | D | 53.83 | 85.51 | 26 | VerticalCompact-BCD_1x3 | 3684 | 569 | 1153 |  |  | 259.9 | 42 | 42 | 500 | AC motor | 60 | K | no | no | D | D | Epoxy coated aluminum | 2025-01-02 | 4 | 4 | yes | piece | 1
GCVC PD 050.3/24-54 | GCVC PD | 050.3/24-54 | 6146004 | finoox | GCVC 050.3C/2x4-3617-X-D/3/64/2.10/3600/AXS/1/015023 | 11647 | 4 | 2 | 3617 | Axial | 171179 | 170597 | 361.32 | 60939 | 1260 | VT01524 | 1953-07-01 | 2025-04-04 | E | 54.06 | 85.92 | 34.6 | VerticalCompact-BCD_2x4 | 3684 | 800 | 1761 |  |  | 441.4 | 54 | 54 | 500 | AC motor | 60 | X | no | no | C | D | Aluminum | 2025-01-02 | 4 | 3 | yes | piece | 1
GCVC PD 045.2/21-51 | GCVC PD | 045.2/21-51 | 4244413 | finoox | GCVC 045.2C/2x1-0423-X-D/6/64/2.10/900/EXS/1/015023 | 4653 | 1 | 2 | 423 | Axial | 54903 | 55268 | 180.66 | 11520 | 1460 | VT0326U | 1251 | 3 | D | 50.53 | 82.04 | 2025-03-16 | VerticalCompact-BCD_2x1 | 984 | 800 | 1761 |  |  | 149.3 | 28 | 28 | 450 | AC motor | 60 | X | no | no | C | D | Epoxy coated aluminum | 2025-01-02 | 12 | 6 | yes | piece | 1
GCVC PD 080.2/12-54 | GCVC PD | 080.2/12-54 | 4252679 | finoox | GCVC 080.2D/1x2-1656-2-D/3/40/2.10/2400/EXS/1/015023 | 9425 | 2 | 1 | 1656 | Axial | 89751 | 89995 | 150.55 | 37940 | 1000 | VT03059U.2 | 4185 | 2025-02-03 | E | 53.9 | 85.43 | 2025-06-13 | VerticalCompact-BCD_1x2 | 2484 | 650 | 1153 |  |  | 189 | 35 | 35 | 800 | EC motor | 5060 | 2 | no | no | D | D | Epoxy coated aluminum | 2025-01-02 | 4 | 3 | yes | piece | 1
GCVC PD 050.2/13-40 | GCVC PD | 050.2/13-40 | 4244276 | finoox | GCVC 050.2B/1x3-2332-D-D/3/24/2.10/2160/AXS/1/015023 | 3990 | 3 | 1 | 2332 | Axial | 37519 | 37.52 | 81.3 | 12514 | 850 | VT01435 | 0.836 | 0.74 | D | 39.81 | 71.2 | 2025-08-06 | VerticalCompact-BCD_1x3a | 2244 | 596 | 753 |  |  | 128.7 | 22 | 22 | 500 | AC motor | 50 | D | no | no | B | D | Aluminum | 2025-01-02 | 6 | 3 | yes | piece | 1
GCVC PD 050.2/23-42 | GCVC PD | 050.2/23-42 | 4245295 | finoox | GCVC 050.2C/2x3-2354-W-D/3/64/2.10/2700/EXS/1/015023 | 9506 | 3 | 2 | 2354 | Axial | 95279 | 95067 | 270.99 | 28819 | 865 | VT03093U | 1248 | 0.97 | C | 41.96 | 73.71 | 2025-09-23 | VerticalCompact-BCD_2x3 | 2784 | 800 | 1761 |  |  | 317.8 | 35 | 35 | 500 | AC motor | 50 | W | no | no | C | D | Epoxy coated aluminum | 2025-01-02 | 6 | 3 | yes | piece | 1
GCVC PD 050.2/23-46 | GCVC PD | 050.2/23-46 | 4246259 | finoox | GCVC 050.2D/2x3-2384-I-D/4/80/2.10/3600/AXS/1/015023 | 13224 | 3 | 2 | 2384 | Axial | 157589 | 157915 | 602.19 | 34106 | 790 | VT01435 | 2127 | 0.88 | C | 46.1 | 78.06 | 54.8 | VerticalCompact-BCD_2x3 | 3684 | 800 | 2161 |  |  | 503.8 | 54 | 54 | 500 | AC motor | 60 | I | no | no | D | D | Aluminum | 2025-01-02 | 4 | 4 | yes | piece | 1
GCVC PD 050.2/21-32 | GCVC PD | 050.2/21-32 | 4244858 | finoox | GCVC 050.2C/2x1-2388-I-D/6/64/2.10/900/AXS/1/015023 | 4821 | 1 | 2 | 2388 | Axial | 38.61 | 38953 | 180.66 | 7196 | 710 | VT01437 | 0.328 | 0.34 | C | 32.29 | 63.8 | 2025-06-15 | VerticalCompact-BCD_2x1 | 984 | 800 | 1761 |  |  | 149 | 22 | 22 | 500 | AC motor | 60 | I | no | no | C | D | Aluminum | 2025-01-02 | 12 | 6 | yes | piece | 1
GCVC PD 050.2/14-36 | GCVC PD | 050.2/14-36 | 4249973 | finoox | GCVC 050.2C/1x4-2388-I-D/4/32/2.10/3600/AXS/1/015023 | 6553 | 4 | 1 | 2388 | Axial | 70085 | 70245 | 240.88 | 15778 | 710 | VT01437 | 0.641 | 0.34 | C | 36.08 | 67.71 | 2025-02-20 | VerticalCompact-BCD_1x4 | 3684 | 596 | 953 |  |  | 232.3 | 35 | 35 | 500 | AC motor | 60 | I | no | no | C | D | Aluminum | 2025-01-02 | 4 | 4 | yes | piece | 1
GCVC PD 063.2/12-45 | GCVC PD | 063.2/12-45 | 4251997 | finoox | GCVC 063.2D/1x2-2413-2-D/3/40/2.10/2400/EXS/1/015023 | 7563 | 2 | 1 | 2413 | Axial | 63438 | 63335 | 150.55 | 21504 | 1000 | VT03144U.1 | 1165 | 2025-01-01 | D | 45.44 | 76.97 | 2025-05-13 | VerticalCompact-BCD_1x2 | 2484 | 623 | 1153 |  |  | 162.7 | 35 | 35 | 630 | EC motor | 5060 | 2 | no | no | D | D | Epoxy coated aluminum | 2025-01-02 | 6 | 3 | yes | piece | 1
GCVC PD 050.2/12-50 | GCVC PD | 050.2/12-50 | 4244254 | finoox | GCVC 050.2B/1x2-2559-2-D/3/24/2.10/1440/EXS/1/015023 | 4895 | 2 | 1 | 2559 | Axial | 29846 | 29.83 | 54.2 | 12202 | 1330 | VT03013U.1 | 1117 | 2025-08-01 | E | 50.18 | 81.47 | 2025-07-04 | VerticalCompact-BCD_1x2 | 1524 | 607 | 753 |  |  | 88.4 | 22 | 22 | 500 | EC motor | 5060 | 2 | no | no | B | D | Epoxy coated aluminum | 2025-01-02 | 8 | 3 | yes | piece | 1
GCVC PD 063.2/24-38 | GCVC PD | 063.2/24-38 | 4247161 | finoox | GCVC 063.2C/2x4-2506-1-D/6/64/2.10/3600/EXS/1/015023 | 25942 | 4 | 2 | 2506 | Axial | 146806 | 147298 | 722.63 | 27494 | 540 | VT03145U.1 | 0.741 | 0.45 | A | 37.9 | 69.76 | 60.1 | VerticalCompact-BCD_2x4 | 3684 | 800 | 1761 |  |  | 501.9 | 42 | 42 | 630 | EC motor | 5060 | 1 | no | no | C | D | Epoxy coated aluminum | 2025-01-02 | 6 | 6 | yes | piece | 1
GCVC PD 063.2/22-38 | GCVC PD | 063.2/22-38 | 4246804 | finoox | GCVC 063.2C/2x2-2553-2-D/3/64/2.10/1800/AXS/1/015023 | 12381 | 2 | 2 | 2553 | Axial | 81755 | 81883 | 180.66 | 25685 | 700 | VT03144U.1 | 0.943 | 0.52 | C | 38.39 | 70.02 | 17 | VerticalCompact-BCD_2x2 | 1884 | 800 | 1761 |  |  | 228.1 | 35 | 35 | 630 | EC motor | 5060 | 2 | no | no | C | D | Aluminum | 2025-01-02 | 6 | 3 | yes | piece | 1
GCVC PD 063.2/23-41 | GCVC PD | 063.2/23-41 | 4246973 | finoox | GCVC 063.2C/2x3-2509-1-D/6/64/2.10/2700/EXS/1/015023 | 20097 | 3 | 2 | 2509 | Axial | 132229 | 132895 | 541.97 | 25527 | 655 | VT03145U.1 | 0.941 | 0.75 | B | 40.62 | 72.36 | 46.3 | VerticalCompact-BCD_2x3 | 2784 | 800 | 1761 |  |  | 385.9 | 42 | 42 | 630 | EC motor | 5060 | 1 | no | no | C | D | Epoxy coated aluminum | 2025-01-02 | 6 | 6 | yes | piece | 1
GCVC PD 050.2/13-36 | GCVC PD | 050.2/13-36 | 4249806 | finoox | GCVC 050.2C/1x3-2515-1-D/4/32/2.10/2700/EXS/1/015023 | 7253 | 3 | 1 | 2515 | Axial | 50552 | 51065 | 180.66 | 11738 | 755 | VT03011U.1 | 0.332 | 0.58 | B | 36.37 | 67.88 | 15 | VerticalCompact-BCD_1x3 | 2784 | 586 | 953 |  |  | 171 | 28 | 28 | 500 | EC motor | 5060 | 1 | no | no | C | D | Epoxy coated aluminum | 2025-01-02 | 6 | 4 | yes | piece | 1
GCVC PD 080.2/22-52 | GCVC PD | 080.2/22-52 | 4248439 | finoox | GCVC 080.2D/2x2-2539-2-D/3/80/2.10/2400/EXS/1/015023 | 21314 | 2 | 2 | 2539 | Axial | 160866 | 161272 | 301.1 | 60639 | 850 | VT03059U.2 | 4716 | 2019-02-01 | E | 52.25 | 84.06 | 31.6 | VerticalCompact-BCD_2x2 | 2484 | 800 | 2161 |  |  | 372.3 | 54 | 54 | 800 | EC motor | 5060 | 2 | no | no | D | D | Epoxy coated aluminum | 2025-01-02 | 4 | 3 | yes | piece | 1
GCVC PD 050.2/12-52 | GCVC PD | 050.2/12-52 | 4250571 | finoox | GCVC 050.2D/1x2-2560-2-D/4/40/2.10/2400/AXS/1/015023 | 6503 | 2 | 1 | 2560 | Axial | 67448 | 67525 | 200.73 | 16449 | 1415 | VT03013U.1 | 1202 | 2021-01-01 | D | 52.01 | 83.53 | 2025-05-17 | VerticalCompact-BCD_1x2 | 2484 | 607 | 1153 |  |  | 176.2 | 35 | 35 | 500 | EC motor | 5060 | 2 | no | no | D | D | Aluminum | 2025-01-02 | 6 | 4 | yes | piece | 1
GCVC PD 050.2/21-42 | GCVC PD | 050.2/21-42 | 4245892 | finoox | GCVC 050.2D/2x1-2519-1-D/3/80/2.10/1200/AXS/1/015023 | 5888 | 1 | 2 | 2519 | Axial | 46054 | 46087 | 150.55 | 11884 | 1010 | VT03011U.1 | 0.451 | 2015-01-01 | C | 41.73 | 73.38 | 14 | VerticalCompact-BCD_2x1 | 1284 | 800 | 2161 |  |  | 162.4 | 28 | 28 | 500 | EC motor | 5060 | 1 | no | no | D | D | Aluminum | 2025-01-02 | 10 | 3 | yes | piece | 1
GCVC PD 050.2/12-45 | GCVC PD | 050.2/12-45 | 4244249 | finoox | GCVC 050.2B/1x2-2522-1-D/4/24/2.10/1440/AXS/1/015023 | 3941 | 2 | 1 | 2522 | Axial | 35215 | 35293 | 72.26 | 10308 | 1200 | VT03011U.1 | 0.874 | 2025-09-01 | D | 45.41 | 76.7 | 2025-01-06 | VerticalCompact-BCD_1x2 | 1524 | 586 | 753 |  |  | 85 | 22 | 22 | 500 | EC motor | 5060 | 1 | no | no | B | D | Aluminum | 2025-01-02 | 8 | 4 | yes | piece | 1
GCVC PD 050.2/12-46 | GCVC PD | 050.2/12-46 | 4250561 | finoox | GCVC 050.2D/1x2-2522-1-D/3/40/2.10/2400/EXS/1/015023 | 5391 | 2 | 1 | 2522 | Axial | 50254 | 50197 | 150.55 | 14150 | 1200 | VT03011U.1 | 0.738 | 2025-09-01 | D | 45.62 | 77.14 | 2025-09-12 | VerticalCompact-BCD_1x2 | 2484 | 586 | 1153 |  |  | 151.9 | 28 | 28 | 500 | EC motor | 5060 | 1 | no | no | D | D | Epoxy coated aluminum | 2025-01-02 | 6 | 3 | yes | piece | 1
GCVC PD 063.2/22-43 | GCVC PD | 063.2/22-43 | 4246823 | finoox | GCVC 063.2C/2x2-2556-2-D/4/64/2.10/1800/AXS/1/015023 | 13108 | 2 | 2 | 2556 | Axial | 104347 | 104293 | 240.88 | 29832 | 850 | VT03144U.1 | 1702 | 0.77 | D | 42.66 | 74.29 | 2025-09-22 | VerticalCompact-BCD_2x2 | 1884 | 800 | 1761 |  |  | 247.6 | 42 | 42 | 630 | EC motor | 5060 | 2 | no | no | C | D | Aluminum | 2025-01-02 | 8 | 4 | yes | piece | 1
GCVC PD 080.2/13-47 | GCVC PD | 080.2/13-47 | 4253103 | finoox | GCVC 080.2D/1x3-2536-2-D/3/40/2.10/3600/EXS/1/015023 | 13412 | 3 | 1 | 2536 | Axial | 102269 | 101598 | 225.82 | 36926 | 700 | VT03059U.2 | 1996 | 2025-04-01 | D | 47.03 | 78.71 | 2025-03-19 | VerticalCompact-BCD_1x3 | 3684 | 650 | 1153 |  |  | 277.6 | 35 | 35 | 800 | EC motor | 5060 | 2 | no | no | D | D | Epoxy coated aluminum | 2025-01-02 | 4 | 3 | yes | piece | 1
GCVC PD 063.2/13-61 | GCVC PD | 063.2/13-61 | 4251400 | finoox | GCVC 063.2C/1x3-2548-2-D/3/32/2.10/2700/EXS/1/015023 | 11540 | 3 | 1 | 2548 | Axial | 78374 | 78501 | 135.49 | 33111 | 1135 | VT03143U.1 | 4328 | 1937-02-01 | E | 61.23 | 92.74 | 12 | VerticalCompact-BCD_1x3 | 2784 | 611 | 953 |  |  | 227.8 | 35 | 35 | 630 | EC motor | 5060 | 2 | no | no | C | D | Epoxy coated aluminum | 2025-01-02 | 4 | 3 | yes | piece | 1
GCVC PD 050.2/14-31 | GCVC PD | 050.2/14-31 | 4250022 | finoox | GCVC 050.2C/1x4-2512-1-D/6/32/2.10/3600/AXS/1/015023 | 9997 | 4 | 1 | 2512 | Axial | 60588 | 60918 | 361.32 | 10639 | 565 | VT03011U.1 | 0.218 | 0.28 | A+ | 31.23 | 62.86 | 29 | VerticalCompact-BCD_1x4 | 3684 | 586 | 953 |  |  | 256.8 | 28 | 28 | 500 | EC motor | 5060 | 1 | no | no | C | D | Aluminum | 2025-01-02 | 6 | 6 | yes | piece | 1
GCVC PD 080.3/21-50 | GCVC PD | 080.3/21-50 | 6114965 | finoox | GCVC 080.3D/2x1-3560-2-D/4/80/2.10/1200/AXS/1/015023 | 10643 | 1 | 2 | 3560 | Axial | 115584 | 116129 | 200.73 | 37685 | 990 | VT01445U.3 | 4034 | 2025-01-03 | E | 50.12 | 81.77 | 2025-09-20 | VerticalCompact-BCD_2x1 | 1284 | 800 | 2161 |  |  | 236.2 | 42 | 42 | 800 | EC motor | 5060 | 2 | no | no | D | D | Aluminum | 2025-01-02 | 8 | 4 | yes | piece | 1
GCVC PD 050.2/13-31 | GCVC PD | 050.2/13-31 | 4249665 | finoox | GCVC 050.2C/1x3-2333-S-D/6/32/2.10/2700/EXS/1/015023 | 6645 | 3 | 1 | 2333 | Axial | 48.33 | 48545 | 270.99 | 8726 | 530 | VT01435 | 0.449 | 0.35 | C | 31.06 | 62.57 | 22 | VerticalCompact-BCD_1x3 | 2784 | 596 | 953 |  |  | 211.9 | 28 | 28 | 500 | AC motor | 50 | S | no | no | C | D | Epoxy coated aluminum | 2025-01-02 | 8 | 6 | yes | piece | 1
GCVC PD 050.2/23-46 | GCVC PD | 050.2/23-46 | 4245307 | finoox | GCVC 050.2C/2x3-2384-I-D/3/64/2.10/2700/EXS/1/015023 | 9624 | 3 | 2 | 2384 | Axial | 99409 | 99173 | 270.99 | 31222 | 790 | VT01435 | 2019-02-01 | 0.88 | D | 45.86 | 77.61 | 2025-09-23 | VerticalCompact-BCD_2x3 | 2784 | 800 | 1761 |  |  | 329.1 | 35 | 35 | 500 | AC motor | 60 | I | no | no | C | D | Epoxy coated aluminum | 2025-01-02 | 6 | 3 | yes | piece | 1
GCVC PD 050.2/21-54 | GCVC PD | 050.2/21-54 | 4245841 | finoox | GCVC 050.2D/2x1-2420-2-D/3/80/2.10/1200/EXS/1/015023 | 7239 | 1 | 2 | 2420 | Axial | 62064 | 62053 | 150.55 | 19703 | 1600 | VT03013U.1 | 1729 | 1965-01-01 | E | 54.22 | 85.88 | 14 | VerticalCompact-BCD_2x1 | 1284 | 800 | 2161 |  |  | 171.6 | 28 | 28 | 500 | EC motor | 5060 | 2 | no | no | D | D | Epoxy coated aluminum | 2025-01-02 | 10 | 3 | yes | piece | 1
GCVC PD 045.2/12-42 | GCVC PD | 045.2/12-42 | 4243914 | finoox | GCVC 045.2B/1x2-2527-1-D/3/24/2.10/1440/EXS/1/015023 | 3998 | 2 | 1 | 2527 | Axial | 21918 | 21925 | 54.2 | 6785 | 975 | VT03007U.1 | 0.311 | 0.68 | D | 42.19 | 73.47 | 2025-06-04 | VerticalCompact-BCD_1x2 | 1524 | 535 | 753 |  |  | 75.4 | 18 | 18 | 450 | EC motor | 5060 | 1 | no | no | B | D | Epoxy coated aluminum | 2025-01-02 | 8 | 3 | yes | piece | 1
GCVC PD 045.2/24-47 | GCVC PD | 045.2/24-47 | 4244729 | finoox | GCVC 045.2C/2x4-2527-1-D/3/64/2.10/3600/EXS/1/015023 | 14977 | 4 | 2 | 2527 | Axial | 115577 | 115393 | 361.32 | 31620 | 975 | VT03007U.1 | 1211 | 0.68 | C | 47.03 | 78.89 | 32 | VerticalCompact-BCD_2x4 | 3684 | 800 | 1761 |  |  | 375.5 | 42 | 42 | 450 | EC motor | 5060 | 1 | no | no | C | D | Epoxy coated aluminum | 2025-01-02 | 4 | 3 | yes | piece | 1
GCVC PD 063.2/12-36 | GCVC PD | 063.2/12-36 | 4251216 | finoox | GCVC 063.2C/1x2-2553-2-D/4/32/2.10/1800/EXS/1/015023 | 6924 | 2 | 1 | 2553 | Axial | 45092 | 45106 | 120.44 | 12117 | 700 | VT03144U.1 | 0.488 | 0.52 | C | 35.74 | 67.14 | 2025-04-10 | VerticalCompact-BCD_1x2 | 1884 | 623 | 953 |  |  | 127.3 | 28 | 28 | 630 | EC motor | 5060 | 2 | no | no | C | D | Epoxy coated aluminum | 2025-01-02 | 8 | 4 | yes | piece | 1
GCVC PD 045.2/22-50 | GCVC PD | 045.2/22-50 | 4244571 | finoox | GCVC 045.2C/2x2-2531-1-D/4/64/2.10/1800/AXS/1/015023 | 8351 | 2 | 2 | 2531 | Axial | 82873 | 82983 | 240.88 | 20299 | 1275 | VT03007U.1 | 1312 | 2025-04-01 | D | 50.04 | 81.67 | 2025-07-21 | VerticalCompact-BCD_2x2 | 1884 | 800 | 1761 |  |  | 218.4 | 35 | 35 | 450 | EC motor | 5060 | 1 | no | no | C | D | Aluminum | 2025-01-02 | 8 | 4 | yes | piece | 1
GCVC PD 080.2/23-53 | GCVC PD | 080.2/23-53 | 4248704 | finoox | GCVC 080.2D/2x3-2538-2-D/3/80/2.10/3600/AXS/1/015023 | 29337 | 3 | 2 | 2538 | Axial | 225412 | 224.34 | 451.65 | 85233 | 800 | VT03059U.2 | 5915 | 1989-01-01 | D | 52.58 | 84.54 | 43.1 | VerticalCompact-BCD_2x3 | 3684 | 800 | 2161 |  |  | 539.4 | 54 | 54 | 800 | EC motor | 5060 | 2 | no | no | D | D | Aluminum | 2025-01-02 | 4 | 3 | yes | piece | 1
GCVC PD 050.2/12-37 | GCVC PD | 050.2/12-37 | 4249575 | finoox | GCVC 050.2C/1x2-2516-1-D/3/32/2.10/1800/EXS/1/015023 | 4536 | 2 | 1 | 2516 | Axial | 2025-08-30 | 30761 | 90.33 | 8816 | 820 | VT03011U.1 | 0.269 | 0.68 | B | 36.67 | 68.06 | 2025-06-07 | VerticalCompact-BCD_1x2 | 1884 | 586 | 953 |  |  | 107.9 | 22 | 22 | 500 | EC motor | 5060 | 1 | no | no | C | D | Epoxy coated aluminum | 2025-01-02 | 8 | 3 | yes | piece | 1
GCVC PD 050.2/13-38 | GCVC PD | 050.2/13-38 | 4250767 | finoox | GCVC 050.2D/1x3-2516-1-D/6/40/2.10/3600/EXS/1/015023 | 10641 | 3 | 1 | 2516 | Axial | 76.73 | 77.1 | 451.65 | 13676 | 820 | VT03011U.1 | 0.394 | 0.68 | A | 38.4 | 70.08 | 36.9 | VerticalCompact-BCD_1x3 | 3684 | 586 | 1153 |  |  | 288.1 | 35 | 35 | 500 | EC motor | 5060 | 1 | no | no | D | D | Epoxy coated aluminum | 2025-01-02 | 6 | 6 | yes | piece | 1
GCVC PD 080.2/11-49 | GCVC PD | 080.2/11-49 | 4252575 | finoox | GCVC 080.2D/1x1-2539-2-D/6/40/2.10/1200/EXS/1/015023 | 6503 | 1 | 1 | 2539 | Axial | 54968 | 55247 | 150.55 | 12331 | 850 | VT03059U.2 | 1226 | 2019-02-01 | D | 49.24 | 80.62 | 2025-01-13 | VerticalCompact-BCD_1x1 | 1284 | 650 | 1153 |  |  | 123 | 28 | 28 | 800 | EC motor | 5060 | 2 | no | no | D | D | Epoxy coated aluminum | 2025-01-02 | 10 | 6 | yes | piece | 1
GCVC PD 080.2/11-21 | GCVC PD | 080.2/11-21 | 4252516 | finoox | GCVC 080.2D/1x1-2494-1-D/3/40/2.10/1200/AXS/1/015023 | 4228 | 1 | 1 | 2494 | Axial | 22.27 | 22268 | 75.27 | 5655 | 340 | VT03062U.1 | 0.083 | 0.45 | A+ | 21.45 | 52.81 | 2025-04-06 | VerticalCompact-BCD_1x1 | 1284 | 608 | 1153 |  |  | 88.2 | 18 | 18 | 800 | EC motor | 5060 | 1 | no | no | D | D | Aluminum | 2025-01-02 | 10 | 3 | yes | piece | 1
GCVC PD 063.2/12-17 | GCVC PD | 063.2/12-17 | 4251116 | finoox | GCVC 063.2C/1x2-2500-1-D/3/32/2.10/1800/AXS/1/015023 | 5780 | 2 | 1 | 2500 | Axial | 20243 | 20261 | 90.33 | 4634 | 310 | VT03145U.1 | 0.05 | 0.13 | A+ | 17.24 | 48.63 | 2025-05-07 | VerticalCompact-BCD_1x2 | 1884 | 615 | 953 |  |  | 109.1 | 18 | 18 | 630 | EC motor | 5060 | 1 | no | no | C | D | Aluminum | 2025-01-02 | 8 | 3 | yes | piece | 1
GCVC PD 063.2/13-21 | GCVC PD | 063.2/13-21 | 4251328 | finoox | GCVC 063.2C/1x3-2501-1-D/3/32/2.10/2700/AXS/1/015023 | 7932 | 3 | 1 | 2501 | Axial | 33239 | 33213 | 135.49 | 7894 | 345 | VT03145U.1 | 0.093 | 0.15 | A+ | 21.29 | 52.8 | 2025-01-11 | VerticalCompact-BCD_1x3 | 2784 | 615 | 953 |  |  | 160.1 | 22 | 22 | 630 | EC motor | 5060 | 1 | no | no | C | D | Aluminum | 2025-01-02 | 6 | 3 | yes | piece | 1
GCVC PD 063.2/13-25 | GCVC PD | 063.2/13-25 | 4251333 | finoox | GCVC 063.2C/1x3-2501-1-D/6/32/2.10/2700/EXS/1/015023 | 9947 | 3 | 1 | 2501 | Axial | 37043 | 37315 | 270.99 | 6335 | 345 | VT03145U.1 | 0.098 | 0.15 | A+ | 25.25 | 56.76 | 2025-07-21 | VerticalCompact-BCD_1x3 | 2784 | 615 | 953 |  |  | 199 | 22 | 22 | 630 | EC motor | 5060 | 1 | no | no | C | D | Epoxy coated aluminum | 2025-01-02 | 8 | 6 | yes | piece | 1
GCVC PD 063.2/23-25 | GCVC PD | 063.2/23-25 | 4247858 | finoox | GCVC 063.2D/2x3-2502-1-D/6/80/2.10/3600/AXS/1/015023 | 23642 | 3 | 2 | 2502 | Axial | 113401 | 114357 | 903.29 | 19018 | 385 | VT03145U.1 | 0.225 | 0.2 | A+ | 2025-06-25 | 57.02 | 75.1 | VerticalCompact-BCD_2x3 | 3684 | 800 | 2161 |  |  | 562.9 | 42 | 42 | 630 | EC motor | 5060 | 1 | no | no | D | D | Aluminum | 2025-01-02 | 6 | 6 | yes | piece | 1
GCVC PD 045.2/14-43 | GCVC PD | 045.2/14-43 | 4249133 | finoox | GCVC 045.2C/1x4-2526-1-D/6/32/2.10/3600/EXS/1/015023 | 9913 | 4 | 1 | 2526 | Axial | 71376 | 71634 | 361.32 | 13249 | 900 | VT03007U.1 | 0.497 | 0.58 | B | 42.71 | 74.33 | 2025-05-29 | VerticalCompact-BCD_1x4 | 3684 | 535 | 953 |  |  | 251.6 | 35 | 35 | 450 | EC motor | 5060 | 1 | no | no | C | D | Epoxy coated aluminum | 2025-01-02 | 6 | 6 | yes | piece | 1
GCVC PD 080.3/12-47 | GCVC PD | 080.3/12-47 | 6163840 | finoox | GCVC 080.3D/1x2-3490-K-D/3/40/2.10/2400/EXS/1/015023 | 6963 | 2 | 1 | 3490 | Axial | 79148 | 79338 | 150.55 | 29387 | 770 | VT01371 | 2636 | 2025-04-02 | E | 47.14 | 78.67 | 2025-06-13 | VerticalCompact-BCD_1x2 | 2484 | 605 | 1153 |  |  | 209.2 | 35 | 35 | 800 | AC motor | 60 | K | no | no | D | D | Epoxy coated aluminum | 2025-01-02 | 4 | 3 | yes | piece | 1
GCVC PD 080.3/13-60 | GCVC PD | 080.3/13-60 | 6080301 | finoox | GCVC 080.3D/1x3-3558-2-D/6/40/2.10/3600/EXS/1/015023 | 17400 | 3 | 1 | 3558 | Axial | 195.31 | 195726 | 451.65 | 49511 | 1060 | VT01445U.3 | 7692 | 2025-04-04 | E | 60.35 | 92.03 | 39.4 | VerticalCompact-BCD_1x3 | 3684 | 620 | 1153 |  |  | 375.6 | 54 | 54 | 800 | EC motor | 5060 | 2 | no | no | D | D | Epoxy coated aluminum | 2025-01-02 | 4 | 6 | yes | piece | 1
GCVC PD 080.3/23-43 | GCVC PD | 080.3/23-43 | 6149746 | finoox | GCVC 080.3D/2x3-1334-S-D/3/80/2.10/3600/EXS/1/015023 | 21738 | 3 | 2 | 1334 | Axial | 179472 | 179291 | 451.65 | 57500 | 510 | VT01371 | 3175 | 1 | D | 42.77 | 74.73 | 43.1 | VerticalCompact-BCD_2x3 | 3684 | 800 | 2161 |  |  | 600 | 54 | 54 | 800 | AC motor | 50 | S | no | no | D | D | Epoxy coated aluminum | 2025-01-02 | 4 | 3 | yes | piece | 1
GCVC PD 050.2/23-42 | GCVC PD | 050.2/23-42 | 4245292 | finoox | GCVC 050.2C/2x3-2354-W-D/3/64/2.10/2700/AXS/1/015023 | 8985 | 3 | 2 | 2354 | Axial | 97555 | 97386 | 270.99 | 28819 | 865 | VT03093U | 1248 | 0.97 | C | 41.96 | 73.71 | 2025-09-23 | VerticalCompact-BCD_2x3 | 2784 | 800 | 1761 |  |  | 317.8 | 35 | 35 | 500 | AC motor | 50 | W | no | no | C | D | Aluminum | 2025-01-02 | 6 | 3 | yes | piece | 1
GCVC PD 050.2/12-36 | GCVC PD | 050.2/12-36 | 4244168 | finoox | GCVC 050.2B/1x2-2354-W-D/3/24/2.10/1440/EXS/1/015023 | 2857 | 2 | 1 | 2354 | Axial | 23542 | 23549 | 54.2 | 7677 | 865 | VT03093U | 0.445 | 0.97 | D | 36.41 | 67.69 | 2025-06-04 | VerticalCompact-BCD_1x2 | 1524 | 569 | 753 |  |  | 85 | 18 | 18 | 500 | AC motor | 50 | W | no | no | B | D | Epoxy coated aluminum | 2025-01-02 | 8 | 3 | yes | piece | 1
GCVC PD 050.2/14-44 | GCVC PD | 050.2/14-44 | 4249950 | finoox | GCVC 050.2C/1x4-2384-I-D/6/32/2.10/3600/AXS/1/015023 | 7801 | 4 | 1 | 2384 | Axial | 90583 | 90755 | 361.32 | 18059 | 790 | VT01435 | 1507 | 0.88 | D | 43.83 | 75.45 | 2025-05-29 | VerticalCompact-BCD_1x4 | 3684 | 596 | 953 |  |  | 277.2 | 35 | 35 | 500 | AC motor | 60 | I | no | no | C | D | Aluminum | 2025-01-02 | 6 | 6 | yes | piece | 1
GCVC PD 050.2/22-49 | GCVC PD | 050.2/22-49 | 4245125 | finoox | GCVC 050.2C/2x2-2411-1-D/3/64/2.10/1800/EXS/1/015023 | 8907 | 2 | 2 | 2411 | Axial | 82367 | 82445 | 180.66 | 27541 | 1260 | VT03011U.1 | 1834 | 2025-02-02 | D | 48.91 | 80.54 | 17 | VerticalCompact-BCD_2x2 | 1884 | 800 | 1761 |  |  | 208 | 35 | 35 | 500 | EC motor | 5060 | 1 | no | no | C | D | Epoxy coated aluminum | 2025-01-02 | 6 | 3 | yes | piece | 1
GCVC PD 050.2/11-17 | GCVC PD | 050.2/11-17 | 4249272 | finoox | GCVC 050.2C/1x1-2389-J-D/6/32/2.10/900/AXS/1/015023 | 2547 | 1 | 1 | 2389 | Axial | 12221 | 12341 | 90.33 | 2105 | 450 | VT01437 | 0.083 | 0.17 | B | 2025-01-17 | 48.28 | 2025-06-07 | VerticalCompact-BCD_1x1 | 984 | 596 | 953 |  |  | 74.7 | 16 | 16 | 500 | AC motor | 60 | J | no | no | C | D | Aluminum | 2025-01-02 | 12 | 6 | yes | piece | 1
GCVC PD 050.2/23-39 | GCVC PD | 050.2/23-39 | 4245343 | finoox | GCVC 050.2C/2x3-2390-K-D/3/64/2.10/2700/EXS/1/015023 | 9558 | 3 | 2 | 2390 | Axial | 90326 | 89991 | 270.99 | 26099 | 760 | VT01437 | 1042 | 0.35 | C | 39.21 | 70.96 | 2025-09-23 | VerticalCompact-BCD_2x3 | 2784 | 800 | 1761 |  |  | 313.6 | 35 | 35 | 500 | AC motor | 60 | K | no | no | C | D | Epoxy coated aluminum | 2025-01-02 | 6 | 3 | yes | piece | 1
GCVC PD 063.2/21-65 | GCVC PD | 063.2/21-65 | 4247339 | finoox | GCVC 063.2D/2x1-2412-2-D/6/80/2.10/1200/EXS/1/015023 | 12496 | 1 | 2 | 2412 | Axial | 129679 | 130655 | 301.1 | 31934 | 1510 | VT03143U.1 | 6638 | 5 | E | 64.73 | 96.38 | 2025-09-28 | VerticalCompact-BCD_2x1 | 1284 | 800 | 2161 |  |  | 258.3 | 42 | 42 | 630 | EC motor | 5060 | 2 | no | no | D | D | Epoxy coated aluminum | 2025-01-02 | 10 | 6 | yes | piece | 1
GCVC PD 045.2/14-44 | GCVC PD | 045.2/14-44 | 4249134 | finoox | GCVC 045.2C/1x4-2527-1-D/3/32/2.10/3600/AXS/1/015023 | 7618 | 4 | 1 | 2527 | Axial | 59074 | 59023 | 180.66 | 15810 | 975 | VT03007U.1 | 0.605 | 0.68 | C | 44.27 | 75.88 | 2025-09-14 | VerticalCompact-BCD_1x4 | 3684 | 535 | 953 |  |  | 199.1 | 28 | 28 | 450 | EC motor | 5060 | 1 | no | no | C | D | Aluminum | 2025-01-02 | 4 | 3 | yes | piece | 1
GCVC PD 080.2/22-38 | GCVC PD | 080.2/22-38 | 4248343 | finoox | GCVC 080.2D/2x2-2485-1-D/3/80/2.10/2400/EXS/1/015023 | 17102 | 2 | 2 | 2485 | Axial | 116981 | 116834 | 301.1 | 36811 | 535 | VT03061U.1 | 1157 | 1935-01-01 | C | 37.79 | 69.6 | 2025-04-28 | VerticalCompact-BCD_2x2 | 2484 | 800 | 2161 |  |  | 321.7 | 42 | 42 | 800 | EC motor | 5060 | 1 | no | no | D | D | Epoxy coated aluminum | 2025-01-02 | 6 | 3 | yes | piece | 1
GCVC PD 063.2/14-64 | GCVC PD | 063.2/14-64 | 4251609 | finoox | GCVC 063.2C/1x4-2549-2-D/4/32/2.10/3600/AXS/1/015023 | 15103 | 4 | 1 | 2549 | Axial | 127527 | 126363 | 240.88 | 44250 | 1210 | VT03143U.1 | 7062 | 1986-02-01 | E | 64.41 | 96.04 | 2025-08-20 | VerticalCompact-BCD_1x4 | 3684 | 611 | 953 |  |  | 317.2 | 42 | 42 | 630 | EC motor | 5060 | 2 | no | no | C | D | Aluminum | 2025-01-02 | 4 | 4 | yes | piece | 1
GCVC PD 063.2/11-62 | GCVC PD | 063.2/11-62 | 4251005 | finoox | GCVC 063.2C/1x1-2552-2-D/4/32/2.10/900/EXS/1/015023 | 5026 | 1 | 1 | 2552 | Axial | 36358 | 36649 | 60.22 | 13322 | 1435 | VT03143U.1 | 2945 | 2025-03-04 | E | 62.33 | 93.61 | 2025-04-05 | VerticalCompact-BCD_1x1 | 984 | 611 | 953 |  |  | 87.3 | 22 | 22 | 630 | EC motor | 5060 | 2 | no | no | C | D | Epoxy coated aluminum | 2025-01-02 | 8 | 4 | yes | piece | 1
GCVC PD 080.2/21-31 | GCVC PD | 080.2/21-31 | 4248130 | finoox | GCVC 080.2D/2x1-2499-1-D/3/80/2.10/1200/EXS/1/015023 | 7647 | 1 | 2 | 2499 | Axial | 54061 | 54.07 | 150.55 | 15675 | 465 | VT03062U.1 | 0.376 | 0.95 | B | 30.67 | 62.32 | 14 | VerticalCompact-BCD_2x1 | 1284 | 800 | 2161 |  |  | 175.5 | 28 | 28 | 800 | EC motor | 5060 | 1 | no | no | D | D | Epoxy coated aluminum | 2025-01-02 | 10 | 3 | yes | piece | 1
GCVC PD 050.2/12-35 | GCVC PD | 050.2/12-35 | 4244220 | finoox | GCVC 050.2B/1x2-2515-1-D/3/24/2.10/1440/AXS/1/015023 | 3807 | 2 | 1 | 2515 | Axial | 22468 | 22489 | 54.2 | 6734 | 755 | VT03011U.1 | 0.234 | 0.58 | C | 35.11 | 66.4 | 2025-06-04 | VerticalCompact-BCD_1x2 | 1524 | 586 | 753 |  |  | 78.8 | 18 | 18 | 500 | EC motor | 5060 | 1 | no | no | B | D | Aluminum | 2025-01-02 | 8 | 3 | yes | piece | 1
GCVC PD 050.2/13-34 | GCVC PD | 050.2/13-34 | 4249797 | finoox | GCVC 050.2C/1x3-2514-1-D/4/32/2.10/2700/AXS/1/015023 | 6912 | 3 | 1 | 2514 | Axial | 48346 | 48416 | 180.66 | 10716 | 695 | VT03011U.1 | 0.263 | 0.47 | A | 34.46 | 65.97 | 15 | VerticalCompact-BCD_1x3 | 2784 | 586 | 953 |  |  | 171 | 28 | 28 | 500 | EC motor | 5060 | 1 | no | no | C | D | Aluminum | 2025-01-02 | 6 | 4 | yes | piece | 1
GCVC PD 080.2/12-59 | GCVC PD | 080.2/12-59 | 4252926 | finoox | GCVC 080.2D/1x2-2659-L-D/3/40/2.10/2400/EXS/1/015023 | 6809 | 2 | 1 | 2659 | Axial | 85832 | 86057 | 150.55 | 34530 | 1070 | VT01384U | 3597 | 2025-03-03 | E | 58.92 | 90.45 | 2025-06-13 | VerticalCompact-BCD_1x2 | 2484 | 641 | 1153 |  |  | 195 | 35 | 35 | 800 | AC motor | 60 | L | no | no | D | D | Epoxy coated aluminum | 2025-01-02 | 4 | 3 | yes | piece | 1
GCVC PD 050.2/21-43 | GCVC PD | 050.2/21-43 | 4244847 | finoox | GCVC 050.2C/2x1-2386-K-D/3/64/2.10/900/EXS/1/015023 | 4172 | 1 | 2 | 2386 | Axial | 36874 | 37054 | 90.33 | 11588 | 910 | VT01435 | 0.818 | 0.92 | D | 42.99 | 74.5 | 2025-03-08 | VerticalCompact-BCD_2x1 | 984 | 800 | 1761 |  |  | 127.7 | 22 | 22 | 500 | AC motor | 60 | K | no | no | C | D | Epoxy coated aluminum | 2025-01-02 | 8 | 3 | yes | piece | 1
GCVC PD 050.2/21-43 | GCVC PD | 050.2/21-43 | 4244849 | finoox | GCVC 050.2C/2x1-2386-K-D/6/64/2.10/900/EXS/1/015023 | 5226 | 1 | 2 | 2386 | Axial | 50062 | 50446 | 180.66 | 10197 | 910 | VT01435 | 0.855 | 0.92 | D | 43 | 74.51 | 2025-03-16 | VerticalCompact-BCD_2x1 | 984 | 800 | 1761 |  |  | 155.3 | 28 | 28 | 500 | AC motor | 60 | K | no | no | C | D | Epoxy coated aluminum | 2025-01-02 | 12 | 6 | yes | piece | 1
GCVC PD 050.2/13-48 | GCVC PD | 050.2/13-48 | 4250721 | finoox | GCVC 050.2D/1x3-2411-1-D/4/40/2.10/3600/AXS/1/015023 | 8394 | 3 | 1 | 2411 | Axial | 94594 | 94732 | 301.1 | 22030 | 1260 | VT03011U.1 | 1305 | 2025-02-02 | C | 48.19 | 79.87 | 2025-02-25 | VerticalCompact-BCD_1x3 | 3684 | 586 | 1153 |  |  | 244.6 | 35 | 35 | 500 | EC motor | 5060 | 1 | no | no | D | D | Aluminum | 2025-01-02 | 4 | 4 | yes | piece | 1
GCVC PD 063.2/11-60 | GCVC PD | 063.2/11-60 | 4251861 | finoox | GCVC 063.2D/1x1-2551-2-D/6/40/2.10/1200/EXS/1/015023 | 6397 | 1 | 1 | 2551 | Axial | 60514 | 60818 | 150.55 | 14287 | 1360 | VT03143U.1 | 2428 | 4 | E | 59.78 | 91.14 | 2025-01-13 | VerticalCompact-BCD_1x1 | 1284 | 611 | 1153 |  |  | 127.9 | 28 | 28 | 630 | EC motor | 5060 | 2 | no | no | D | D | Epoxy coated aluminum | 2025-01-02 | 10 | 6 | yes | piece | 1
GCVC PD 050.2/12-50 | GCVC PD | 050.2/12-50 | 4249618 | finoox | GCVC 050.2C/1x2-2559-2-D/4/32/2.10/1800/EXS/1/015023 | 5803 | 2 | 1 | 2559 | Axial | 48.98 | 48966 | 120.44 | 14032 | 1330 | VT03013U.1 | 1062 | 2025-08-01 | D | 49.78 | 81.17 | 2025-04-10 | VerticalCompact-BCD_1x2 | 1884 | 607 | 953 |  |  | 126.3 | 28 | 28 | 500 | EC motor | 5060 | 2 | no | no | C | D | Epoxy coated aluminum | 2025-01-02 | 8 | 4 | yes | piece | 1
GCVC PD 045.2/21-46 | GCVC PD | 045.2/21-46 | 4244477 | finoox | GCVC 045.2C/2x1-2530-1-D/3/64/2.10/900/EXS/1/015023 | 4938 | 1 | 2 | 2530 | Axial | 33083 | 33218 | 90.33 | 9783 | 1200 | VT03007U.1 | 0.545 | 2025-01-01 | D | 45.89 | 77.4 | 2025-03-08 | VerticalCompact-BCD_2x1 | 984 | 800 | 1761 |  |  | 114.3 | 22 | 22 | 450 | EC motor | 5060 | 1 | no | no | C | D | Epoxy coated aluminum | 2025-01-02 | 8 | 3 | yes | piece | 1
GCVC PD 050.2/13-36 | GCVC PD | 050.2/13-36 | 4249804 | finoox | GCVC 050.2C/1x3-2515-1-D/6/32/2.10/2700/AXS/1/015023 | 7853 | 3 | 1 | 2515 | Axial | 57.84 | 58029 | 270.99 | 10836 | 755 | VT03011U.1 | 0.344 | 0.58 | B | 36.29 | 67.8 | 22 | VerticalCompact-BCD_1x3 | 2784 | 586 | 953 |  |  | 196.9 | 28 | 28 | 500 | EC motor | 5060 | 1 | no | no | C | D | Aluminum | 2025-01-02 | 8 | 6 | yes | piece | 1
GCVC PD 063.2/11-21 | GCVC PD | 063.2/11-21 | 4251785 | finoox | GCVC 063.2D/1x1-2504-1-D/4/40/2.10/1200/AXS/1/015023 | 4262 | 1 | 1 | 2504 | Axial | 20524 | 20614 | 100.37 | 4176 | 460 | VT03145U.1 | 0.054 | 0.3 | A+ | 21.19 | 52.56 | 2025-04-08 | VerticalCompact-BCD_1x1 | 1284 | 615 | 1153 |  |  | 89.8 | 18 | 18 | 630 | EC motor | 5060 | 1 | no | no | D | D | Aluminum | 2025-01-02 | 10 | 4 | yes | piece | 1
GCVC PD 045.2/13-38 | GCVC PD | 045.2/13-38 | 4243962 | finoox | GCVC 045.2B/1x3-2524-1-D/3/24/2.10/2160/EXS/1/015023 | 5453 | 3 | 1 | 2524 | Axial | 27503 | 27535 | 81.3 | 7692 | 750 | VT03007U.1 | 0.229 | 0.37 | B | 38.31 | 69.69 | 2025-08-06 | VerticalCompact-BCD_1x3a | 2244 | 535 | 753 |  |  | 108.7 | 22 | 22 | 450 | EC motor | 5060 | 1 | no | no | B | D | Epoxy coated aluminum | 2025-01-02 | 6 | 3 | yes | piece | 1
GCVC PD 045.2/13-37 | GCVC PD | 045.2/13-37 | 4249030 | finoox | GCVC 045.2C/1x3-2524-1-D/4/32/2.10/2700/EXS/1/015023 | 6757 | 3 | 1 | 2524 | Axial | 41205 | 41281 | 180.66 | 8790 | 750 | VT03007U.1 | 0.227 | 0.37 | A | 37.4 | 68.9 | 15 | VerticalCompact-BCD_1x3 | 2784 | 535 | 953 |  |  | 165.8 | 28 | 28 | 450 | EC motor | 5060 | 1 | no | no | C | D | Epoxy coated aluminum | 2025-01-02 | 6 | 4 | yes | piece | 1
GCVC PD 050.2/24-57 | GCVC PD | 050.2/24-57 | 4245687 | finoox | GCVC 050.2C/2x4-2560-2-D/3/64/2.10/3600/EXS/1/015023 | 21608 | 4 | 2 | 2560 | Axial | 167169 | 166104 | 361.32 | 61952 | 1415 | VT03013U.1 | 5038 | 2021-01-01 | E | 56.94 | 88.8 | 34.6 | VerticalCompact-BCD_2x4 | 3684 | 800 | 1761 |  |  | 431 | 54 | 54 | 500 | EC motor | 5060 | 2 | no | no | C | D | Epoxy coated aluminum | 2025-01-02 | 4 | 3 | yes | piece | 1
GCVC PD 050.2/21-54 | GCVC PD | 050.2/21-54 | 4244991 | finoox | GCVC 050.2C/2x1-2562-2-D/3/64/2.10/900/EXS/1/015023 | 6365 | 1 | 2 | 2562 | Axial | 47027 | 47288 | 90.33 | 17489 | 1595 | VT03013U.1 | 1978-01-01 | 1965-01-01 | E | 53.86 | 85.37 | 9 | VerticalCompact-BCD_2x1 | 984 | 800 | 1761 |  |  | 128 | 28 | 28 | 500 | EC motor | 5060 | 2 | no | no | C | D | Epoxy coated aluminum | 2025-01-02 | 8 | 3 | yes | piece | 1
GCVC PD 050.2/13-40 | GCVC PD | 050.2/13-40 | 4250769 | finoox | GCVC 050.2D/1x3-2517-1-D/4/40/2.10/3600/AXS/1/015023 | 8394 | 3 | 1 | 2517 | Axial | 72.69 | 72906 | 301.1 | 15313 | 880 | VT03011U.1 | 0.471 | 0.84 | B | 40.38 | 72.05 | 2025-02-25 | VerticalCompact-BCD_1x3 | 3684 | 586 | 1153 |  |  | 244.6 | 35 | 35 | 500 | EC motor | 5060 | 1 | no | no | D | D | Aluminum | 2025-01-02 | 4 | 4 | yes | piece | 1
GCVC PD 063.2/14-43 | GCVC PD | 063.2/14-43 | 4251645 | finoox | GCVC 063.2C/1x4-2556-2-D/3/32/2.10/3600/EXS/1/015023 | 11638 | 4 | 1 | 2556 | Axial | 84272 | 83737 | 180.66 | 31552 | 850 | VT03144U.1 | 1643 | 0.77 | D | 42.65 | 74.28 | 2025-05-15 | VerticalCompact-BCD_1x4 | 3684 | 623 | 953 |  |  | 226.8 | 35 | 35 | 630 | EC motor | 5060 | 2 | no | no | C | D | Epoxy coated aluminum | 2025-01-02 | 4 | 3 | yes | piece | 1
GCVC PD 050.2/13-54 | GCVC PD | 050.2/13-54 | 4249864 | finoox | GCVC 050.2C/1x3-2561-2-D/6/32/2.10/2700/AXS/1/015023 | 9468 | 3 | 1 | 2561 | Axial | 99469 | 99681 | 270.99 | 22323 | 1505 | VT03013U.1 | 2374 | 1938-01-01 | D | 54.08 | 85.59 | 2025-06-22 | VerticalCompact-BCD_1x3 | 2784 | 607 | 953 |  |  | 211.3 | 35 | 35 | 500 | EC motor | 5060 | 2 | no | no | C | D | Aluminum | 2025-01-02 | 6 | 6 | yes | piece | 1
GCVC PD 063.2/13-30 | GCVC PD | 063.2/13-30 | 4251356 | finoox | GCVC 063.2C/1x3-2505-1-D/4/32/2.10/2700/EXS/1/015023 | 8775 | 3 | 1 | 2505 | Axial | 48165 | 48202 | 180.66 | 10933 | 500 | VT03145U.1 | 0.221 | 0.39 | A | 29.96 | 61.47 | 15 | VerticalCompact-BCD_1x3 | 2784 | 615 | 953 |  |  | 173.6 | 28 | 28 | 630 | EC motor | 5060 | 1 | no | no | C | D | Epoxy coated aluminum | 2025-01-02 | 6 | 4 | yes | piece | 1
GCVC PD 080.2/22-50 | GCVC PD | 080.2/22-50 | 4248425 | finoox | GCVC 080.2D/2x2-2537-2-D/4/80/2.10/2400/AXS/1/015023 | 21754 | 2 | 2 | 2537 | Axial | 173063 | 173082 | 401.46 | 49463 | 750 | VT03059U.2 | 3312 | 2025-05-01 | D | 50.31 | 82.12 | 39.4 | VerticalCompact-BCD_2x2 | 2484 | 800 | 2161 |  |  | 401.4 | 54 | 54 | 800 | EC motor | 5060 | 2 | no | no | D | D | Aluminum | 2025-01-02 | 6 | 4 | yes | piece | 1
GCVC PD 050.2/14-31 | GCVC PD | 050.2/14-31 | 4249954 | finoox | GCVC 050.2C/1x4-2385-J-D/3/32/2.10/3600/AXS/1/015023 | 6034 | 4 | 1 | 2385 | Axial | 46.24 | 46224 | 180.66 | 11060 | 430 | VT01435 | 0.531 | 0.32 | C | 31.48 | 63.11 | 2025-09-14 | VerticalCompact-BCD_1x4 | 3684 | 596 | 953 |  |  | 224.8 | 28 | 28 | 500 | AC motor | 60 | J | no | no | C | D | Aluminum | 2025-01-02 | 4 | 3 | yes | piece | 1
GCVC PD 050.2/11-26 | GCVC PD | 050.2/11-26 | 4250197 | finoox | GCVC 050.2D/1x1-2385-J-D/6/40/2.10/1200/EXS/1/015023 | 3393 | 1 | 1 | 2385 | Axial | 17311 | 17464 | 150.55 | 2911 | 430 | VT01435 | 0.133 | 0.32 | B | 26.14 | 57.5 | 2025-04-12 | VerticalCompact-BCD_1x1 | 1284 | 596 | 1153 |  |  | 108.3 | 16 | 16 | 500 | AC motor | 60 | J | no | no | D | D | Epoxy coated aluminum | 2025-01-02 | 12 | 6 | yes | piece | 1
GCVC PD 050.2/13-39 | GCVC PD | 050.2/13-39 | 4249704 | finoox | GCVC 050.2C/1x3-2354-W-D/4/32/2.10/2700/EXS/1/015023 | 5511 | 3 | 1 | 2354 | Axial | 56043 | 56031 | 180.66 | 13772 | 865 | VT03093U | 0.634 | 0.97 | C | 38.64 | 70.15 | 15 | VerticalCompact-BCD_1x3 | 2784 | 569 | 953 |  |  | 180.3 | 28 | 28 | 500 | AC motor | 50 | W | no | no | C | D | Epoxy coated aluminum | 2025-01-02 | 6 | 4 | yes | piece | 1
GCVC PD 050.2/23-54 | GCVC PD | 050.2/23-54 | 4246238 | finoox | GCVC 050.2D/2x3-2349-I-D/4/80/2.10/3600/EXS/1/015023 | 14450 | 3 | 2 | 2349 | Axial | 216625 | 216827 | 602.19 | 56417 | 1590 | VT03150U | 4935 | 2025-07-01 | D | 54.1 | 86.06 | 54.8 | VerticalCompact-BCD_2x3 | 3684 | 800 | 2161 |  |  | 501.5 | 54 | 54 | 500 | AC motor | 60 | I | no | no | D | D | Epoxy coated aluminum | 2025-01-02 | 4 | 4 | yes | piece | 1
GCVC PD 050.2/22-38 | GCVC PD | 050.2/22-38 | 4246045 | finoox | GCVC 050.2D/2x2-2388-I-D/3/80/2.10/2400/EXS/1/015023 | 8301 | 2 | 2 | 2388 | Axial | 73148 | 73008 | 301.1 | 18216 | 710 | VT01437 | 0.605 | 0.34 | B | 37.6 | 69.4 | 2025-09-26 | VerticalCompact-BCD_2x2 | 2484 | 800 | 2161 |  |  | 299.9 | 35 | 35 | 500 | AC motor | 60 | I | no | no | D | D | Epoxy coated aluminum | 2025-01-02 | 8 | 3 | yes | piece | 1
GCVC PD 050.2/22-57 | GCVC PD | 050.2/22-57 | 4246083 | finoox | GCVC 050.2D/2x2-2420-2-D/6/80/2.10/2400/EXS/1/015023 | 16376 | 2 | 2 | 2420 | Axial | 182622 | 183329 | 602.19 | 37779 | 1600 | VT03013U.1 | 3597 | 1965-01-01 | D | 56.53 | 88.34 | 55.2 | VerticalCompact-BCD_2x2 | 2484 | 800 | 2161 |  |  | 407.3 | 54 | 54 | 500 | EC motor | 5060 | 2 | no | no | D | D | Epoxy coated aluminum | 2025-01-02 | 6 | 6 | yes | piece | 1
GCVC PD 045.2/21-48 | GCVC PD | 045.2/21-48 | 4244431 | finoox | GCVC 045.2C/2x1-2419-1-D/6/64/2.10/900/EXS/1/015023 | 5910 | 1 | 2 | 2419 | Axial | 51014 | 51402 | 180.66 | 10453 | 1350 | VT03007U.1 | 0.759 | 1965-01-01 | D | 47.54 | 79.05 | 2025-03-16 | VerticalCompact-BCD_2x1 | 984 | 800 | 1761 |  |  | 141.9 | 28 | 28 | 450 | EC motor | 5060 | 1 | no | no | C | D | Epoxy coated aluminum | 2025-01-02 | 12 | 6 | yes | piece | 1
GCVC PD 035.2/12-32 | GCVC PD | 035.2/12-32 | 4243739 | finoox | GCVC 035.2B/1x2-2345-X-D/4/24/2.10/1440/EXS/1/015023 | 2630 | 2 | 1 | 2345 | Axial | 18317 | 18366 | 72.26 | 4020 | 1020 | VT03149U | 0.181 | 0.42 | C | 31.88 | 63.16 | 2025-09-05 | VerticalCompact-BCD_1x2 | 1524 | 514 | 753 |  |  | 76 | 16 | 16 | 350 | AC motor | 60 | X | no | no | B | D | Epoxy coated aluminum | 2025-01-02 | 8 | 4 | yes | piece | 1
GCVC PD 050.2/23-61 | GCVC PD | 050.2/23-61 | 4246309 | finoox | GCVC 050.2D/2x3-2410-2-D/3/80/2.10/3600/EXS/1/015023 | 19439 | 3 | 2 | 2410 | Axial | 187.7 | 187502 | 451.65 | 62698 | 1770 | VT03013U.1 | 6872 | 2025-01-02 | E | 61.49 | 93.45 | 43.1 | VerticalCompact-BCD_2x3 | 3684 | 800 | 2161 |  |  | 457.7 | 54 | 54 | 500 | EC motor | 5060 | 2 | no | no | D | D | Epoxy coated aluminum | 2025-01-02 | 4 | 3 | yes | piece | 1
GCVC PD 050.2/14-59 | GCVC PD | 050.2/14-59 | 4250001 | finoox | GCVC 050.2C/1x4-2410-2-D/6/32/2.10/3600/EXS/1/015023 | 12954 | 4 | 1 | 2410 | Axial | 146483 | 146345 | 361.32 | 35332 | 1770 | VT03013U.1 | 5112 | 2025-01-02 | E | 58.72 | 90.35 | 31.4 | VerticalCompact-BCD_1x4 | 3684 | 607 | 953 |  |  | 279.2 | 42 | 42 | 500 | EC motor | 5060 | 2 | no | no | C | D | Epoxy coated aluminum | 2025-01-02 | 4 | 6 | yes | piece | 1
GCVC PD 063.2/24-71 | GCVC PD | 063.2/24-71 | 4247104 | finoox | GCVC 063.2C/2x4-2412-2-D/3/64/2.10/3600/AXS/1/015023 | 30097 | 4 | 2 | 2412 | Axial | 274.06 | 269598 | 361.32 | 120073 | 1510 | VT03143U.1 | 27111 | 5 | E | 71.18 | 103.04 | 37.3 | VerticalCompact-BCD_2x4 | 3684 | 800 | 1761 |  |  | 583.7 | 64 | 64 | 630 | EC motor | 5060 | 2 | no | no | C | D | Aluminum | 2025-01-02 | 2 | 3 | yes | piece | 1
GCVC PD 050.2/23-55 | GCVC PD | 050.2/23-55 | 4246399 | finoox | GCVC 050.2D/2x3-2559-2-D/3/80/2.10/3600/EXS/1/015023 | 19439 | 3 | 2 | 2559 | Axial | 160064 | 159912 | 451.65 | 46844 | 1330 | VT03013U.1 | 2946 | 2025-08-01 | D | 55.17 | 87.13 | 43.1 | VerticalCompact-BCD_2x3 | 3684 | 800 | 2161 |  |  | 457.7 | 54 | 54 | 500 | EC motor | 5060 | 2 | no | no | D | D | Epoxy coated aluminum | 2025-01-02 | 4 | 3 | yes | piece | 1
GCVC PD 063.2/13-30 | GCVC PD | 063.2/13-30 | 4251361 | finoox | GCVC 063.2C/1x3-2506-1-D/3/32/2.10/2700/EXS/1/015023 | 8244 | 3 | 1 | 2506 | Axial | 44272 | 44.3 | 135.49 | 12697 | 540 | VT03145U.1 | 0.26 | 0.45 | B | 30.39 | 61.9 | 2025-05-11 | VerticalCompact-BCD_1x3 | 2784 | 615 | 953 |  |  | 160.7 | 28 | 28 | 630 | EC motor | 5060 | 1 | no | no | C | D | Epoxy coated aluminum | 2025-01-02 | 6 | 3 | yes | piece | 1
GCVC PD 063.2/22-45 | GCVC PD | 063.2/22-45 | 4246834 | finoox | GCVC 063.2C/2x2-2558-2-D/3/64/2.10/1800/AXS/1/015023 | 12381 | 2 | 2 | 2558 | Axial | 97.9 | 97979 | 180.66 | 35491 | 950 | VT03144U.1 | 2267 | 1 | D | 45.09 | 76.72 | 17 | VerticalCompact-BCD_2x2 | 1884 | 800 | 1761 |  |  | 228.1 | 35 | 35 | 630 | EC motor | 5060 | 2 | no | no | C | D | Aluminum | 2025-01-02 | 6 | 3 | yes | piece | 1
GCVC PD 080.2/21-49 | GCVC PD | 080.2/21-49 | 4248157 | finoox | GCVC 080.2D/2x1-2538-2-D/4/80/2.10/1200/AXS/1/015023 | 9903 | 1 | 2 | 2538 | Axial | 92919 | 93041 | 200.73 | 26524 | 800 | VT03059U.2 | 2003 | 1989-01-01 | D | 48.8 | 80.45 | 2025-04-19 | VerticalCompact-BCD_2x1 | 1284 | 800 | 2161 |  |  | 214.7 | 35 | 35 | 800 | EC motor | 5060 | 2 | no | no | D | D | Aluminum | 2025-01-02 | 10 | 4 | yes | piece | 1
GCVC PD 045.2/11-34 | GCVC PD | 045.2/11-34 | 4243841 | finoox | GCVC 045.2B/1x1-2524-1-D/4/24/2.10/720/AXS/1/015023 | 2371 | 1 | 1 | 2524 | Axial | 10386 | 10484 | 36.13 | 2400 | 750 | VT03007U.1 | 0.076 | 0.37 | B | 34.37 | 65.56 | 2025-02-03 | VerticalCompact-BCD_1x1 | 804 | 535 | 753 |  |  | 45.6 | 16 | 16 | 450 | EC motor | 5060 | 1 | no | no | B | D | Aluminum | 2025-01-02 | 12 | 4 | yes | piece | 1
GCVC PD 045.2/24-42 | GCVC PD | 045.2/24-42 | 4244713 | finoox | GCVC 045.2C/2x4-2524-1-D/6/64/2.10/3600/EXS/1/015023 | 18687 | 4 | 2 | 2524 | Axial | 122685 | 123.28 | 722.63 | 21864 | 750 | VT03007U.1 | 0.611 | 0.37 | A | 41.58 | 73.44 | 60.1 | VerticalCompact-BCD_2x4 | 3684 | 800 | 1761 |  |  | 481 | 42 | 42 | 450 | EC motor | 5060 | 1 | no | no | C | D | Epoxy coated aluminum | 2025-01-02 | 6 | 6 | yes | piece | 1
GCVC PD 050.2/11-52 | GCVC PD | 050.2/11-52 | 4249402 | finoox | GCVC 050.2C/1x1-2563-2-D/3/32/2.10/900/AXS/1/015023 | 3097 | 1 | 1 | 2563 | Axial | 25267 | 25437 | 45.16 | 9246 | 1680 | VT03013U.1 | 1044 | 1975-01-01 | E | 52.28 | 83.55 | 4 | VerticalCompact-BCD_1x1 | 984 | 607 | 953 |  |  | 63.9 | 18 | 18 | 500 | EC motor | 5060 | 2 | no | no | C | D | Aluminum | 2025-01-02 | 8 | 3 | yes | piece | 1
GCVC PD 063.2/21-26 | GCVC PD | 063.2/21-26 | 4246516 | finoox | GCVC 063.2C/2x1-2502-1-D/6/64/2.10/900/AXS/1/015023 | 7727 | 1 | 2 | 2502 | Axial | 27161 | 27397 | 180.66 | 4744 | 385 | VT03145U.1 | 0.081 | 0.2 | A+ | 25.57 | 57.08 | 2025-06-15 | VerticalCompact-BCD_2x1 | 984 | 800 | 1761 |  |  | 146 | 22 | 22 | 630 | EC motor | 5060 | 1 | no | no | C | D | Aluminum | 2025-01-02 | 12 | 6 | yes | piece | 1
GCVC PD 050.2/12-31 | GCVC PD | 050.2/12-31 | 4250506 | finoox | GCVC 050.2D/1x2-2513-1-D/6/40/2.10/2400/AXS/1/015023 | 6411 | 2 | 1 | 2513 | Axial | 41013 | 41193 | 301.1 | 6959 | 630 | VT03011U.1 | 0.132 | 0.37 | A+ | 2025-03-31 | 62.56 | 2025-02-24 | VerticalCompact-BCD_1x2 | 2484 | 586 | 1153 |  |  | 194.6 | 22 | 22 | 500 | EC motor | 5060 | 1 | no | no | D | D | Aluminum | 2025-01-02 | 10 | 6 | yes | piece | 1
GCVC PD 050.2/13-33 | GCVC PD | 050.2/13-33 | 4250746 | finoox | GCVC 050.2D/1x3-2513-1-D/6/40/2.10/3600/AXS/1/015023 | 9853 | 3 | 1 | 2513 | Axial | 61771 | 62108 | 451.65 | 10438 | 630 | VT03011U.1 | 0.197 | 0.37 | A+ | 32.64 | 64.32 | 36.2 | VerticalCompact-BCD_1x3 | 3684 | 586 | 1153 |  |  | 287.4 | 28 | 28 | 500 | EC motor | 5060 | 1 | no | no | D | D | Aluminum | 2025-01-02 | 6 | 6 | yes | piece | 1
GCVC PD 050.2/11-31 | GCVC PD | 050.2/11-31 | 4250270 | finoox | GCVC 050.2D/1x1-2514-1-D/3/40/2.10/1200/AXS/1/015023 | 3014 | 1 | 1 | 2514 | Axial | 17458 | 17478 | 75.27 | 4059 | 695 | VT03011U.1 | 0.08 | 0.47 | A | 30.81 | 62.17 | 2025-03-06 | VerticalCompact-BCD_1x1 | 1284 | 586 | 1153 |  |  | 81.5 | 16 | 16 | 500 | EC motor | 5060 | 1 | no | no | D | D | Aluminum | 2025-01-02 | 10 | 3 | yes | piece | 1
GCVC PD 045.2/11-47 | GCVC PD | 045.2/11-47 | 4243823 | finoox | GCVC 045.2B/1x1-0423-X-D/4/24/2.10/720/EXS/1/015023 | 1857 | 1 | 1 | 423 | Axial | 16783 | 16893 | 36.13 | 5118 | 1460 | VT0326U | 0.659 | 3 | E | 47.1 | 78.28 | 2025-02-03 | VerticalCompact-BCD_1x1 | 804 | 521 | 753 |  |  | 49.3 | 16 | 16 | 450 | AC motor | 60 | X | no | no | B | D | Epoxy coated aluminum | 2025-01-02 | 12 | 4 | yes | piece | 1
GCVC PD 063.2/13-20 | GCVC PD | 063.2/13-20 | 4251261 | finoox | GCVC 063.2C/1x3-2359-S-D/4/32/2.10/2700/AXS/1/015023 | 6613 | 3 | 1 | 2359 | Axial | 37627 | 37683 | 180.66 | 7862 | 320 | VT01442 | 0.198 | 0.14 | A | 20.28 | 51.79 | 2025-06-14 | VerticalCompact-BCD_1x3 | 2784 | 598 | 953 |  |  | 183.2 | 22 | 22 | 630 | AC motor | 50 | S | no | no | C | D | Aluminum | 2025-01-02 | 8 | 4 | yes | piece | 1
GCVC PD 050.2/13-45 | GCVC PD | 050.2/13-45 | 4250678 | finoox | GCVC 050.2D/1x3-2386-K-D/3/40/2.10/3600/AXS/1/015023 | 6045 | 3 | 1 | 2386 | Axial | 72223 | 72.24 | 225.82 | 19128 | 910 | VT01435 | 1165 | 0.92 | D | 45.05 | 76.73 | 2025-03-19 | VerticalCompact-BCD_1x3 | 3684 | 596 | 1153 |  |  | 237.9 | 35 | 35 | 500 | AC motor | 60 | K | no | no | D | D | Aluminum | 2025-01-02 | 4 | 3 | yes | piece | 1
GCVC PD 063.2/21-52 | GCVC PD | 063.2/21-52 | 4247265 | finoox | GCVC 063.2D/2x1-2357-S-D/3/80/2.10/1200/EXS/1/015023 | 7715 | 1 | 2 | 2357 | Axial | 71.97 | 71828 | 150.55 | 25781 | 1040 | VT01441 | 3006 | 3 | E | 52.01 | 83.66 | 2025-03-15 | VerticalCompact-BCD_2x1 | 1284 | 800 | 2161 |  |  | 210.7 | 35 | 35 | 630 | AC motor | 50 | S | no | no | D | D | Epoxy coated aluminum | 2025-01-02 | 10 | 3 | yes | piece | 1
GCVC PD 050.2/11-43 | GCVC PD | 050.2/11-43 | 4249294 | finoox | GCVC 050.2C/1x1-2411-1-D/3/32/2.10/900/AXS/1/015023 | 2639 | 1 | 1 | 2411 | Axial | 21225 | 21347 | 45.16 | 6885 | 1260 | VT03011U.1 | 0.458 | 2025-02-02 | D | 43.25 | 74.52 | 4 | VerticalCompact-BCD_1x1 | 984 | 586 | 953 |  |  | 59.3 | 18 | 18 | 500 | EC motor | 5060 | 1 | no | no | C | D | Aluminum | 2025-01-02 | 8 | 3 | yes | piece | 1
GCVC PD 045.2/21-51 | GCVC PD | 045.2/21-51 | 4244423 | finoox | GCVC 045.2C/2x1-2409-1-D/3/64/2.10/900/EXS/1/015023 | 4938 | 1 | 2 | 2409 | Axial | 38175 | 38369 | 90.33 | 12253 | 1500 | VT03007U.1 | 1033 | 2025-02-02 | E | 50.95 | 82.46 | 2025-03-08 | VerticalCompact-BCD_2x1 | 984 | 800 | 1761 |  |  | 114.3 | 22 | 22 | 450 | EC motor | 5060 | 1 | no | no | C | D | Epoxy coated aluminum | 2025-01-02 | 8 | 3 | yes | piece | 1
GCVC PD 050.2/22-47 | GCVC PD | 050.2/22-47 | 4245990 | finoox | GCVC 050.2D/2x2-2348-S-D/6/80/2.10/2400/AXS/1/015023 | 10874 | 2 | 2 | 2348 | Axial | 147148 | 147716 | 602.19 | 28350 | 1180 | VT03150U | 2071 | 0.9 | D | 47.24 | 79.05 | 52 | VerticalCompact-BCD_2x2 | 2484 | 800 | 2161 |  |  | 401 | 42 | 42 | 500 | AC motor | 50 | S | no | no | D | D | Aluminum | 2025-01-02 | 8 | 6 | yes | piece | 1
GCVC PD 063.2/23-40 | GCVC PD | 063.2/23-40 | 4247954 | finoox | GCVC 063.2D/2x3-2553-2-D/6/80/2.10/3600/AXS/1/015023 | 25674 | 3 | 2 | 2553 | Axial | 210738 | 211.49 | 903.29 | 40752 | 700 | VT03144U.1 | 1936-01-01 | 0.52 | B | 40.19 | 72.15 | 78.2 | VerticalCompact-BCD_2x3 | 3684 | 800 | 2161 |  |  | 594.3 | 54 | 54 | 630 | EC motor | 5060 | 2 | no | no | D | D | Aluminum | 2025-01-02 | 6 | 6 | yes | piece | 1
GCVC PD 045.2/21-50 | GCVC PD | 045.2/21-50 | 4244496 | finoox | GCVC 045.2C/2x1-2533-1-D/4/64/2.10/900/EXS/1/015023 | 5205 | 1 | 2 | 2533 | Axial | 43742 | 44013 | 120.44 | 11384 | 1425 | VT03007U.1 | 0.906 | 2025-09-01 | D | 49.57 | 81.08 | 2025-04-11 | VerticalCompact-BCD_2x1 | 984 | 800 | 1761 |  |  | 124.2 | 28 | 28 | 450 | EC motor | 5060 | 1 | no | no | C | D | Epoxy coated aluminum | 2025-01-02 | 8 | 4 | yes | piece | 1
GCVC PD 050.2/23-39 | GCVC PD | 050.2/23-39 | 4246350 | finoox | GCVC 050.2D/2x3-2515-1-D/6/80/2.10/3600/AXS/1/015023 | 19560 | 3 | 2 | 2515 | Axial | 144685 | 145616 | 903.29 | 25191 | 755 | VT03011U.1 | 0.635 | 0.58 | A | 39.37 | 71.33 | 75.1 | VerticalCompact-BCD_2x3 | 3684 | 800 | 2161 |  |  | 557.5 | 42 | 42 | 500 | EC motor | 5060 | 1 | no | no | D | D | Aluminum | 2025-01-02 | 6 | 6 | yes | piece | 1
GCVC PD 063.2/12-39 | GCVC PD | 063.2/12-39 | 4252128 | finoox | GCVC 063.2D/1x2-2555-2-D/6/40/2.10/2400/AXS/1/015023 | 8930 | 2 | 1 | 2555 | Axial | 78.95 | 78522 | 301.1 | 15626 | 800 | VT03144U.1 | 0.663 | 0.69 | B | 38.82 | 70.35 | 2025-03-25 | VerticalCompact-BCD_1x2 | 2484 | 623 | 1153 |  |  | 206.2 | 35 | 35 | 630 | EC motor | 5060 | 2 | no | no | D | D | Aluminum | 2025-01-02 | 8 | 6 | yes | piece | 1
GCVC PD 080.2/11-26 | GCVC PD | 080.2/11-26 | 4252531 | finoox | GCVC 080.2D/1x1-2497-1-D/4/40/2.10/1200/EXS/1/015023 | 4638 | 1 | 1 | 2497 | Axial | 28393 | 28477 | 100.37 | 6519 | 415 | VT03062U.1 | 0.143 | 0.7 | A | 26.14 | 57.51 | 2025-06-08 | VerticalCompact-BCD_1x1 | 1284 | 608 | 1153 |  |  | 96.1 | 22 | 22 | 800 | EC motor | 5060 | 1 | no | no | D | D | Epoxy coated aluminum | 2025-01-02 | 10 | 4 | yes | piece | 1
GCVC PD 050.2/11-42 | GCVC PD | 050.2/11-42 | 4249372 | finoox | GCVC 050.2C/1x1-2522-1-D/3/32/2.10/900/AXS/1/015023 | 2639 | 1 | 1 | 2522 | Axial | 20534 | 20.65 | 45.16 | 6529 | 1200 | VT03011U.1 | 0.395 | 2025-09-01 | D | 42.12 | 73.39 | 4 | VerticalCompact-BCD_1x1 | 984 | 586 | 953 |  |  | 59.3 | 18 | 18 | 500 | EC motor | 5060 | 1 | no | no | C | D | Aluminum | 2025-01-02 | 8 | 3 | yes | piece | 1
GCVC PD 050.2/11-42 | GCVC PD | 050.2/11-42 | 4244114 | finoox | GCVC 050.2B/1x1-2522-1-D/3/24/2.10/720/EXS/1/015023 | 2402 | 1 | 1 | 2522 | Axial | 14271 | 14.39 | 2025-01-27 | 5511 | 1200 | VT03011U.1 | 0.43 | 2025-09-01 | E | 41.96 | 73.15 | 2025-04-02 | VerticalCompact-BCD_1x1 | 804 | 586 | 753 |  |  | 44.1 | 16 | 16 | 500 | EC motor | 5060 | 1 | no | no | B | D | Epoxy coated aluminum | 2025-01-02 | 8 | 3 | yes | piece | 1
GCVC PD 063.2/13-60 | GCVC PD | 063.2/13-60 | 4251396 | finoox | GCVC 063.2C/1x3-2547-2-D/3/32/2.10/2700/EXS/1/015023 | 11540 | 3 | 1 | 2547 | Axial | 75.65 | 75914 | 135.49 | 30753 | 1055 | VT03143U.1 | 3528 | 2025-01-02 | E | 59.78 | 91.29 | 12 | VerticalCompact-BCD_1x3 | 2784 | 611 | 953 |  |  | 227.8 | 35 | 35 | 630 | EC motor | 5060 | 2 | no | no | C | D | Epoxy coated aluminum | 2025-01-02 | 4 | 3 | yes | piece | 1
GCVC PD 063.2/13-20 | GCVC PD | 063.2/13-20 | 4251323 | finoox | GCVC 063.2C/1x3-2500-1-D/4/32/2.10/2700/AXS/1/015023 | 8331 | 3 | 1 | 2500 | Axial | 32493 | 32537 | 180.66 | 6448 | 310 | VT03145U.1 | 0.076 | 0.13 | A+ | 20.16 | 51.67 | 2025-06-14 | VerticalCompact-BCD_1x3 | 2784 | 615 | 953 |  |  | 173 | 22 | 22 | 630 | EC motor | 5060 | 1 | no | no | C | D | Aluminum | 2025-01-02 | 8 | 4 | yes | piece | 1
GCVC PD 050.2/11-28 | GCVC PD | 050.2/11-28 | 4249319 | finoox | GCVC 050.2C/1x1-2513-1-D/4/32/2.10/900/AXS/1/015023 | 2707 | 1 | 1 | 2513 | Axial | 14.78 | 14875 | 60.22 | 3233 | 630 | VT03011U.1 | 0.069 | 0.37 | A | 27.85 | 59.12 | 2025-01-05 | VerticalCompact-BCD_1x1 | 984 | 586 | 953 |  |  | 63.6 | 16 | 16 | 500 | EC motor | 5060 | 1 | no | no | C | D | Aluminum | 2025-01-02 | 8 | 4 | yes | piece | 1
GCVC PD 080.3/22-53 | GCVC PD | 080.3/22-53 | 6181101 | finoox | GCVC 080.3D/2x2-3481-D-D/3/80/2.10/2400/EXS/1/015023 | 15405 | 2 | 2 | 3481 | Axial | 167.64 | 168086 | 301.1 | 65806 | 850 | VT01526 | 1985-06-01 | 2025-03-03 | E | 52.54 | 84.35 | 31.6 | VerticalCompact-BCD_2x2 | 2484 | 800 | 2161 |  |  | 407.5 | 54 | 54 | 800 | AC motor | 50 | D | no | no | D | D | Epoxy coated aluminum | 2025-01-02 | 4 | 3 | yes | piece | 1
GCVC PD 050.2/11-25 | GCVC PD | 050.2/11-25 | 4250148 | finoox | GCVC 050.2D/1x1-2337-S-D/4/40/2.10/1200/EXS/1/015023 | 2804 | 1 | 1 | 2337 | Axial | 16514 | 16585 | 100.37 | 3238 | 510 | VT01437 | 0.077 | 0.16 | A | 24.77 | 56.14 | 2025-03-08 | VerticalCompact-BCD_1x1 | 1284 | 596 | 1153 |  |  | 91.2 | 16 | 16 | 500 | AC motor | 50 | S | no | no | D | D | Epoxy coated aluminum | 2025-01-02 | 10 | 4 | yes | piece | 1
GCVC PD 063.2/24-35 | GCVC PD | 063.2/24-35 | 4247057 | finoox | GCVC 063.2C/2x4-2358-D-D/4/64/2.10/3600/EXS/1/015023 | 17786 | 4 | 2 | 2358 | Axial | 125.08 | 125.26 | 481.75 | 27643 | 430 | VT01442 | 0.965 | 0.32 | B | 34.55 | 66.41 | 41.4 | VerticalCompact-BCD_2x4 | 3684 | 800 | 1761 |  |  | 458.4 | 42 | 42 | 630 | AC motor | 50 | D | no | no | C | D | Epoxy coated aluminum | 2025-01-02 | 4 | 4 | yes | piece | 1
GCVC PD 035.2/11-25 | GCVC PD | 035.2/11-25 | 4243713 | finoox | GCVC 035.2B/1x1-2344-W-D/4/24/2.10/720/AXS/1/015023 | 1662 | 1 | 1 | 2344 | Axial | 8175 | 2022-08-01 | 36.13 | 1749 | 910 | VT03149U | 0.071 | 0.35 | C | 25.31 | 56.49 | 2025-02-03 | VerticalCompact-BCD_1x1 | 804 | 514 | 753 |  |  | 43.1 | 16 | 16 | 350 | AC motor | 50 | W | no | no | B | D | Aluminum | 2025-01-02 | 12 | 4 | yes | piece | 1
GCVC PD 080.2/11-29 | GCVC PD | 080.2/11-29 | 4252442 | finoox | GCVC 080.2D/1x1-2447-1-D/3/40/2.10/1200/AXS/1/015023 | 4229 | 1 | 1 | 2447 | Axial | 28.74 | 28756 | 75.27 | 8278 | 490 | VT03062U.1 | 0.217 | 2025-01-01 | B | 2025-04-29 | 60.41 | 2025-06-06 | VerticalCompact-BCD_1x1 | 1284 | 608 | 1153 |  |  | 88.8 | 22 | 22 | 800 | EC motor | 5060 | 1 | no | no | D | D | Aluminum | 2025-01-02 | 10 | 3 | yes | piece | 1
GCVC PD 050.2/21-41 | GCVC PD | 050.2/21-41 | 4244833 | finoox | GCVC 050.2C/2x1-2384-I-D/4/64/2.10/900/AXS/1/015023 | 4167 | 1 | 2 | 2384 | Axial | 40843 | 41072 | 120.44 | 9955 | 790 | VT01435 | 0.739 | 0.88 | D | 41.16 | 72.67 | 2025-07-10 | VerticalCompact-BCD_2x1 | 984 | 800 | 1761 |  |  | 136.4 | 22 | 22 | 500 | AC motor | 60 | I | no | no | C | D | Aluminum | 2025-01-02 | 8 | 4 | yes | piece | 1
GCVC PD 063.2/13-37 | GCVC PD | 063.2/13-37 | 4252250 | finoox | GCVC 063.2D/1x3-2414-1-D/4/40/2.10/3600/EXS/1/015023 | 10623 | 3 | 1 | 2414 | Axial | 90752 | 90796 | 301.1 | 21350 | 770 | VT03145U.1 | 0.625 | 2015-01-01 | B | 36.73 | 68.41 | 2025-02-25 | VerticalCompact-BCD_1x3 | 3684 | 615 | 1153 |  |  | 247.3 | 35 | 35 | 630 | EC motor | 5060 | 1 | no | no | D | D | Epoxy coated aluminum | 2025-01-02 | 4 | 4 | yes | piece | 1
GCVC PD 050.2/13-47 | GCVC PD | 050.2/13-47 | 4250639 | finoox | GCVC 050.2D/1x3-2348-S-D/3/40/2.10/3600/EXS/1/015023 | 6521 | 3 | 1 | 2348 | Axial | 78539 | 78463 | 225.82 | 22684 | 1180 | VT03150U | 1506 | 0.9 | D | 47.28 | 78.95 | 2025-03-19 | VerticalCompact-BCD_1x3 | 3684 | 569 | 1153 |  |  | 236.7 | 35 | 35 | 500 | AC motor | 50 | S | no | no | D | D | Epoxy coated aluminum | 2025-01-02 | 4 | 3 | yes | piece | 1
GCVC PD 045.2/14-51 | GCVC PD | 045.2/14-51 | 4249107 | finoox | GCVC 045.2C/1x4-2419-1-D/3/32/2.10/3600/EXS/1/015023 | 8031 | 4 | 1 | 2419 | Axial | 71478 | 71.41 | 180.66 | 22814 | 1350 | VT03007U.1 | 1477 | 1965-01-01 | D | 50.54 | 82.16 | 2025-05-15 | VerticalCompact-BCD_1x4 | 3684 | 535 | 953 |  |  | 199.7 | 35 | 35 | 450 | EC motor | 5060 | 1 | no | no | C | D | Epoxy coated aluminum | 2025-01-02 | 4 | 3 | yes | piece | 1
GCVC PD 050.2/11-47 | GCVC PD | 050.2/11-47 | 4244118 | finoox | GCVC 050.2B/1x1-2559-2-D/3/24/2.10/720/EXS/1/015023 | 2866 | 1 | 1 | 2559 | Axial | 15076 | 15208 | 2025-01-27 | 6101 | 1330 | VT03013U.1 | 0.558 | 2025-08-01 | E | 47.27 | 78.46 | 2025-04-02 | VerticalCompact-BCD_1x1 | 804 | 607 | 753 |  |  | 48.7 | 16 | 16 | 500 | EC motor | 5060 | 2 | no | no | B | D | Epoxy coated aluminum | 2025-01-02 | 8 | 3 | yes | piece | 1
GCVC PD 063.2/24-25 | GCVC PD | 063.2/24-25 | 4247129 | finoox | GCVC 063.2C/2x4-2501-1-D/3/64/2.10/3600/EXS/1/015023 | 21080 | 4 | 2 | 2501 | Axial | 87718 | 87654 | 361.32 | 21050 | 345 | VT03145U.1 | 0.248 | 0.15 | A+ | 2025-02-25 | 57.06 | 2025-08-30 | VerticalCompact-BCD_2x4 | 3684 | 800 | 1761 |  |  | 394.2 | 35 | 35 | 630 | EC motor | 5060 | 1 | no | no | C | D | Epoxy coated aluminum | 2025-01-02 | 4 | 3 | yes | piece | 1
GCVC PD 080.2/11-39 | GCVC PD | 080.2/11-39 | 4252599 | finoox | GCVC 080.2D/1x1-2544-2-D/4/40/2.10/1200/EXS/1/015023 | 5197 | 1 | 1 | 2544 | Axial | 39914 | 39985 | 100.37 | 10841 | 655 | VT03060U.1 | 0.537 | 2025-05-01 | C | 38.78 | 70.15 | 2025-06-08 | VerticalCompact-BCD_1x1 | 1284 | 613 | 1153 |  |  | 99.6 | 22 | 22 | 800 | EC motor | 5060 | 2 | no | no | D | D | Epoxy coated aluminum | 2025-01-02 | 10 | 4 | yes | piece | 1
GCVC PD 035.2/11-40 | GCVC PD | 035.2/11-40 | 4243656 | finoox | GCVC 035.2A/1x1-2724-X-D/2/20/2.10/600/AXS/2/015023 | 930 | 1 | 1 | 2724 | Axial | 2029-06-01 | 6336 | 1955-12-01 | 2775 | 1550 | VT03167U | 0.225 | 0.95 | E | 39.53 | 70.6 | 2025-02-01 | VerticalCompact-A_1x1 | 660 | 330 | 507 |  |  | 2025-05-14 | 16 | 16 | 350 | AC motor | 60 | X | no | no | A | D | Aluminum | 2025-01-02 | 10 | 2 | yes | piece | 1
GCVC PD 050.3/12-46 | GCVC PD | 050.3/12-46 | 6150471 | finoox | GCVC 050.3C/1x2-3616-W-D/6/32/2.10/1800/AXS/1/015023 | 4204 | 2 | 1 | 3616 | Axial | 60635 | 60897 | 180.66 | 12747 | 1240 | VT01524 | 1379 | 2025-02-03 | D | 46.05 | 77.44 | 2025-01-15 | VerticalCompact-BCD_1x2 | 1884 | 596 | 953 |  |  | 146.3 | 28 | 28 | 500 | AC motor | 50 | W | no | no | C | D | Aluminum | 2025-01-02 | 8 | 6 | yes | piece | 1
GCVC PD 050.3/24-52 | GCVC PD | 050.3/24-52 | 6174070 | finoox | GCVC 050.3C/2x4-3616-W-D/6/64/2.10/3600/EXS/1/015023 | 16680 | 4 | 2 | 3616 | Axial | 237661 | 238555 | 722.63 | 50989 | 1240 | VT01524 | 5516 | 2025-02-03 | D | 51.6 | 83.46 | 62.7 | VerticalCompact-BCD_2x4 | 3684 | 800 | 1761 |  |  | 547.1 | 54 | 54 | 500 | AC motor | 50 | W | no | no | C | D | Epoxy coated aluminum | 2025-01-02 | 4 | 6 | yes | piece | 1
GCVC PD 050.2/21-31 | GCVC PD | 050.2/21-31 | 4245726 | finoox | GCVC 050.2D/2x1-2333-S-D/6/80/2.10/1200/AXS/1/015023 | 6227 | 1 | 2 | 2333 | Axial | 41939 | 42299 | 301.1 | 7179 | 530 | VT01435 | 0.297 | 0.35 | B | 30.53 | 62.18 | 2025-01-26 | VerticalCompact-BCD_2x1 | 1284 | 800 | 2161 |  |  | 218.1 | 28 | 28 | 500 | AC motor | 50 | S | no | no | D | D | Aluminum | 2025-01-02 | 12 | 6 | yes | piece | 1
GCVC PD 063.2/12-19 | GCVC PD | 063.2/12-19 | 4251056 | finoox | GCVC 063.2C/1x2-2359-S-D/3/32/2.10/1800/EXS/1/015023 | 4823 | 2 | 1 | 2359 | Axial | 23098 | 23084 | 90.33 | 5683 | 320 | VT01442 | 0.13 | 0.14 | A | 18.83 | 50.22 | 2025-05-07 | VerticalCompact-BCD_1x2 | 1884 | 598 | 953 |  |  | 115.9 | 18 | 18 | 630 | AC motor | 50 | S | no | no | C | D | Epoxy coated aluminum | 2025-01-02 | 8 | 3 | yes | piece | 1
GCVC PD 080.2/23-37 | GCVC PD | 080.2/23-37 | 4248583 | finoox | GCVC 080.2D/2x3-2447-1-D/4/80/2.10/3600/AXS/1/015023 | 23811 | 3 | 2 | 2447 | Axial | 196476 | 196779 | 602.19 | 46617 | 490 | VT03062U.1 | 1349 | 2025-01-01 | B | 36.72 | 68.68 | 54.8 | VerticalCompact-BCD_2x3 | 3684 | 800 | 2161 |  |  | 513 | 54 | 54 | 800 | EC motor | 5060 | 1 | no | no | D | D | Aluminum | 2025-01-02 | 4 | 4 | yes | piece | 1
GCVC PD 050.2/22-46 | GCVC PD | 050.2/22-46 | 4245083 | finoox | GCVC 050.2C/2x2-2386-K-D/3/64/2.10/1800/EXS/1/015023 | 6637 | 2 | 2 | 2386 | Axial | 71.96 | 71827 | 180.66 | 23175 | 910 | VT01435 | 1636 | 0.92 | D | 45.88 | 77.51 | 2025-09-16 | VerticalCompact-BCD_2x2 | 1884 | 800 | 1761 |  |  | 227.9 | 35 | 35 | 500 | AC motor | 60 | K | no | no | C | D | Epoxy coated aluminum | 2025-01-02 | 8 | 3 | yes | piece | 1
GCVC PD 040.2/11-38 | GCVC PD | 040.2/11-38 | 4243689 | finoox | GCVC 040.2A/1x1-2346-W-D/3/20/2.10/600/AXS/2/015023 | 1190 | 1 | 1 | 2346 | Axial | 7045 | 7101 | 18.82 | 2089 | 895 | VT0607 | 0.092 | 0.33 | C | 38.43 | 69.51 | 2025-07-01 | VerticalCompact-A_1x1 | 660 | 342 | 507 |  |  | 2025-06-18 | 16 | 16 | 400 | AC motor | 50 | W | no | no | A | D | Aluminum | 2025-01-02 | 10 | 3 | yes | piece | 1
GCVC PD 063.2/12-37 | GCVC PD | 063.2/12-37 | 4251111 | finoox | GCVC 063.2C/1x2-2414-1-D/4/32/2.10/1800/AXS/1/015023 | 6093 | 2 | 1 | 2414 | Axial | 45105 | 45151 | 120.44 | 11618 | 770 | VT03145U.1 | 0.473 | 2015-01-01 | C | 37.09 | 68.48 | 2025-04-10 | VerticalCompact-BCD_1x2 | 1884 | 615 | 953 |  |  | 118.9 | 28 | 28 | 630 | EC motor | 5060 | 1 | no | no | C | D | Aluminum | 2025-01-02 | 8 | 4 | yes | piece | 1
GCVC PD 063.2/12-35 | GCVC PD | 063.2/12-35 | 4252002 | finoox | GCVC 063.2D/1x2-2414-1-D/6/40/2.10/2400/AXS/1/015023 | 8367 | 2 | 1 | 2414 | Axial | 69778 | 70133 | 301.1 | 13225 | 770 | VT03145U.1 | 0.441 | 2015-01-01 | B | 35.38 | 66.91 | 2025-03-25 | VerticalCompact-BCD_1x2 | 2484 | 615 | 1153 |  |  | 197.8 | 35 | 35 | 630 | EC motor | 5060 | 1 | no | no | D | D | Aluminum | 2025-01-02 | 8 | 6 | yes | piece | 1
GCVC PD 050.2/13-23 | GCVC PD | 050.2/13-23 | 4250698 | finoox | GCVC 050.2D/1x3-2389-J-D/6/40/2.10/3600/AXS/1/015023 | 8127 | 3 | 1 | 2389 | Axial | 48125 | 48471 | 451.65 | 7944 | 450 | VT01437 | 0.245 | 0.17 | A | 23.18 | 54.86 | 36.2 | VerticalCompact-BCD_1x3 | 3684 | 596 | 1153 |  |  | 294.6 | 28 | 28 | 500 | AC motor | 60 | J | no | no | D | D | Aluminum | 2025-01-02 | 8 | 6 | yes | piece | 1
GCVC PD 050.2/11-46 | GCVC PD | 050.2/11-46 | 4250152 | finoox | GCVC 050.2D/1x1-2347-D-D/6/40/2.10/1200/AXS/1/015023 | 3211 | 1 | 1 | 2347 | Axial | 41332 | 41617 | 150.55 | 8094 | 1390 | VT03150U | 0.662 | 1941-01-01 | D | 45.74 | 77.1 | 2025-07-12 | VerticalCompact-BCD_1x1 | 1284 | 569 | 1153 |  |  | 108.7 | 22 | 22 | 500 | AC motor | 50 | D | no | no | D | D | Aluminum | 2025-01-02 | 10 | 6 | yes | piece | 1
GCVC PD 050.2/23-48 | GCVC PD | 050.2/23-48 | 4246324 | finoox | GCVC 050.2D/2x3-2421-1-D/3/80/2.10/3600/AXS/1/015023 | 15210 | 3 | 2 | 2421 | Axial | 153797 | 153722 | 451.65 | 42162 | 1150 | VT03011U.1 | 1992 | 1975-01-01 | C | 48.27 | 80.23 | 43.1 | VerticalCompact-BCD_2x3 | 3684 | 800 | 2161 |  |  | 430.1 | 54 | 54 | 500 | EC motor | 5060 | 1 | no | no | D | D | Aluminum | 2025-01-02 | 4 | 3 | yes | piece | 1
GCVC PD 063.2/11-34 | GCVC PD | 063.2/11-34 | 4250975 | finoox | GCVC 063.2C/1x1-2510-1-D/6/32/2.10/900/EXS/1/015023 | 4411 | 1 | 1 | 2510 | Axial | 22874 | 23042 | 90.33 | 4530 | 695 | VT03145U.1 | 0.184 | 0.9 | B | 34.45 | 65.72 | 2025-07-07 | VerticalCompact-BCD_1x1 | 984 | 615 | 953 |  |  | 73.3 | 18 | 18 | 630 | EC motor | 5060 | 1 | no | no | C | D | Epoxy coated aluminum | 2025-01-02 | 12 | 6 | yes | piece | 1
GCVC PD 063.2/21-60 | GCVC PD | 063.2/21-60 | 4247441 | finoox | GCVC 063.2D/2x1-2549-2-D/6/80/2.10/1200/EXS/1/015023 | 12496 | 1 | 2 | 2549 | Axial | 111617 | 112182 | 301.1 | 25230 | 1210 | VT03143U.1 | 3425 | 1986-02-01 | E | 60.01 | 91.66 | 2025-09-28 | VerticalCompact-BCD_2x1 | 1284 | 800 | 2161 |  |  | 258.3 | 42 | 42 | 630 | EC motor | 5060 | 2 | no | no | D | D | Epoxy coated aluminum | 2025-01-02 | 10 | 6 | yes | piece | 1
GCVC PD 045.2/12-50 | GCVC PD | 045.2/12-50 | 4248992 | finoox | GCVC 045.2C/1x2-2533-1-D/6/32/2.10/1800/AXS/1/015023 | 5274 | 2 | 1 | 2533 | Axial | 53679 | 53.88 | 180.66 | 10734 | 1425 | VT03007U.1 | 0.921 | 2025-09-01 | D | 49.79 | 81.18 | 2025-01-15 | VerticalCompact-BCD_1x2 | 1884 | 535 | 953 |  |  | 131.1 | 28 | 28 | 450 | EC motor | 5060 | 1 | no | no | C | D | Aluminum | 2025-01-02 | 8 | 6 | yes | piece | 1
GCVC PD 045.2/24-55 | GCVC PD | 045.2/24-55 | 4244765 | finoox | GCVC 045.2C/2x4-2533-1-D/3/64/2.10/3600/EXS/1/015023 | 14977 | 4 | 2 | 2533 | Axial | 144683 | 144536 | 361.32 | 46673 | 1425 | VT03007U.1 | 3582 | 2025-09-01 | D | 55.31 | 87.17 | 32 | VerticalCompact-BCD_2x4 | 3684 | 800 | 1761 |  |  | 375.5 | 42 | 42 | 450 | EC motor | 5060 | 1 | no | no | C | D | Epoxy coated aluminum | 2025-01-02 | 4 | 3 | yes | piece | 1
GCVC PD 050.2/21-36 | GCVC PD | 050.2/21-36 | 4244930 | finoox | GCVC 050.2C/2x1-2516-1-D/6/64/2.10/900/AXS/1/015023 | 5960 | 1 | 2 | 2516 | Axial | 41485 | 41863 | 180.66 | 7863 | 820 | VT03011U.1 | 0.285 | 0.68 | B | 36.26 | 67.77 | 2025-06-15 | VerticalCompact-BCD_2x1 | 984 | 800 | 1761 |  |  | 144.2 | 22 | 22 | 500 | EC motor | 5060 | 1 | no | no | C | D | Aluminum | 2025-01-02 | 12 | 6 | yes | piece | 1
GCVC PD 050.2/23-58 | GCVC PD | 050.2/23-58 | 4246416 | finoox | GCVC 050.2D/2x3-2562-2-D/6/80/2.10/3600/AXS/1/015023 | 23436 | 3 | 2 | 2562 | Axial | 270038 | 271172 | 903.29 | 53965 | 1595 | VT03013U.1 | 5232 | 1965-01-01 | D | 58.48 | 90.44 | 81.5 | VerticalCompact-BCD_2x3 | 3684 | 800 | 2161 |  |  | 596.9 | 64 | 64 | 500 | EC motor | 5060 | 2 | no | no | D | D | Aluminum | 2025-01-02 | 4 | 6 | yes | piece | 1
GCVC PD 050.2/21-55 | GCVC PD | 050.2/21-55 | 4244995 | finoox | GCVC 050.2C/2x1-2563-2-D/4/64/2.10/900/AXS/1/015023 | 6404 | 1 | 2 | 2563 | Axial | 60634 | 61116 | 120.44 | 17940 | 1680 | VT03013U.1 | 2127 | 1975-01-01 | E | 54.84 | 86.35 | 2025-04-11 | VerticalCompact-BCD_2x1 | 984 | 800 | 1761 |  |  | 136.8 | 28 | 28 | 500 | EC motor | 5060 | 2 | no | no | C | D | Aluminum | 2025-01-02 | 8 | 4 | yes | piece | 1
GCVC PD 063.2/21-31 | GCVC PD | 063.2/21-31 | 4246550 | finoox | GCVC 063.2C/2x1-2508-1-D/3/64/2.10/900/AXS/1/015023 | 6698 | 1 | 2 | 2508 | Axial | 33976 | 34152 | 90.33 | 9768 | 615 | VT03145U.1 | 0.247 | 0.65 | B | 31.4 | 62.91 | 2025-03-08 | VerticalCompact-BCD_2x1 | 984 | 800 | 1761 |  |  | 119.5 | 22 | 22 | 630 | EC motor | 5060 | 1 | no | no | C | D | Aluminum | 2025-01-02 | 8 | 3 | yes | piece | 1
GCVC PD 063.2/22-43 | GCVC PD | 063.2/22-43 | 4247729 | finoox | GCVC 063.2D/2x2-2556-2-D/6/80/2.10/2400/EXS/1/015023 | 19171 | 2 | 2 | 2556 | Axial | 154378 | 153932 | 602.19 | 33302 | 850 | VT03144U.1 | 1579 | 0.77 | C | 42.9 | 74.71 | 55.1 | VerticalCompact-BCD_2x2 | 2484 | 800 | 2161 |  |  | 409.3 | 54 | 54 | 630 | EC motor | 5060 | 2 | no | no | D | D | Epoxy coated aluminum | 2025-01-02 | 10 | 6 | yes | piece | 1
GCVC PD 080.2/21-45 | GCVC PD | 080.2/21-45 | 4248147 | finoox | GCVC 080.2D/2x1-2536-2-D/3/80/2.10/1200/EXS/1/015023 | 9752 | 1 | 2 | 2536 | Axial | 70231 | 70135 | 150.55 | 24617 | 700 | VT03059U.2 | 1331 | 2025-04-01 | D | 45.3 | 76.95 | 2025-03-15 | VerticalCompact-BCD_2x1 | 1284 | 800 | 2161 |  |  | 200.1 | 35 | 35 | 800 | EC motor | 5060 | 2 | no | no | D | D | Epoxy coated aluminum | 2025-01-02 | 10 | 3 | yes | piece | 1
GCVC PD 063.2/24-66 | GCVC PD | 063.2/24-66 | 4247199 | finoox | GCVC 063.2C/2x4-2548-2-D/4/64/2.10/3600/EXS/1/015023 | 32257 | 4 | 2 | 2548 | Axial | 238731 | 237382 | 481.75 | 82525 | 1135 | VT03143U.1 | 11657 | 1937-02-01 | E | 65.84 | 97.7 | 44 | VerticalCompact-BCD_2x4 | 3684 | 800 | 1761 |  |  | 613.8 | 54 | 54 | 630 | EC motor | 5060 | 2 | no | no | C | D | Epoxy coated aluminum | 2025-01-02 | 4 | 4 | yes | piece | 1
GCVC PD 050.2/22-31 | GCVC PD | 050.2/22-31 | 4245142 | finoox | GCVC 050.2C/2x2-2512-1-D/6/64/2.10/1800/AXS/1/015023 | 10267 | 2 | 2 | 2512 | Axial | 60807 | 61202 | 361.32 | 10639 | 565 | VT03011U.1 | 0.218 | 0.28 | A+ | 31.23 | 62.86 | 2025-01-30 | VerticalCompact-BCD_2x2 | 1884 | 800 | 1761 |  |  | 259.8 | 28 | 28 | 500 | EC motor | 5060 | 1 | no | no | C | D | Aluminum | 2025-01-02 | 8 | 6 | yes | piece | 1
GCVC PD 050.2/21-33 | GCVC PD | 050.2/21-33 | 4244917 | finoox | GCVC 050.2C/2x1-2514-1-D/4/64/2.10/900/AXS/1/015023 | 5259 | 1 | 2 | 2514 | Axial | 32086 | 32246 | 120.44 | 7144 | 695 | VT03011U.1 | 0.175 | 0.47 | A | 32.7 | 64.21 | 2025-07-10 | VerticalCompact-BCD_2x1 | 984 | 800 | 1761 |  |  | 126.4 | 22 | 22 | 500 | EC motor | 5060 | 1 | no | no | C | D | Aluminum | 2025-01-02 | 12 | 4 | yes | piece | 1
GCVC PD 045.2/24-50 | GCVC PD | 045.2/24-50 | 4244742 | finoox | GCVC 045.2C/2x4-2529-1-D/4/64/2.10/3600/EXS/1/015023 | 16229 | 4 | 2 | 2529 | Axial | 149393 | 149519 | 481.75 | 35673 | 1125 | VT03007U.1 | 1832 | 1 | C | 50.1 | 81.96 | 41.4 | VerticalCompact-BCD_2x4 | 3684 | 800 | 1761 |  |  | 410.3 | 42 | 42 | 450 | EC motor | 5060 | 1 | no | no | C | D | Epoxy coated aluminum | 2025-01-02 | 4 | 4 | yes | piece | 1
GCVC PD 080.3/23-54 | GCVC PD | 080.3/23-54 | 6138093 | finoox | GCVC 080.3D/2x3-3562-2-D/4/80/2.10/3600/AXS/1/015023 | 33770 | 3 | 2 | 3562 | Axial | 276715 | 276685 | 602.19 | 82690 | 800 | VT01445U.3 | 6525 | 1985-01-01 | D | 54.22 | 86.18 | 58.2 | VerticalCompact-BCD_2x3 | 3684 | 800 | 2161 |  |  | 645.3 | 64 | 64 | 800 | EC motor | 5060 | 2 | no | no | D | D | Aluminum | 2025-01-02 | 4 | 4 | yes | piece | 1
GCVC PD 050.2/13-35 | GCVC PD | 050.2/13-35 | 4244285 | finoox | GCVC 050.2B/1x3-2336-D-D/4/24/2.10/2160/EXS/1/015023 | 4380 | 3 | 1 | 2336 | Axial | 33.68 | 33649 | 108.39 | 8377 | 660 | VT01437 | 0.397 | 0.33 | C | 35.24 | 66.63 | 2025-09-08 | VerticalCompact-BCD_1x3a | 2244 | 596 | 753 |  |  | 130 | 22 | 22 | 500 | AC motor | 50 | D | no | no | B | D | Epoxy coated aluminum | 2025-01-02 | 8 | 4 | yes | piece | 1
GCVC PD 050.2/13-39 | GCVC PD | 050.2/13-39 | 4249659 | finoox | GCVC 050.2C/1x3-2332-D-D/6/32/2.10/2700/EXS/1/015023 | 6686 | 3 | 1 | 2332 | Axial | 68956 | 69271 | 270.99 | 13499 | 850 | VT01435 | 0.819 | 0.74 | C | 39.43 | 70.94 | 2025-06-22 | VerticalCompact-BCD_1x3 | 2784 | 596 | 953 |  |  | 212.4 | 35 | 35 | 500 | AC motor | 50 | D | no | no | C | D | Epoxy coated aluminum | 2025-01-02 | 6 | 6 | yes | piece | 1
GCVC PD 080.2/22-41 | GCVC PD | 080.2/22-41 | 4248315 | finoox | GCVC 080.2D/2x2-2448-1-D/4/80/2.10/2400/EXS/1/015023 | 18647 | 2 | 2 | 2448 | Axial | 151.62 | 151697 | 401.46 | 41062 | 630 | VT03061U.1 | 1903 | 2025-01-02 | C | 41.41 | 73.22 | 36.3 | VerticalCompact-BCD_2x2 | 2484 | 800 | 2161 |  |  | 350.9 | 42 | 42 | 800 | EC motor | 5060 | 1 | no | no | D | D | Epoxy coated aluminum | 2025-01-02 | 6 | 4 | yes | piece | 1
GCVC PD 050.2/21-46 | GCVC PD | 050.2/21-46 | 4245748 | finoox | GCVC 050.2D/2x1-2348-S-D/3/80/2.10/1200/AXS/1/015023 | 4815 | 1 | 2 | 2348 | Axial | 54.23 | 54259 | 150.55 | 15122 | 1180 | VT03150U | 1004 | 0.9 | D | 45.54 | 77.19 | 14 | VerticalCompact-BCD_2x1 | 1284 | 800 | 2161 |  |  | 171.6 | 28 | 28 | 500 | AC motor | 50 | S | no | no | D | D | Aluminum | 2025-01-02 | 10 | 3 | yes | piece | 1
GCVC PD 045.2/23-52 | GCVC PD | 045.2/23-52 | 4244663 | finoox | GCVC 045.2C/2x3-2531-1-D/3/64/2.10/2700/EXS/1/015023 | 11619 | 3 | 2 | 2531 | Axial | 99426 | 99192 | 270.99 | 31233 | 1275 | VT03007U.1 | 1945 | 2025-04-01 | D | 51.75 | 83.5 | 2025-09-23 | VerticalCompact-BCD_2x3 | 2784 | 800 | 1761 |  |  | 289.2 | 35 | 35 | 450 | EC motor | 5060 | 1 | no | no | C | D | Epoxy coated aluminum | 2025-01-02 | 6 | 3 | yes | piece | 1
GCVC PD 050.2/12-43 | GCVC PD | 050.2/12-43 | 4250546 | finoox | GCVC 050.2D/1x2-2520-1-D/3/40/2.10/2400/AXS/1/015023 | 5121 | 2 | 1 | 2520 | Axial | 47834 | 47.83 | 150.55 | 12639 | 1070 | VT03011U.1 | 0.536 | 2025-04-01 | C | 43.19 | 74.71 | 2025-09-12 | VerticalCompact-BCD_1x2 | 2484 | 586 | 1153 |  |  | 151.9 | 28 | 28 | 500 | EC motor | 5060 | 1 | no | no | D | D | Aluminum | 2025-01-02 | 6 | 3 | yes | piece | 1
GCVC PD 050.2/12-54 | GCVC PD | 050.2/12-54 | 4244264 | finoox | GCVC 050.2B/1x2-2562-2-D/3/24/2.10/1440/AXS/1/015023 | 4766 | 2 | 1 | 2562 | Axial | 33732 | 33847 | 54.2 | 14833 | 1595 | VT03013U.1 | 1909 | 1965-01-01 | E | 54.05 | 85.34 | 2025-07-04 | VerticalCompact-BCD_1x2 | 1524 | 607 | 753 |  |  | 88.4 | 22 | 22 | 500 | EC motor | 5060 | 2 | no | no | B | D | Aluminum | 2025-01-02 | 8 | 3 | yes | piece | 1
GCVC PD 080.2/23-25 | GCVC PD | 080.2/23-25 | 4248648 | finoox | GCVC 080.2D/2x3-2492-1-D/3/80/2.10/3600/AXS/1/015023 | 21623 | 3 | 2 | 2492 | Axial | 118935 | 118894 | 451.65 | 28765 | 295 | VT03062U.1 | 0.336 | 0.3 | A+ | 25.37 | 57.33 | 40 | VerticalCompact-BCD_2x3 | 3684 | 800 | 2161 |  |  | 463.1 | 42 | 42 | 800 | EC motor | 5060 | 1 | no | no | D | D | Aluminum | 2025-01-02 | 4 | 3 | yes | piece | 1
GCVC PD 063.2/22-36 | GCVC PD | 063.2/22-36 | 4246752 | finoox | GCVC 063.2C/2x2-2507-1-D/6/64/2.10/1800/AXS/1/015023 | 13309 | 2 | 2 | 2507 | Axial | 80092 | 80772 | 361.32 | 14831 | 580 | VT03145U.1 | 0.445 | 0.55 | B | 36.49 | 68.12 | 31.2 | VerticalCompact-BCD_2x2 | 1884 | 800 | 1761 |  |  | 264.1 | 35 | 35 | 630 | EC motor | 5060 | 1 | no | no | C | D | Aluminum | 2025-01-02 | 8 | 6 | yes | piece | 1
GCVC PD 063.2/11-27 | GCVC PD | 063.2/11-27 | 4251809 | finoox | GCVC 063.2D/1x1-2508-1-D/4/40/2.10/1200/AXS/1/015023 | 4262 | 1 | 1 | 2508 | Axial | 26004 | 26082 | 100.37 | 5640 | 615 | VT03145U.1 | 0.113 | 0.65 | A | 27.42 | 58.79 | 2025-04-08 | VerticalCompact-BCD_1x1 | 1284 | 615 | 1153 |  |  | 89.8 | 18 | 18 | 630 | EC motor | 5060 | 1 | no | no | D | D | Aluminum | 2025-01-02 | 10 | 4 | yes | piece | 1
GCVC PD 050.2/12-53 | GCVC PD | 050.2/12-53 | 4250577 | finoox | GCVC 050.2D/1x2-2561-2-D/4/40/2.10/2400/AXS/1/015023 | 6503 | 2 | 1 | 2561 | Axial | 70141 | 70219 | 200.73 | 17494 | 1505 | VT03013U.1 | 1436 | 1938-01-01 | D | 53.34 | 84.87 | 2025-05-17 | VerticalCompact-BCD_1x2 | 2484 | 607 | 1153 |  |  | 176.2 | 35 | 35 | 500 | EC motor | 5060 | 2 | no | no | D | D | Aluminum | 2025-01-02 | 6 | 4 | yes | piece | 1
GCVC PD 063.2/12-28 | GCVC PD | 063.2/12-28 | 4251136 | finoox | GCVC 063.2C/1x2-2503-1-D/6/32/2.10/1800/AXS/1/015023 | 6817 | 2 | 1 | 2503 | Axial | 30161 | 30358 | 180.66 | 5270 | 425 | VT03145U.1 | 0.101 | 0.25 | A+ | 27.57 | 58.97 | 2025-08-14 | VerticalCompact-BCD_1x2 | 1884 | 615 | 953 |  |  | 135.7 | 22 | 22 | 630 | EC motor | 5060 | 1 | no | no | C | D | Aluminum | 2025-01-02 | 8 | 6 | yes | piece | 1
GCVC PD 045.2/21-40 | GCVC PD | 045.2/21-40 | 4244452 | finoox | GCVC 045.2C/2x1-2526-1-D/6/64/2.10/900/AXS/1/015023 | 5489 | 1 | 2 | 2526 | Axial | 36023 | 36376 | 180.66 | 6624 | 900 | VT03007U.1 | 0.249 | 0.58 | B | 39.81 | 71.32 | 2025-06-15 | VerticalCompact-BCD_2x1 | 984 | 800 | 1761 |  |  | 140.8 | 22 | 22 | 450 | EC motor | 5060 | 1 | no | no | C | D | Aluminum | 2025-01-02 | 12 | 6 | yes | piece | 1
GCVC PD 050.2/14-31 | GCVC PD | 050.2/14-31 | 4250024 | finoox | GCVC 050.2C/1x4-2512-1-D/4/32/2.10/3600/EXS/1/015023 | 9217 | 4 | 1 | 2512 | Axial | 52931 | 52912 | 240.88 | 11581 | 565 | VT03011U.1 | 0.212 | 0.28 | A+ | 31.21 | 62.83 | 2025-06-19 | VerticalCompact-BCD_1x4 | 3684 | 586 | 953 |  |  | 222.1 | 28 | 28 | 500 | EC motor | 5060 | 1 | no | no | C | D | Epoxy coated aluminum | 2025-01-02 | 6 | 4 | yes | piece | 1
GCVC PD 035.2/12-41 | GCVC PD | 035.2/12-41 | 4243744 | finoox | GCVC 035.2B/1x2-2723-W-D/3/24/2.10/1440/AXS/1/015023 | 2354 | 2 | 1 | 2723 | Axial | 19.31 | 19323 | 54.2 | 5309 | 1390 | VT03167U | 0.311 | 0.62 | D | 40.72 | 72 | 2025-05-04 | VerticalCompact-BCD_1x2 | 1524 | 518 | 753 |  |  | 70.7 | 16 | 16 | 350 | AC motor | 50 | W | no | no | B | D | Aluminum | 2025-01-02 | 8 | 3 | yes | piece | 1
GCVC PD 045.2/13-53 | GCVC PD | 045.2/13-53 | 4248997 | finoox | GCVC 045.2C/1x3-0423-X-D/4/32/2.10/2700/AXS/1/015023 | 4579 | 3 | 1 | 423 | Axial | 72082 | 72333 | 180.66 | 18403 | 1460 | VT0326U | 1981-01-01 | 3 | D | 52.9 | 84.4 | 2025-06-15 | VerticalCompact-BCD_1x3 | 2784 | 521 | 953 |  |  | 177.5 | 35 | 35 | 450 | AC motor | 60 | X | no | no | C | D | Aluminum | 2025-01-02 | 4 | 4 | yes | piece | 1
GCVC PD 040.2/11-42 | GCVC PD | 040.2/11-42 | 4243687 | finoox | GCVC 040.2A/1x1-1735-X-D/3/20/2.10/600/EXS/2/015023 | 1220 | 1 | 1 | 1735 | Axial | 9126 | 9206 | 18.82 | 3344 | 1450 | VT0605 | 0.277 | 2025-01-01 | E | 41.97 | 73.04 | 2025-07-01 | VerticalCompact-A_1x1 | 660 | 288 | 507 |  |  | 2025-06-18 | 16 | 16 | 400 | AC motor | 60 | X | no | no | A | D | Epoxy coated aluminum | 2025-01-02 | 10 | 3 | yes | piece | 1
GCVC PD 050.2/12-27 | GCVC PD | 050.2/12-27 | 4249440 | finoox | GCVC 050.2C/1x2-2337-S-D/4/32/2.10/1800/EXS/1/015023 | 3741 | 2 | 1 | 2337 | Axial | 26681 | 26745 | 120.44 | 5605 | 510 | VT01437 | 0.16 | 0.16 | B | 2025-09-26 | 58.29 | 10 | VerticalCompact-BCD_1x2 | 1884 | 596 | 953 |  |  | 121.3 | 22 | 22 | 500 | AC motor | 50 | S | no | no | C | D | Epoxy coated aluminum | 2025-01-02 | 8 | 4 | yes | piece | 1
GCVC PD 050.2/22-30 | GCVC PD | 050.2/22-30 | 4245076 | finoox | GCVC 050.2C/2x2-2385-J-D/6/64/2.10/1800/AXS/1/015023 | 8011 | 2 | 2 | 2385 | Axial | 53995 | 54355 | 361.32 | 9331 | 430 | VT01435 | 0.533 | 0.32 | C | 30.27 | 61.9 | 2025-01-30 | VerticalCompact-BCD_2x2 | 1884 | 800 | 1761 |  |  | 279.7 | 28 | 28 | 500 | AC motor | 60 | J | no | no | C | D | Aluminum | 2025-01-02 | 12 | 6 | yes | piece | 1
GCVC PD 050.2/21-34 | GCVC PD | 050.2/21-34 | 4244856 | finoox | GCVC 050.2C/2x1-2388-I-D/3/64/2.10/900/AXS/1/015023 | 3975 | 1 | 2 | 2388 | Axial | 30185 | 30327 | 90.33 | 8225 | 710 | VT01437 | 0.316 | 0.34 | C | 33.71 | 65.22 | 2025-03-08 | VerticalCompact-BCD_2x1 | 984 | 800 | 1761 |  |  | 122.5 | 22 | 22 | 500 | AC motor | 60 | I | no | no | C | D | Aluminum | 2025-01-02 | 8 | 3 | yes | piece | 1
GCVC PD 063.2/11-63 | GCVC PD | 063.2/11-63 | 4250895 | finoox | GCVC 063.2C/1x1-2412-2-D/4/32/2.10/900/AXS/1/015023 | 4875 | 1 | 1 | 2412 | Axial | 39219 | 39587 | 60.22 | 14080 | 1510 | VT03143U.1 | 3432 | 5 | E | 63.41 | 94.68 | 2025-04-05 | VerticalCompact-BCD_1x1 | 984 | 611 | 953 |  |  | 87.3 | 22 | 22 | 630 | EC motor | 5060 | 2 | no | no | C | D | Aluminum | 2025-01-02 | 8 | 4 | yes | piece | 1
GCVC PD 063.2/22-29 | GCVC PD | 063.2/22-29 | 4246733 | finoox | GCVC 063.2C/2x2-2504-1-D/4/64/2.10/1800/AXS/1/015023 | 11744 | 2 | 2 | 2504 | Axial | 61914 | 62053 | 240.88 | 13364 | 460 | VT03145U.1 | 0.241 | 0.3 | A+ | 29.47 | 61.1 | 2025-06-20 | VerticalCompact-BCD_2x2 | 1884 | 800 | 1761 |  |  | 227.7 | 28 | 28 | 630 | EC motor | 5060 | 1 | no | no | C | D | Aluminum | 2025-01-02 | 8 | 4 | yes | piece | 1
GCVC PD 050.2/13-44 | GCVC PD | 050.2/13-44 | 4249836 | finoox | GCVC 050.2C/1x3-2520-1-D/4/32/2.10/2700/EXS/1/015023 | 7253 | 3 | 1 | 2520 | Axial | 63179 | 63.14 | 180.66 | 16881 | 1070 | VT03011U.1 | 0.878 | 2025-04-01 | C | 44 | 75.51 | 15 | VerticalCompact-BCD_1x3 | 2784 | 586 | 953 |  |  | 171 | 28 | 28 | 500 | EC motor | 5060 | 1 | no | no | C | D | Epoxy coated aluminum | 2025-01-02 | 6 | 4 | yes | piece | 1
GCVC PD 050.2/12-42 | GCVC PD | 050.2/12-42 | 4250543 | finoox | GCVC 050.2D/1x2-2519-1-D/3/40/2.10/2400/EXS/1/015023 | 5391 | 2 | 1 | 2519 | Axial | 45027 | 44952 | 150.55 | 11884 | 1010 | VT03011U.1 | 0.451 | 2015-01-01 | C | 41.86 | 73.38 | 2025-09-12 | VerticalCompact-BCD_1x2 | 2484 | 586 | 1153 |  |  | 151.9 | 28 | 28 | 500 | EC motor | 5060 | 1 | no | no | D | D | Epoxy coated aluminum | 2025-01-02 | 6 | 3 | yes | piece | 1
GCVC PD 080.2/22-25 | GCVC PD | 080.2/22-25 | 4248378 | finoox | GCVC 080.2D/2x2-2493-1-D/3/80/2.10/2400/AXS/1/015023 | 15198 | 2 | 2 | 2493 | Axial | 84174 | 84161 | 301.1 | 20895 | 320 | VT03062U.1 | 0.273 | 0.35 | A+ | 25.45 | 57.26 | 2025-09-26 | VerticalCompact-BCD_2x2 | 2484 | 800 | 2161 |  |  | 316.7 | 35 | 35 | 800 | EC motor | 5060 | 1 | no | no | D | D | Aluminum | 2025-01-02 | 6 | 3 | yes | piece | 1
GCVC PD 080.2/12-53 | GCVC PD | 080.2/12-53 | 4252944 | finoox | GCVC 080.2D/1x2-2710-2-D/3/40/2.10/2400/AXS/1/015023 | 9082 | 2 | 1 | 2710 | Axial | 92123 | 92382 | 150.55 | 36542 | 975 | VT03059U.2 | 3791 | 3 | E | 52.85 | 84.38 | 2025-06-13 | VerticalCompact-BCD_1x2 | 2484 | 650 | 1153 |  |  | 189 | 35 | 35 | 800 | EC motor | 5060 | 2 | no | no | D | D | Aluminum | 2025-01-02 | 4 | 3 | yes | piece | 1
GCVC PD 080.3/13-54 | GCVC PD | 080.3/13-54 | 6054327 | finoox | GCVC 080.3D/1x3-3483-K-D/3/40/2.10/3600/EXS/1/015023 | 9736 | 3 | 1 | 3483 | Axial | 121073 | 120.01 | 225.82 | 55014 | 960 | VT01526 | 7866 | 4 | E | 54.01 | 85.69 | 2025-01-20 | VerticalCompact-BCD_1x3 | 3684 | 611 | 1153 |  |  | 305.4 | 42 | 42 | 800 | AC motor | 60 | K | no | no | D | D | Epoxy coated aluminum | 2025-01-02 | 4 | 3 | yes | piece | 1
GCVC PD 080.3/12-54 | GCVC PD | 080.3/12-54 | 6063311 | finoox | GCVC 080.3D/1x2-3561-2-D/3/40/2.10/2400/AXS/1/015023 | 9685 | 2 | 1 | 3561 | Axial | 89481 | 89695 | 150.55 | 34439 | 930 | VT01445U.3 | 3308 | 1975-02-01 | E | 53.89 | 85.42 | 2025-06-13 | VerticalCompact-BCD_1x2 | 2484 | 620 | 1153 |  |  | 207.8 | 35 | 35 | 800 | EC motor | 5060 | 2 | no | no | D | D | Aluminum | 2025-01-02 | 4 | 3 | yes | piece | 1
GCVC PD 045.2/22-50 | GCVC PD | 045.2/22-50 | 4244506 | finoox | GCVC 045.2C/2x2-0426-W-D/6/64/2.10/1800/AXS/1/015023 | 7049 | 2 | 2 | 426 | Axial | 103255 | 103861 | 361.32 | 20402 | 1360 | VT0326U | 1733 | 2025-02-02 | D | 50.02 | 81.65 | 31.2 | VerticalCompact-BCD_2x2 | 1884 | 800 | 1761 |  |  | 268.6 | 35 | 35 | 450 | AC motor | 50 | W | no | no | C | D | Aluminum | 2025-01-02 | 8 | 6 | yes | piece | 1
GCVC PD 050.2/12-38 | GCVC PD | 050.2/12-38 | 4244142 | finoox | GCVC 050.2B/1x2-2332-D-D/3/24/2.10/1440/EXS/1/015023 | 2890 | 2 | 1 | 2332 | Axial | 24655 | 24661 | 54.2 | 8343 | 850 | VT01435 | 0.558 | 0.74 | D | 38.15 | 69.44 | 2025-06-04 | VerticalCompact-BCD_1x2 | 1524 | 596 | 753 |  |  | 88.8 | 18 | 18 | 500 | AC motor | 50 | D | no | no | B | D | Epoxy coated aluminum | 2025-01-02 | 8 | 3 | yes | piece | 1
GCVC PD 050.2/12-27 | GCVC PD | 050.2/12-27 | 4250386 | finoox | GCVC 050.2D/1x2-2337-S-D/6/40/2.10/2400/AXS/1/015023 | 5372 | 2 | 1 | 2337 | Axial | 36662 | 36946 | 301.1 | 6151 | 510 | VT01437 | 0.157 | 0.16 | A | 27.27 | 58.8 | 2025-02-24 | VerticalCompact-BCD_1x2 | 2484 | 596 | 1153 |  |  | 199.4 | 22 | 22 | 500 | AC motor | 50 | S | no | no | D | D | Aluminum | 2025-01-02 | 10 | 6 | yes | piece | 1
GCVC PD 050.2/11-43 | GCVC PD | 050.2/11-43 | 4249295 | finoox | GCVC 050.2C/1x1-2411-1-D/4/32/2.10/900/AXS/1/015023 | 2717 | 1 | 1 | 2411 | Axial | 25035 | 25216 | 60.22 | 6666 | 1260 | VT03011U.1 | 0.469 | 2025-02-02 | D | 43.04 | 74.3 | 2025-02-05 | VerticalCompact-BCD_1x1 | 984 | 586 | 953 |  |  | 63.7 | 18 | 18 | 500 | EC motor | 5060 | 1 | no | no | C | D | Aluminum | 2025-01-02 | 8 | 4 | yes | piece | 1
GCVC PD 063.2/23-22 | GCVC PD | 063.2/23-22 | 4246887 | finoox | GCVC 063.2C/2x3-2399-J-D/4/64/2.10/2700/AXS/1/015023 | 12956 | 3 | 2 | 2399 | Axial | 71773 | 71707 | 361.32 | 14714 | 290 | VT01442 | 0.434 | 0.14 | B | 22.28 | 54.03 | 2025-09-30 | VerticalCompact-BCD_2x3 | 2784 | 800 | 1761 |  |  | 351 | 35 | 35 | 630 | AC motor | 60 | J | no | no | C | D | Aluminum | 2025-01-02 | 8 | 4 | yes | piece | 1
GCVC PD 045.2/22-50 | GCVC PD | 045.2/22-50 | 4244518 | finoox | GCVC 045.2C/2x2-2419-1-D/6/64/2.10/1800/AXS/1/015023 | 9581 | 2 | 2 | 2419 | Axial | 105105 | 105684 | 361.32 | 20906 | 1350 | VT03007U.1 | 1519 | 1965-01-01 | D | 50.43 | 82.06 | 32.4 | VerticalCompact-BCD_2x2 | 1884 | 800 | 1761 |  |  | 256 | 42 | 42 | 450 | EC motor | 5060 | 1 | no | no | C | D | Aluminum | 2025-01-02 | 8 | 6 | yes | piece | 1
GCVC PD 045.2/24-53 | GCVC PD | 045.2/24-53 | 4244697 | finoox | GCVC 045.2C/2x4-2419-1-D/4/64/2.10/3600/AXS/1/015023 | 15376 | 4 | 2 | 2419 | Axial | 176012 | 176274 | 481.75 | 44474 | 1350 | VT03007U.1 | 2983 | 1965-01-01 | D | 53.23 | 85.1 | 44 | VerticalCompact-BCD_2x4 | 3684 | 800 | 1761 |  |  | 415.3 | 54 | 54 | 450 | EC motor | 5060 | 1 | no | no | C | D | Aluminum | 2025-01-02 | 4 | 4 | yes | piece | 1
GCVC PD 045.2/13-50 | GCVC PD | 045.2/13-50 | 4243954 | finoox | GCVC 045.2B/1x3-2419-1-D/3/24/2.10/2160/EXS/1/015023 | 5453 | 3 | 1 | 2419 | Axial | 39489 | 39454 | 81.3 | 14797 | 1350 | VT03007U.1 | 1152 | 1965-01-01 | E | 49.59 | 80.96 | 2025-08-06 | VerticalCompact-BCD_1x3a | 2244 | 535 | 753 |  |  | 108.7 | 22 | 22 | 450 | EC motor | 5060 | 1 | no | no | B | D | Epoxy coated aluminum | 2025-01-02 | 6 | 3 | yes | piece | 1
GCVC PD 063.2/24-69 | GCVC PD | 063.2/24-69 | 4247210 | finoox | GCVC 063.2C/2x4-2551-2-D/3/64/2.10/3600/EXS/1/015023 | 30788 | 4 | 2 | 2551 | Axial | 243633 | 239894 | 361.32 | 107301 | 1360 | VT03143U.1 | 19822 | 4 | E | 68.97 | 100.83 | 34.6 | VerticalCompact-BCD_2x4 | 3684 | 800 | 1761 |  |  | 579.1 | 54 | 54 | 630 | EC motor | 5060 | 2 | no | no | C | D | Epoxy coated aluminum | 2025-01-02 | 2 | 3 | yes | piece | 1
GCVC PD 063.2/11-41 | GCVC PD | 063.2/11-41 | 4251041 | finoox | GCVC 063.2C/1x1-2558-2-D/6/32/2.10/900/EXS/1/015023 | 4738 | 1 | 1 | 2558 | Axial | 32952 | 33229 | 90.33 | 7472 | 950 | VT03144U.1 | 0.624 | 1 | D | 40.78 | 72.06 | 2025-08-07 | VerticalCompact-BCD_1x1 | 984 | 623 | 953 |  |  | 78 | 22 | 22 | 630 | EC motor | 5060 | 2 | no | no | C | D | Epoxy coated aluminum | 2025-01-02 | 8 | 6 | yes | piece | 1
GCVC PD 050.2/12-36 | GCVC PD | 050.2/12-36 | 4250519 | finoox | GCVC 050.2D/1x2-2515-1-D/3/40/2.10/2400/EXS/1/015023 | 5372 | 2 | 1 | 2515 | Axial | 35941 | 35878 | 150.55 | 8871 | 755 | VT03011U.1 | 0.203 | 0.58 | A | 35.56 | 67.09 | 2025-04-12 | VerticalCompact-BCD_1x2 | 2484 | 586 | 1153 |  |  | 151.1 | 22 | 22 | 500 | EC motor | 5060 | 1 | no | no | D | D | Epoxy coated aluminum | 2025-01-02 | 8 | 3 | yes | piece | 1
GCVC PD 063.2/11-28 | GCVC PD | 063.2/11-28 | 4251813 | finoox | GCVC 063.2D/1x1-2508-1-D/6/40/2.10/1200/EXS/1/015023 | 5250 | 1 | 1 | 2508 | Axial | 28585 | 28822 | 150.55 | 5222 | 615 | VT03145U.1 | 0.119 | 0.65 | A | 27.79 | 59.15 | 2025-07-12 | VerticalCompact-BCD_1x1 | 1284 | 615 | 1153 |  |  | 105 | 22 | 22 | 630 | EC motor | 5060 | 1 | no | no | D | D | Epoxy coated aluminum | 2025-01-02 | 10 | 6 | yes | piece | 1
GCVC PD 063.2/22-43 | GCVC PD | 063.2/22-43 | 4246826 | finoox | GCVC 063.2C/2x2-2556-2-D/4/64/2.10/1800/EXS/1/015023 | 13554 | 2 | 2 | 2556 | Axial | 101209 | 101152 | 240.88 | 29832 | 850 | VT03144U.1 | 1702 | 0.77 | D | 42.66 | 74.29 | 2025-07-21 | VerticalCompact-BCD_2x2 | 1884 | 800 | 1761 |  |  | 245.5 | 35 | 35 | 630 | EC motor | 5060 | 2 | no | no | C | D | Epoxy coated aluminum | 2025-01-02 | 8 | 4 | yes | piece | 1
GCVC PD 063.2/13-17 | GCVC PD | 063.2/13-17 | 4252253 | finoox | GCVC 063.2D/1x3-2500-1-D/4/40/2.10/3600/AXS/1/015023 | 9951 | 3 | 1 | 2500 | Axial | 43543 | 43646 | 301.1 | 8189 | 310 | VT03145U.1 | 0.071 | 0.13 | A+ | 2025-09-16 | 48.58 | 2025-05-24 | VerticalCompact-BCD_1x3 | 3684 | 615 | 1153 |  |  | 246.6 | 28 | 28 | 630 | EC motor | 5060 | 1 | no | no | D | D | Aluminum | 2025-01-02 | 6 | 4 | yes | piece | 1
GCVC PD 050.2/13-41 | GCVC PD | 050.2/13-41 | 4249824 | finoox | GCVC 050.2C/1x3-2518-1-D/4/32/2.10/2700/EXS/1/015023 | 7253 | 3 | 1 | 2518 | Axial | 58586 | 58571 | 180.66 | 14816 | 945 | VT03011U.1 | 0.615 | 1 | C | 41.26 | 72.77 | 15 | VerticalCompact-BCD_1x3 | 2784 | 586 | 953 |  |  | 171 | 28 | 28 | 500 | EC motor | 5060 | 1 | no | no | C | D | Epoxy coated aluminum | 2025-01-02 | 6 | 4 | yes | piece | 1
GCVC PD 080.2/22-62 | GCVC PD | 080.2/22-62 | 4248517 | finoox | GCVC 080.2D/2x2-2659-L-D/4/80/2.10/2400/AXS/1/015023 | 15679 | 2 | 2 | 2659 | Axial | 212403 | 213386 | 401.46 | 64143 | 1070 | VT01384U | 7138 | 2025-03-03 | E | 61.65 | 93.46 | 39.5 | VerticalCompact-BCD_2x2 | 2484 | 800 | 2161 |  |  | 413.5 | 54 | 54 | 800 | AC motor | 60 | L | no | no | D | D | Aluminum | 2025-01-02 | 4 | 4 | yes | piece | 1
GCVC PD 050.2/21-31 | GCVC PD | 050.2/21-31 | 4245729 | finoox | GCVC 050.2D/2x1-2333-S-D/6/80/2.10/1200/EXS/1/015023 | 6649 | 1 | 2 | 2333 | Axial | 41609 | 41947 | 301.1 | 7179 | 530 | VT01435 | 0.297 | 0.35 | B | 30.53 | 62.18 | 2025-03-25 | VerticalCompact-BCD_2x1 | 1284 | 800 | 2161 |  |  | 216.7 | 22 | 22 | 500 | AC motor | 50 | S | no | no | D | D | Epoxy coated aluminum | 2025-01-02 | 12 | 6 | yes | piece | 1
GCVC PD 050.2/21-27 | GCVC PD | 050.2/21-27 | 4245741 | finoox | GCVC 050.2D/2x1-2337-S-D/6/80/2.10/1200/EXS/1/015023 | 6630 | 1 | 2 | 2337 | Axial | 36349 | 36639 | 301.1 | 6151 | 510 | VT01437 | 0.157 | 0.16 | A | 27.15 | 58.8 | 2025-03-25 | VerticalCompact-BCD_2x1 | 1284 | 800 | 2161 |  |  | 211.5 | 22 | 22 | 500 | AC motor | 50 | S | no | no | D | D | Epoxy coated aluminum | 2025-01-02 | 12 | 6 | yes | piece | 1
GCVC PD 063.2/11-16 | GCVC PD | 063.2/11-16 | 4250849 | finoox | GCVC 063.2C/1x1-2359-S-D/4/32/2.10/900/AXS/1/015023 | 3175 | 1 | 1 | 2359 | Axial | 12516 | 2025-06-12 | 60.22 | 2621 | 320 | VT01442 | 0.066 | 0.14 | A | 15.75 | 47.02 | 2025-01-05 | VerticalCompact-BCD_1x1 | 984 | 598 | 953 |  |  | 67.9 | 16 | 16 | 630 | AC motor | 50 | S | no | no | C | D | Aluminum | 2025-01-02 | 8 | 4 | yes | piece | 1
GCVC PD 050.2/13-55 | GCVC PD | 050.2/13-55 | 4249777 | finoox | GCVC 050.2C/1x3-2420-2-D/6/32/2.10/2700/EXS/1/015023 | 9964 | 3 | 1 | 2420 | Axial | 103294 | 103375 | 270.99 | 24804 | 1600 | VT03013U.1 | 2919 | 1965-01-01 | E | 55.16 | 86.67 | 2025-06-22 | VerticalCompact-BCD_1x3 | 2784 | 607 | 953 |  |  | 211.3 | 35 | 35 | 500 | EC motor | 5060 | 2 | no | no | C | D | Epoxy coated aluminum | 2025-01-02 | 6 | 6 | yes | piece | 1
GCVC PD 063.2/12-64 | GCVC PD | 063.2/12-64 | 4251989 | finoox | GCVC 063.2D/1x2-2412-2-D/4/40/2.10/2400/AXS/1/015023 | 9467 | 2 | 1 | 2412 | Axial | 110325 | 110845 | 200.73 | 34305 | 1510 | VT03143U.1 | 6413 | 5 | E | 64.2 | 95.73 | 2025-03-18 | VerticalCompact-BCD_1x2 | 2484 | 611 | 1153 |  |  | 214.7 | 42 | 42 | 630 | EC motor | 5060 | 2 | no | no | D | D | Aluminum | 2025-01-02 | 4 | 4 | yes | piece | 1
GCVC PD 080.2/21-34 | GCVC PD | 080.2/21-34 | 4248050 | finoox | GCVC 080.2D/2x1-2482-1-D/6/80/2.10/1200/AXS/1/015023 | 9511 | 1 | 2 | 2482 | Axial | 65615 | 66102 | 301.1 | 12134 | 440 | VT03061U.1 | 0.357 | 0.75 | B | 34.39 | 66.04 | 2025-04-27 | VerticalCompact-BCD_2x1 | 1284 | 800 | 2161 |  |  | 223.7 | 35 | 35 | 800 | EC motor | 5060 | 1 | no | no | D | D | Aluminum | 2025-01-02 | 10 | 6 | yes | piece | 1
GCVC PD 080.2/12-35 | GCVC PD | 080.2/12-35 | 4252746 | finoox | GCVC 080.2D/1x2-2484-1-D/4/40/2.10/2400/EXS/1/015023 | 8367 | 2 | 1 | 2484 | Axial | 65195 | 65233 | 200.73 | 16154 | 505 | VT03061U.1 | 0.501 | 2015-01-01 | B | 34.63 | 66.15 | 2025-05-17 | VerticalCompact-BCD_1x2 | 2484 | 608 | 1153 |  |  | 181.2 | 35 | 35 | 800 | EC motor | 5060 | 1 | no | no | D | D | Epoxy coated aluminum | 2025-01-02 | 6 | 4 | yes | piece | 1
GCVC PD 050.2/14-39 | GCVC PD | 050.2/14-39 | 4250045 | finoox | GCVC 050.2C/1x4-2516-1-D/4/32/2.10/3600/AXS/1/015023 | 8815 | 4 | 1 | 2516 | Axial | 73884 | 73983 | 240.88 | 17013 | 820 | VT03011U.1 | 0.55 | 0.68 | B | 39.26 | 70.88 | 2025-02-20 | VerticalCompact-BCD_1x4 | 3684 | 586 | 953 |  |  | 222.7 | 35 | 35 | 500 | EC motor | 5060 | 1 | no | no | C | D | Aluminum | 2025-01-02 | 4 | 4 | yes | piece | 1
GCVC PD 050.2/24-48 | GCVC PD | 050.2/24-48 | 4245662 | finoox | GCVC 050.2C/2x4-2520-1-D/6/64/2.10/3600/AXS/1/015023 | 20147 | 4 | 2 | 2520 | Axial | 210633 | 211795 | 722.63 | 41786 | 1070 | VT03011U.1 | 2434 | 2025-04-01 | C | 47.74 | 79.6 | 62.7 | VerticalCompact-BCD_2x4 | 3684 | 800 | 1761 |  |  | 499.9 | 54 | 54 | 500 | EC motor | 5060 | 1 | no | no | C | D | Aluminum | 2025-01-02 | 4 | 6 | yes | piece | 1
GCVC PD 063.2/24-36 | GCVC PD | 063.2/24-36 | 4247162 | finoox | GCVC 063.2C/2x4-2507-1-D/3/64/2.10/3600/AXS/1/015023 | 20245 | 4 | 2 | 2507 | Axial | 129081 | 129026 | 361.32 | 36461 | 580 | VT03145U.1 | 0.83 | 0.55 | B | 35.73 | 67.59 | 32 | VerticalCompact-BCD_2x4 | 3684 | 800 | 1761 |  |  | 396.4 | 42 | 42 | 630 | EC motor | 5060 | 1 | no | no | C | D | Aluminum | 2025-01-02 | 4 | 3 | yes | piece | 1
GCVC PD 050.2/14-48 | GCVC PD | 050.2/14-48 | 4250080 | finoox | GCVC 050.2C/1x4-2522-1-D/3/32/2.10/3600/AXS/1/015023 | 8255 | 4 | 1 | 2522 | Axial | 78979 | 78901 | 180.66 | 26116 | 1200 | VT03011U.1 | 1578 | 2025-09-01 | D | 47.78 | 79.41 | 2025-05-15 | VerticalCompact-BCD_1x4 | 3684 | 586 | 953 |  |  | 205.4 | 35 | 35 | 500 | EC motor | 5060 | 1 | no | no | C | D | Aluminum | 2025-01-02 | 4 | 3 | yes | piece | 1
GCVC PD 063.2/23-27 | GCVC PD | 063.2/23-27 | 4247864 | finoox | GCVC 063.2D/2x3-2503-1-D/6/80/2.10/3600/AXS/1/015023 | 23642 | 3 | 2 | 2503 | Axial | 124.16 | 125007 | 903.29 | 21049 | 425 | VT03145U.1 | 0.277 | 0.25 | A+ | 2025-06-27 | 59.02 | 75.1 | VerticalCompact-BCD_2x3 | 3684 | 800 | 2161 |  |  | 562.9 | 42 | 42 | 630 | EC motor | 5060 | 1 | no | no | D | D | Aluminum | 2025-01-02 | 6 | 6 | yes | piece | 1
GCVC PD 050.2/22-34 | GCVC PD | 050.2/22-34 | 4245147 | finoox | GCVC 050.2C/2x2-2513-1-D/4/64/2.10/1800/AXS/1/015023 | 9017 | 2 | 2 | 2513 | Axial | 60374 | 60581 | 240.88 | 12933 | 630 | VT03011U.1 | 0.274 | 0.37 | A | 33.51 | 65.14 | 2025-06-20 | VerticalCompact-BCD_2x2 | 1884 | 800 | 1761 |  |  | 224.4 | 28 | 28 | 500 | EC motor | 5060 | 1 | no | no | C | D | Aluminum | 2025-01-02 | 8 | 4 | yes | piece | 1
GCVC PD 080.2/13-47 | GCVC PD | 080.2/13-47 | 4253100 | finoox | GCVC 080.2D/1x3-2536-2-D/3/40/2.10/3600/AXS/1/015023 | 12909 | 3 | 1 | 2536 | Axial | 105507 | 105069 | 225.82 | 36926 | 700 | VT03059U.2 | 1996 | 2025-04-01 | D | 47.03 | 78.71 | 2025-01-20 | VerticalCompact-BCD_1x3 | 3684 | 650 | 1153 |  |  | 279 | 42 | 42 | 800 | EC motor | 5060 | 2 | no | no | D | D | Aluminum | 2025-01-02 | 4 | 3 | yes | piece | 1
GCVC PD 050.2/11-26 | GCVC PD | 050.2/11-26 | 4249312 | finoox | GCVC 050.2C/1x1-2512-1-D/3/32/2.10/900/AXS/1/015023 | 2625 | 1 | 1 | 2512 | Axial | 12121 | 12156 | 45.16 | 3009 | 565 | VT03011U.1 | 0.052 | 0.28 | A | 25.72 | 56.98 | 2025-09-03 | VerticalCompact-BCD_1x1 | 984 | 586 | 953 |  |  | 59.2 | 16 | 16 | 500 | EC motor | 5060 | 1 | no | no | C | D | Aluminum | 2025-01-02 | 12 | 3 | yes | piece | 1
GCVC PD 050.2/13-35 | GCVC PD | 050.2/13-35 | 4244354 | finoox | GCVC 050.2B/1x3-2514-1-D/3/24/2.10/2160/EXS/1/015023 | 5840 | 3 | 1 | 2514 | Axial | 30676 | 30714 | 81.3 | 9195 | 695 | VT03011U.1 | 0.278 | 0.47 | C | 34.95 | 66.33 | 2025-08-06 | VerticalCompact-BCD_1x3a | 2244 | 586 | 753 |  |  | 113.8 | 22 | 22 | 500 | EC motor | 5060 | 1 | no | no | B | D | Epoxy coated aluminum | 2025-01-02 | 6 | 3 | yes | piece | 1
GCVC PD 050.2/13-46 | GCVC PD | 050.2/13-46 | 4250794 | finoox | GCVC 050.2D/1x3-2521-1-D/6/40/2.10/3600/AXS/1/015023 | 9876 | 3 | 1 | 2521 | Axial | 100621 | 100933 | 451.65 | 19113 | 1135 | VT03011U.1 | 0.99 | 1965-01-01 | C | 45.55 | 77.23 | 36.9 | VerticalCompact-BCD_1x3 | 3684 | 586 | 1153 |  |  | 288.1 | 35 | 35 | 500 | EC motor | 5060 | 1 | no | no | D | D | Aluminum | 2025-01-02 | 6 | 6 | yes | piece | 1
GCVC PD 035.2/11-38 | GCVC PD | 035.2/11-38 | 4243725 | finoox | GCVC 035.2B/1x1-2723-W-D/4/24/2.10/720/AXS/1/015023 | 1652 | 1 | 1 | 2723 | Axial | 11 | 11072 | 36.13 | 2591 | 1390 | VT03167U | 0.157 | 0.62 | D | 37.63 | 68.81 | 2025-02-03 | VerticalCompact-BCD_1x1 | 804 | 518 | 753 |  |  | 43.3 | 16 | 16 | 350 | AC motor | 50 | W | no | no | B | D | Aluminum | 2025-01-02 | 12 | 4 | yes | piece | 1
GCVC PD 080.3/13-60 | GCVC PD | 080.3/13-60 | 6065722 | finoox | GCVC 080.3D/1x3-3558-2-D/6/40/2.10/3600/AXS/1/015023 | 16499 | 3 | 1 | 3558 | Axial | 201208 | 201697 | 451.65 | 49511 | 1060 | VT01445U.3 | 7692 | 2025-04-04 | E | 60.35 | 92.03 | 39.4 | VerticalCompact-BCD_1x3 | 3684 | 620 | 1153 |  |  | 375.6 | 54 | 54 | 800 | EC motor | 5060 | 2 | no | no | D | D | Aluminum | 2025-01-02 | 4 | 6 | yes | piece | 1
GCVC PD 080.3/11-51 | GCVC PD | 080.3/11-51 | 6071861 | finoox | GCVC 080.3D/1x1-3561-2-D/4/40/2.10/1200/EXS/1/015023 | 6051 | 1 | 1 | 3561 | Axial | 50156 | 50162 | 100.37 | 16240 | 930 | VT01445U.3 | 1687 | 1975-02-01 | E | 51.2 | 82.57 | 2025-01-09 | VerticalCompact-BCD_1x1 | 1284 | 620 | 1153 |  |  | 117.9 | 28 | 28 | 800 | EC motor | 5060 | 2 | no | no | D | D | Epoxy coated aluminum | 2025-01-02 | 10 | 4 | yes | piece | 1
GCVC PD 050.3/12-47 | GCVC PD | 050.3/12-47 | 6123682 | finoox | GCVC 050.3C/1x2-3617-X-D/6/32/2.10/1800/AXS/1/015023 | 4204 | 2 | 1 | 3617 | Axial | 62637 | 62.9 | 180.66 | 13367 | 1260 | VT01524 | 1941 | 2025-04-04 | E | 47.04 | 78.44 | 2025-01-15 | VerticalCompact-BCD_1x2 | 1884 | 596 | 953 |  |  | 146.3 | 28 | 28 | 500 | AC motor | 60 | X | no | no | C | D | Aluminum | 2025-01-02 | 8 | 6 | yes | piece | 1
GCVC PD 080.3/12-43 | GCVC PD | 080.3/12-43 | 6208723 | finoox | GCVC 080.3D/1x2-1333-D-D/3/40/2.10/2400/EXS/1/015023 | 6929 | 2 | 1 | 1333 | Axial | 68655 | 68484 | 150.55 | 25262 | 670 | VT01371 | 1708 | 1995-01-01 | D | 43.29 | 74.82 | 2025-05-13 | VerticalCompact-BCD_1x2 | 2484 | 605 | 1153 |  |  | 209.2 | 35 | 35 | 800 | AC motor | 50 | D | no | no | D | D | Epoxy coated aluminum | 2025-01-02 | 6 | 3 | yes | piece | 1
GCVC PD 050.2/21-33 | GCVC PD | 050.2/21-33 | 4245735 | finoox | GCVC 050.2D/2x1-2336-D-D/6/80/2.10/1200/EXS/1/015023 | 6733 | 1 | 2 | 2336 | Axial | 44256 | 44632 | 301.1 | 7718 | 660 | VT01437 | 0.247 | 0.33 | B | 33.27 | 64.92 | 2025-01-26 | VerticalCompact-BCD_2x1 | 1284 | 800 | 2161 |  |  | 212.9 | 28 | 28 | 500 | AC motor | 50 | D | no | no | D | D | Epoxy coated aluminum | 2025-01-02 | 10 | 6 | yes | piece | 1
GCVC PD 063.2/12-29 | GCVC PD | 063.2/12-29 | 4251050 | finoox | GCVC 063.2C/1x2-2358-D-D/3/32/2.10/1800/AXS/1/015023 | 4630 | 2 | 1 | 2358 | Axial | 28245 | 28242 | 90.33 | 7417 | 430 | VT01442 | 0.238 | 0.32 | B | 28.71 | 60.1 | 2025-06-07 | VerticalCompact-BCD_1x2 | 1884 | 598 | 953 |  |  | 116.4 | 22 | 22 | 630 | AC motor | 50 | D | no | no | C | D | Aluminum | 2025-01-02 | 8 | 3 | yes | piece | 1
GCVC PD 050.2/13-45 | GCVC PD | 050.2/13-45 | 4250682 | finoox | GCVC 050.2D/1x3-2386-K-D/4/40/2.10/3600/EXS/1/015023 | 7250 | 3 | 1 | 2386 | Axial | 83027 | 83077 | 301.1 | 18789 | 910 | VT01435 | 1178 | 0.92 | D | 44.92 | 76.6 | 2025-02-25 | VerticalCompact-BCD_1x3 | 3684 | 596 | 1153 |  |  | 259.6 | 35 | 35 | 500 | AC motor | 60 | K | no | no | D | D | Epoxy coated aluminum | 2025-01-02 | 4 | 4 | yes | piece | 1
GCVC PD 063.2/21-59 | GCVC PD | 063.2/21-59 | 4247259 | finoox | GCVC 063.2D/2x1-2356-D-D/3/80/2.10/1200/EXS/1/015023 | 7736 | 1 | 2 | 2356 | Axial | 84594 | 84804 | 150.55 | 33847 | 1330 | VT01441 | 4821 | 5 | E | 58.66 | 90.32 | 2025-04-15 | VerticalCompact-BCD_2x1 | 1284 | 800 | 2161 |  |  | 210.7 | 35 | 35 | 630 | AC motor | 50 | D | no | no | D | D | Epoxy coated aluminum | 2025-01-02 | 8 | 3 | yes | piece | 1
GCVC PD 050.2/21-33 | GCVC PD | 050.2/21-33 | 4245796 | finoox | GCVC 050.2D/2x1-2387-L-D/3/80/2.10/1200/AXS/1/015023 | 4766 | 1 | 2 | 2387 | Axial | 32239 | 32219 | 150.55 | 7311 | 500 | VT01435 | 0.351 | 0.37 | C | 32.83 | 64.48 | 2025-02-13 | VerticalCompact-BCD_2x1 | 1284 | 800 | 2161 |  |  | 171 | 22 | 22 | 500 | AC motor | 60 | L | no | no | D | D | Aluminum | 2025-01-02 | 10 | 3 | yes | piece | 1
GCVC PD 050.2/14-41 | GCVC PD | 050.2/14-41 | 4249942 | finoox | GCVC 050.2C/1x4-2355-X-D/3/32/2.10/3600/AXS/1/015023 | 5964 | 4 | 1 | 2355 | Axial | 67.95 | 67928 | 180.66 | 19881 | 810 | VT03093U | 1157 | 2025-03-01 | D | 41.29 | 72.91 | 2025-05-15 | VerticalCompact-BCD_1x4 | 3684 | 569 | 953 |  |  | 217.8 | 35 | 35 | 500 | AC motor | 60 | X | no | no | C | D | Aluminum | 2025-01-02 | 4 | 3 | yes | piece | 1
GCVC PD 045.2/22-51 | GCVC PD | 045.2/22-51 | 4244519 | finoox | GCVC 045.2C/2x2-2419-1-D/3/64/2.10/1800/EXS/1/015023 | 8274 | 2 | 2 | 2419 | Axial | 71356 | 71231 | 180.66 | 22814 | 1350 | VT03007U.1 | 1477 | 1965-01-01 | D | 50.53 | 82.16 | 2025-09-16 | VerticalCompact-BCD_2x2 | 1884 | 800 | 1761 |  |  | 200.9 | 35 | 35 | 450 | EC motor | 5060 | 1 | no | no | C | D | Epoxy coated aluminum | 2025-01-02 | 8 | 3 | yes | piece | 1
GCVC PD 050.2/14-53 | GCVC PD | 050.2/14-53 | 4250088 | finoox | GCVC 050.2C/1x4-2559-2-D/6/32/2.10/3600/AXS/1/015023 | 12295 | 4 | 1 | 2559 | Axial | 123469 | 124017 | 361.32 | 26076 | 1330 | VT03013U.1 | 2193 | 2025-08-01 | D | 52.51 | 84.14 | 31.4 | VerticalCompact-BCD_1x4 | 3684 | 607 | 953 |  |  | 279.2 | 42 | 42 | 500 | EC motor | 5060 | 2 | no | no | C | D | Aluminum | 2025-01-02 | 4 | 6 | yes | piece | 1
GCVC PD 080.2/21-26 | GCVC PD | 080.2/21-26 | 4248115 | finoox | GCVC 080.2D/2x1-2495-1-D/4/80/2.10/1200/EXS/1/015023 | 8186 | 1 | 2 | 2495 | Axial | 51466 | 51612 | 200.73 | 11387 | 365 | VT03062U.1 | 0.204 | 0.5 | A+ | 26.27 | 57.92 | 2025-01-18 | VerticalCompact-BCD_2x1 | 1284 | 800 | 2161 |  |  | 190.1 | 28 | 28 | 800 | EC motor | 5060 | 1 | no | no | D | D | Epoxy coated aluminum | 2025-01-02 | 10 | 4 | yes | piece | 1
GCVC PD 063.2/13-38 | GCVC PD | 063.2/13-38 | 4252361 | finoox | GCVC 063.2D/1x3-2553-2-D/4/40/2.10/3600/AXS/1/015023 | 10867 | 3 | 1 | 2553 | Axial | 93688 | 93823 | 301.1 | 21720 | 700 | VT03144U.1 | 0.645 | 0.52 | B | 38.44 | 70.12 | 2025-02-25 | VerticalCompact-BCD_1x3 | 3684 | 623 | 1153 |  |  | 259.9 | 35 | 35 | 630 | EC motor | 5060 | 2 | no | no | D | D | Aluminum | 2025-01-02 | 4 | 4 | yes | piece | 1
GCVC PD 063.2/12-41 | GCVC PD | 063.2/12-41 | 4251237 | finoox | GCVC 063.2C/1x2-2557-2-D/4/32/2.10/1800/AXS/1/015023 | 6655 | 2 | 1 | 2557 | Axial | 54122 | 53862 | 120.44 | 15856 | 900 | VT03144U.1 | 1004 | 0.85 | D | 41.11 | 72.5 | 2025-04-10 | VerticalCompact-BCD_1x2 | 1884 | 623 | 953 |  |  | 127.3 | 28 | 28 | 630 | EC motor | 5060 | 2 | no | no | C | D | Aluminum | 2025-01-02 | 8 | 4 | yes | piece | 1
GCVC PD 063.2/11-40 | GCVC PD | 063.2/11-40 | 4251896 | finoox | GCVC 063.2D/1x1-2557-2-D/4/40/2.10/1200/EXS/1/015023 | 4779 | 1 | 1 | 2557 | Axial | 36405 | 36537 | 100.37 | 9391 | 900 | VT03144U.1 | 0.441 | 0.85 | C | 39.62 | 70.99 | 2025-06-08 | VerticalCompact-BCD_1x1 | 1284 | 623 | 1153 |  |  | 94.7 | 22 | 22 | 630 | EC motor | 5060 | 2 | no | no | D | D | Epoxy coated aluminum | 2025-01-02 | 10 | 4 | yes | piece | 1
GCVC PD 063.2/12-44 | GCVC PD | 063.2/12-44 | 4252145 | finoox | GCVC 063.2D/1x2-2558-2-D/4/40/2.10/2400/AXS/1/015023 | 7755 | 2 | 1 | 2558 | Axial | 75796 | 75861 | 200.73 | 19861 | 950 | VT03144U.1 | 1032 | 1 | C | 43.68 | 75.21 | 2025-05-17 | VerticalCompact-BCD_1x2 | 2484 | 623 | 1153 |  |  | 177.2 | 35 | 35 | 630 | EC motor | 5060 | 2 | no | no | D | D | Aluminum | 2025-01-02 | 6 | 4 | yes | piece | 1
GCVC PD 063.2/14-37 | GCVC PD | 063.2/14-37 | 4251583 | finoox | GCVC 063.2C/1x4-2509-1-D/4/32/2.10/3600/AXS/1/015023 | 10721 | 4 | 1 | 2509 | Axial | 80925 | 81048 | 240.88 | 19493 | 655 | VT03145U.1 | 0.601 | 0.75 | B | 36.55 | 68.17 | 2025-02-20 | VerticalCompact-BCD_1x4 | 3684 | 615 | 953 |  |  | 227.3 | 35 | 35 | 630 | EC motor | 5060 | 1 | no | no | C | D | Aluminum | 2025-01-02 | 4 | 4 | yes | piece | 1
GCVC PD 063.2/21-64 | GCVC PD | 063.2/21-64 | 4246596 | finoox | GCVC 063.2C/2x1-2552-2-D/3/64/2.10/900/EXS/1/015023 | 9265 | 1 | 2 | 2552 | Axial | 60037 | 60473 | 90.33 | 28419 | 1435 | VT03143U.1 | 5819 | 2025-03-04 | E | 64.43 | 95.94 | 9 | VerticalCompact-BCD_2x1 | 984 | 800 | 1761 |  |  | 165 | 28 | 28 | 630 | EC motor | 5060 | 2 | no | no | C | D | Epoxy coated aluminum | 2025-01-02 | 8 | 3 | yes | piece | 1
GCVC PD 050.2/14-38 | GCVC PD | 050.2/14-38 | 4250042 | finoox | GCVC 050.2C/1x4-2515-1-D/4/32/2.10/3600/EXS/1/015023 | 9267 | 4 | 1 | 2515 | Axial | 68344 | 68429 | 240.88 | 15651 | 755 | VT03011U.1 | 0.442 | 0.58 | B | 37.5 | 69.13 | 2025-02-20 | VerticalCompact-BCD_1x4 | 3684 | 586 | 953 |  |  | 222.7 | 35 | 35 | 500 | EC motor | 5060 | 1 | no | no | C | D | Epoxy coated aluminum | 2025-01-02 | 4 | 4 | yes | piece | 1
GCVC PD 063.2/23-39 | GCVC PD | 063.2/23-39 | 4247915 | finoox | GCVC 063.2D/2x3-2511-1-D/6/80/2.10/3600/EXS/1/015023 | 25665 | 3 | 2 | 2511 | Axial | 196057 | 196508 | 903.29 | 37580 | 730 | VT03145U.1 | 1146 | 1 | B | 38.62 | 70.59 | 78.2 | VerticalCompact-BCD_2x3 | 3684 | 800 | 2161 |  |  | 569.1 | 54 | 54 | 630 | EC motor | 5060 | 1 | no | no | D | D | Epoxy coated aluminum | 2025-01-02 | 6 | 6 | yes | piece | 1
GCVC PD 050.2/11-51 | GCVC PD | 050.2/11-51 | 4249401 | finoox | GCVC 050.2C/1x1-2562-2-D/6/32/2.10/900/EXS/1/015023 | 3721 | 1 | 1 | 2562 | Axial | 34243 | 34554 | 90.33 | 7904 | 1595 | VT03013U.1 | 0.936 | 1965-01-01 | E | 50.78 | 82.05 | 2025-08-07 | VerticalCompact-BCD_1x1 | 984 | 607 | 953 |  |  | 77.5 | 22 | 22 | 500 | EC motor | 5060 | 2 | no | no | C | D | Epoxy coated aluminum | 2025-01-02 | 8 | 6 | yes | piece | 1
GCVC PD 063.2/13-42 | GCVC PD | 063.2/13-42 | 4252383 | finoox | GCVC 063.2D/1x3-2556-2-D/6/40/2.10/3600/EXS/1/015023 | 13637 | 3 | 1 | 2556 | Axial | 124991 | 125588 | 451.65 | 24976 | 850 | VT03144U.1 | 1184 | 0.77 | C | 41.78 | 73.46 | 39.2 | VerticalCompact-BCD_1x3 | 3684 | 623 | 1153 |  |  | 307.7 | 42 | 42 | 630 | EC motor | 5060 | 2 | no | no | D | D | Epoxy coated aluminum | 2025-01-02 | 4 | 6 | yes | piece | 1
GCVC PD 063.2/23-27 | GCVC PD | 063.2/23-27 | 4247866 | finoox | GCVC 063.2D/2x3-2503-1-D/4/80/2.10/3600/EXS/1/015023 | 21457 | 3 | 2 | 2503 | Axial | 114001 | 114281 | 602.19 | 22872 | 425 | VT03145U.1 | 0.265 | 0.25 | A+ | 2025-05-26 | 58.46 | 51.7 | VerticalCompact-BCD_2x3 | 3684 | 800 | 2161 |  |  | 473.2 | 42 | 42 | 630 | EC motor | 5060 | 1 | no | no | D | D | Epoxy coated aluminum | 2025-01-02 | 4 | 4 | yes | piece | 1
GCVC PD 063.2/11-23 | GCVC PD | 063.2/11-23 | 4251791 | finoox | GCVC 063.2D/1x1-2505-1-D/4/40/2.10/1200/AXS/1/015023 | 4262 | 1 | 1 | 2505 | Axial | 21953 | 22064 | 100.37 | 4540 | 500 | VT03145U.1 | 0.066 | 0.39 | A+ | 22.92 | 54.29 | 2025-04-08 | VerticalCompact-BCD_1x1 | 1284 | 615 | 1153 |  |  | 89.8 | 18 | 18 | 630 | EC motor | 5060 | 1 | no | no | D | D | Aluminum | 2025-01-02 | 10 | 4 | yes | piece | 1
GCVC PD 050.2/22-31 | GCVC PD | 050.2/22-31 | 4245145 | finoox | GCVC 050.2C/2x2-2512-1-D/6/64/2.10/1800/EXS/1/015023 | 10906 | 2 | 2 | 2512 | Axial | 60218 | 60.62 | 361.32 | 10639 | 565 | VT03011U.1 | 0.218 | 0.28 | A+ | 31.23 | 62.86 | 2025-01-30 | VerticalCompact-BCD_2x2 | 1884 | 800 | 1761 |  |  | 259.8 | 28 | 28 | 500 | EC motor | 5060 | 1 | no | no | C | D | Epoxy coated aluminum | 2025-01-02 | 8 | 6 | yes | piece | 1
GCVC PD 050.2/13-35 | GCVC PD | 050.2/13-35 | 4250752 | finoox | GCVC 050.2D/1x3-2514-1-D/6/40/2.10/3600/AXS/1/015023 | 9876 | 3 | 1 | 2514 | Axial | 67095 | 67503 | 451.65 | 11514 | 695 | VT03011U.1 | 0.252 | 0.47 | A+ | 34.73 | 66.41 | 36.9 | VerticalCompact-BCD_1x3 | 3684 | 586 | 1153 |  |  | 288.1 | 35 | 35 | 500 | EC motor | 5060 | 1 | no | no | D | D | Aluminum | 2025-01-02 | 6 | 6 | yes | piece | 1
GCVC PD 080.3/22-40 | GCVC PD | 080.3/22-40 | 6096621 | finoox | GCVC 080.3D/2x2-3489-J-D/3/80/2.10/2400/AXS/1/015023 | 14372 | 2 | 2 | 3489 | Axial | 116839 | 116762 | 301.1 | 35030 | 480 | VT01371 | 2283 | 2025-01-01 | D | 40.33 | 72.14 | 2025-04-28 | VerticalCompact-BCD_2x2 | 2484 | 800 | 2161 |  |  | 406.5 | 42 | 42 | 800 | AC motor | 60 | J | no | no | D | D | Aluminum | 2025-01-02 | 6 | 3 | yes | piece | 1
GCVC PD 080.2/12-54 | GCVC PD | 080.2/12-54 | 4252676 | finoox | GCVC 080.2D/1x2-1656-2-D/3/40/2.10/2400/AXS/1/015023 | 9082 | 2 | 1 | 1656 | Axial | 93939 | 94084 | 150.55 | 37940 | 1000 | VT03059U.2 | 4185 | 2025-02-03 | E | 53.9 | 85.43 | 2025-06-13 | VerticalCompact-BCD_1x2 | 2484 | 650 | 1153 |  |  | 189 | 35 | 35 | 800 | EC motor | 5060 | 2 | no | no | D | D | Aluminum | 2025-01-02 | 4 | 3 | yes | piece | 1
GCVC PD 050.2/14-36 | GCVC PD | 050.2/14-36 | 4249986 | finoox | GCVC 050.2C/1x4-2390-K-D/6/32/2.10/3600/AXS/1/015023 | 7760 | 4 | 1 | 2390 | Axial | 80473 | 80721 | 361.32 | 15284 | 760 | VT01437 | 0.727 | 0.35 | C | 36.31 | 67.94 | 2025-05-29 | VerticalCompact-BCD_1x4 | 3684 | 596 | 953 |  |  | 266.9 | 35 | 35 | 500 | AC motor | 60 | K | no | no | C | D | Aluminum | 2025-01-02 | 6 | 6 | yes | piece | 1
GCVC PD 045.2/11-48 | GCVC PD | 045.2/11-48 | 4243877 | finoox | GCVC 045.2B/1x1-2533-1-D/4/24/2.10/720/AXS/1/015023 | 2371 | 1 | 1 | 2533 | Axial | 16687 | 16809 | 36.13 | 4790 | 1425 | VT03007U.1 | 0.462 | 2025-09-01 | E | 47.83 | 79.02 | 2025-02-03 | VerticalCompact-BCD_1x1 | 804 | 535 | 753 |  |  | 45.6 | 16 | 16 | 450 | EC motor | 5060 | 1 | no | no | B | D | Aluminum | 2025-01-02 | 12 | 4 | yes | piece | 1
GCVC PD 063.2/13-26 | GCVC PD | 063.2/13-26 | 4252280 | finoox | GCVC 063.2D/1x3-2504-1-D/4/40/2.10/3600/EXS/1/015023 | 10553 | 3 | 1 | 2504 | Axial | 59703 | 59676 | 301.1 | 12527 | 460 | VT03145U.1 | 0.162 | 0.3 | A+ | 25.65 | 57.33 | 2025-05-24 | VerticalCompact-BCD_1x3 | 3684 | 615 | 1153 |  |  | 246.6 | 28 | 28 | 630 | EC motor | 5060 | 1 | no | no | D | D | Epoxy coated aluminum | 2025-01-02 | 6 | 4 | yes | piece | 1
GCVC PD 050.2/13-39 | GCVC PD | 050.2/13-39 | 4250765 | finoox | GCVC 050.2D/1x3-2516-1-D/3/40/2.10/3600/EXS/1/015023 | 8134 | 3 | 1 | 2516 | Axial | 58551 | 58501 | 225.82 | 14434 | 820 | VT03011U.1 | 0.378 | 0.68 | B | 38.92 | 70.6 | 2025-06-18 | VerticalCompact-BCD_1x3 | 3684 | 586 | 1153 |  |  | 222.3 | 28 | 28 | 500 | EC motor | 5060 | 1 | no | no | D | D | Epoxy coated aluminum | 2025-01-02 | 4 | 3 | yes | piece | 1
GCVC PD 080.2/13-41 | GCVC PD | 080.2/13-41 | 4253136 | finoox | GCVC 080.2D/1x3-2542-2-D/3/40/2.10/3600/AXS/1/015023 | 11447 | 3 | 1 | 2542 | Axial | 98427 | 98332 | 225.82 | 32454 | 615 | VT03060U.1 | 1318 | 0.92 | C | 41.24 | 72.93 | 2025-03-19 | VerticalCompact-BCD_1x3 | 3684 | 613 | 1153 |  |  | 253 | 35 | 35 | 800 | EC motor | 5060 | 2 | no | no | D | D | Aluminum | 2025-01-02 | 4 | 3 | yes | piece | 1
GCVC PD 080.2/11-26 | GCVC PD | 080.2/11-26 | 4252529 | finoox | GCVC 080.2D/1x1-2497-1-D/4/40/2.10/1200/AXS/1/015023 | 4427 | 1 | 1 | 2497 | Axial | 28962 | 29081 | 100.37 | 6519 | 415 | VT03062U.1 | 0.143 | 0.7 | A | 26.14 | 57.51 | 2025-06-08 | VerticalCompact-BCD_1x1 | 1284 | 608 | 1153 |  |  | 96.1 | 22 | 22 | 800 | EC motor | 5060 | 1 | no | no | D | D | Aluminum | 2025-01-02 | 10 | 4 | yes | piece | 1
GCVC PD 063.2/23-37 | GCVC PD | 063.2/23-37 | 4246963 | finoox | GCVC 063.2C/2x3-2508-1-D/4/64/2.10/2700/AXS/1/015023 | 16763 | 3 | 2 | 2508 | Axial | 114023 | 114066 | 361.32 | 27383 | 615 | VT03145U.1 | 0.763 | 0.65 | B | 36.95 | 68.7 | 32.1 | VerticalCompact-BCD_2x3 | 2784 | 800 | 1761 |  |  | 332.7 | 42 | 42 | 630 | EC motor | 5060 | 1 | no | no | C | D | Aluminum | 2025-01-02 | 6 | 4 | yes | piece | 1
GCVC PD 050.2/12-41 | GCVC PD | 050.2/12-41 | 4249594 | finoox | GCVC 050.2C/1x2-2519-1-D/4/32/2.10/1800/EXS/1/015023 | 4833 | 2 | 1 | 2519 | Axial | 41525 | 41551 | 120.44 | 10566 | 1010 | VT03011U.1 | 0.493 | 2015-01-01 | C | 41.03 | 72.42 | 2025-04-10 | VerticalCompact-BCD_1x2 | 1884 | 586 | 953 |  |  | 117.1 | 28 | 28 | 500 | EC motor | 5060 | 1 | no | no | C | D | Epoxy coated aluminum | 2025-01-02 | 8 | 4 | yes | piece | 1
GCVC PD 063.2/14-30 | GCVC PD | 063.2/14-30 | 4251548 | finoox | GCVC 063.2C/1x4-2503-1-D/6/32/2.10/3600/AXS/1/015023 | 12062 | 4 | 1 | 2503 | Axial | 60117 | 60453 | 361.32 | 10540 | 425 | VT03145U.1 | 0.202 | 0.25 | A+ | 30.35 | 61.98 | 29 | VerticalCompact-BCD_1x4 | 3684 | 615 | 953 |  |  | 261.3 | 28 | 28 | 630 | EC motor | 5060 | 1 | no | no | C | D | Aluminum | 2025-01-02 | 6 | 6 | yes | piece | 1
GCVC PD 045.2/12-49 | GCVC PD | 045.2/12-49 | 4248984 | finoox | GCVC 045.2C/1x2-2532-1-D/3/32/2.10/1800/AXS/1/015023 | 4392 | 2 | 1 | 2532 | Axial | 36007 | 35.96 | 90.33 | 11039 | 1350 | VT03007U.1 | 0.765 | 1965-01-01 | D | 48.59 | 79.97 | 2025-06-07 | VerticalCompact-BCD_1x2 | 1884 | 535 | 953 |  |  | 104.4 | 22 | 22 | 450 | EC motor | 5060 | 1 | no | no | C | D | Aluminum | 2025-01-02 | 8 | 3 | yes | piece | 1
GCVC PD 063.2/23-31 | GCVC PD | 063.2/23-31 | 4247876 | finoox | GCVC 063.2D/2x3-2505-1-D/6/80/2.10/3600/AXS/1/015023 | 23642 | 3 | 2 | 2505 | Axial | 144.43 | 145345 | 903.29 | 25138 | 500 | VT03145U.1 | 0.415 | 0.39 | A+ | 30.58 | 62.54 | 75.1 | VerticalCompact-BCD_2x3 | 3684 | 800 | 2161 |  |  | 562.9 | 42 | 42 | 630 | EC motor | 5060 | 1 | no | no | D | D | Aluminum | 2025-01-02 | 6 | 6 | yes | piece | 1
GCVC PD 080.2/13-61 | GCVC PD | 080.2/13-61 | 4253198 | finoox | GCVC 080.2D/1x3-2659-L-D/3/40/2.10/3600/AXS/1/015023 | 9038 | 3 | 1 | 2659 | Axial | 122633 | 121634 | 225.82 | 51796 | 1070 | VT01384U | 5396 | 2025-03-03 | E | 60.53 | 92.21 | 2025-01-20 | VerticalCompact-BCD_1x3 | 3684 | 641 | 1153 |  |  | 288 | 42 | 42 | 800 | AC motor | 60 | L | no | no | D | D | Aluminum | 2025-01-02 | 4 | 3 | yes | piece | 1
GCVC PD 080.3/21-51 | GCVC PD | 080.3/21-51 | 6081240 | finoox | GCVC 080.3D/2x1-3485-I-D/4/80/2.10/1200/AXS/1/015023 | 7602 | 1 | 2 | 3485 | Axial | 104257 | 104737 | 200.73 | 31318 | 900 | VT01526 | 4586 | 2025-09-03 | E | 50.84 | 82.49 | 2025-09-20 | VerticalCompact-BCD_2x1 | 1284 | 800 | 2161 |  |  | 235 | 42 | 42 | 800 | AC motor | 60 | I | no | no | D | D | Aluminum | 2025-01-02 | 8 | 4 | yes | piece | 1
GCVC PD 080.3/11-47 | GCVC PD | 080.3/11-47 | 6187345 | finoox | GCVC 080.3D/1x1-3560-2-D/3/40/2.10/1200/AXS/1/015023 | 5585 | 1 | 1 | 3560 | Axial | 47702 | 47859 | 75.27 | 19861 | 990 | VT01445U.3 | 1957 | 2025-01-03 | E | 46.92 | 78.29 | 2025-01-07 | VerticalCompact-BCD_1x1 | 1284 | 620 | 1153 |  |  | 110.7 | 28 | 28 | 800 | EC motor | 5060 | 2 | no | no | D | D | Aluminum | 2025-01-02 | 8 | 3 | yes | piece | 1
GCVC PD 063.2/21-29 | GCVC PD | 063.2/21-29 | 4246439 | finoox | GCVC 063.2C/2x1-2358-D-D/4/64/2.10/900/EXS/1/015023 | 5905 | 1 | 2 | 2358 | Axial | 30755 | 30882 | 120.44 | 6911 | 430 | VT01442 | 0.241 | 0.32 | B | 28.88 | 60.39 | 2025-07-10 | VerticalCompact-BCD_2x1 | 984 | 800 | 1761 |  |  | 135 | 22 | 22 | 630 | AC motor | 50 | D | no | no | C | D | Epoxy coated aluminum | 2025-01-02 | 12 | 4 | yes | piece | 1
GCVC PD 063.2/13-26 | GCVC PD | 063.2/13-26 | 4252229 | finoox | GCVC 063.2D/1x3-2401-L-D/4/40/2.10/3600/AXS/1/015023 | 8231 | 3 | 1 | 2401 | Axial | 55236 | 55291 | 301.1 | 11082 | 340 | VT01442 | 0.259 | 0.16 | A | 25.71 | 57.38 | 2025-05-24 | VerticalCompact-BCD_1x3 | 3684 | 598 | 1153 |  |  | 256.8 | 28 | 28 | 630 | AC motor | 60 | L | no | no | D | D | Aluminum | 2025-01-02 | 6 | 4 | yes | piece | 1
GCVC PD 050.2/22-37 | GCVC PD | 050.2/22-37 | 4245105 | finoox | GCVC 050.2C/2x2-2390-K-D/4/64/2.10/1800/AXS/1/015023 | 6791 | 2 | 2 | 2390 | Axial | 72812 | 72892 | 240.88 | 16713 | 760 | VT01437 | 0.706 | 0.35 | C | 37.1 | 68.73 | 2025-07-21 | VerticalCompact-BCD_2x2 | 1884 | 800 | 1761 |  |  | 235 | 35 | 35 | 500 | AC motor | 60 | K | no | no | C | D | Aluminum | 2025-01-02 | 8 | 4 | yes | piece | 1
GCVC PD 063.2/23-36 | GCVC PD | 063.2/23-36 | 4247814 | finoox | GCVC 063.2D/2x3-2400-K-D/3/80/2.10/3600/AXS/1/015023 | 14766 | 3 | 2 | 2400 | Axial | 126422 | 127689 | 451.65 | 31355 | 490 | VT01442 | 0.901 | 0.34 | B | 35.89 | 67.86 | 40 | VerticalCompact-BCD_2x3 | 3684 | 800 | 2161 |  |  | 449.8 | 42 | 42 | 630 | AC motor | 60 | K | no | no | D | D | Aluminum | 2025-01-02 | 4 | 3 | yes | piece | 1
GCVC PD 050.2/12-56 | GCVC PD | 050.2/12-56 | 4249524 | finoox | GCVC 050.2C/1x2-2410-2-D/3/32/2.10/1800/AXS/1/015023 | 5332 | 2 | 1 | 2410 | Axial | 51336 | 51366 | 90.33 | 19495 | 1770 | VT03013U.1 | 2429 | 2025-01-02 | E | 56.3 | 87.69 | 8 | VerticalCompact-BCD_1x2 | 1884 | 607 | 953 |  |  | 117.7 | 28 | 28 | 500 | EC motor | 5060 | 2 | no | no | C | D | Aluminum | 2025-01-02 | 6 | 3 | yes | piece | 1
GCVC PD 063.2/24-43 | GCVC PD | 063.2/24-43 | 4247182 | finoox | GCVC 063.2C/2x4-2510-1-D/6/64/2.10/3600/AXS/1/015023 | 24623 | 4 | 2 | 2510 | Axial | 181576 | 181918 | 722.63 | 36240 | 695 | VT03145U.1 | 1472 | 0.9 | B | 42.89 | 74.75 | 62.7 | VerticalCompact-BCD_2x4 | 3684 | 800 | 1761 |  |  | 507 | 54 | 54 | 630 | EC motor | 5060 | 1 | no | no | C | D | Aluminum | 2025-01-02 | 6 | 6 | yes | piece | 1
GCVC PD 080.2/23-41 | GCVC PD | 080.2/23-41 | 4248620 | finoox | GCVC 080.2D/2x3-2486-1-D/3/80/2.10/3600/AXS/1/015023 | 23542 | 3 | 2 | 2486 | Axial | 186445 | 186367 | 451.65 | 58689 | 565 | VT03061U.1 | 2044 | 1955-01-01 | C | 40.6 | 72.56 | 43.1 | VerticalCompact-BCD_2x3 | 3684 | 800 | 2161 |  |  | 472.8 | 54 | 54 | 800 | EC motor | 5060 | 1 | no | no | D | D | Aluminum | 2025-01-02 | 4 | 3 | yes | piece | 1
GCVC PD 080.2/11-47 | GCVC PD | 080.2/11-47 | 4252570 | finoox | GCVC 080.2D/1x1-2539-2-D/3/40/2.10/1200/AXS/1/015023 | 5284 | 1 | 1 | 2539 | Axial | 41635 | 41766 | 75.27 | 15160 | 850 | VT03059U.2 | 1179 | 2019-02-01 | E | 46.67 | 78.04 | 2025-01-07 | VerticalCompact-BCD_1x1 | 1284 | 650 | 1153 |  |  | 101.3 | 28 | 28 | 800 | EC motor | 5060 | 2 | no | no | D | D | Aluminum | 2025-01-02 | 8 | 3 | yes | piece | 1
GCVC PD 050.2/11-52 | GCVC PD | 050.2/11-52 | 4244131 | finoox | GCVC 050.2B/1x1-2562-2-D/4/24/2.10/720/EXS/1/015023 | 2912 | 1 | 1 | 2562 | Axial | 19938 | 20144 | 36.13 | 6935 | 1595 | VT03013U.1 | 0.967 | 1965-01-01 | E | 51.71 | 82.9 | 2025-02-03 | VerticalCompact-BCD_1x1 | 804 | 607 | 753 |  |  | 51.9 | 16 | 16 | 500 | EC motor | 5060 | 2 | no | no | B | D | Epoxy coated aluminum | 2025-01-02 | 8 | 4 | yes | piece | 1
GCVC PD 050.2/21-38 | GCVC PD | 050.2/21-38 | 4244934 | finoox | GCVC 050.2C/2x1-2517-1-D/3/64/2.10/900/AXS/1/015023 | 5112 | 1 | 2 | 2517 | Axial | 33393 | 33562 | 90.33 | 9521 | 880 | VT03011U.1 | 0.331 | 0.84 | C | 38.18 | 69.69 | 2025-03-08 | VerticalCompact-BCD_2x1 | 984 | 800 | 1761 |  |  | 117.7 | 22 | 22 | 500 | EC motor | 5060 | 1 | no | no | C | D | Aluminum | 2025-01-02 | 8 | 3 | yes | piece | 1
GCVC PD 063.2/22-65 | GCVC PD | 063.2/22-65 | 4246794 | finoox | GCVC 063.2C/2x2-2550-2-D/3/64/2.10/1800/EXS/1/015023 | 16279 | 2 | 2 | 2550 | Axial | 110544 | 110673 | 180.66 | 50472 | 1285 | VT03143U.1 | 8364 | 2026-03-01 | E | 64.99 | 96.62 | 2025-02-18 | VerticalCompact-BCD_2x2 | 1884 | 800 | 1761 |  |  | 302.2 | 42 | 42 | 630 | EC motor | 5060 | 2 | no | no | C | D | Epoxy coated aluminum | 2025-01-02 | 6 | 3 | yes | piece | 1
GCVC PD 050.2/23-57 | GCVC PD | 050.2/23-57 | 4245455 | finoox | GCVC 050.2C/2x3-2561-2-D/4/64/2.10/2700/AXS/1/015023 | 17093 | 3 | 2 | 2561 | Axial | 170.34 | 170928 | 361.32 | 47947 | 1505 | VT03013U.1 | 4599 | 1938-01-01 | E | 56.93 | 88.68 | 34.7 | VerticalCompact-BCD_2x3 | 2784 | 800 | 1761 |  |  | 360.2 | 54 | 54 | 500 | EC motor | 5060 | 2 | no | no | C | D | Aluminum | 2025-01-02 | 4 | 4 | yes | piece | 1
GCVC PD 063.2/12-21 | GCVC PD | 063.2/12-21 | 4252023 | finoox | GCVC 063.2D/1x2-2502-1-D/6/40/2.10/2400/EXS/1/015023 | 8837 | 2 | 1 | 2502 | Axial | 37375 | 37684 | 301.1 | 6339 | 385 | VT03145U.1 | 0.075 | 0.2 | A+ | 20.72 | 52.25 | 2025-02-24 | VerticalCompact-BCD_1x2 | 2484 | 615 | 1153 |  |  | 196.3 | 22 | 22 | 630 | EC motor | 5060 | 1 | no | no | D | D | Epoxy coated aluminum | 2025-01-02 | 10 | 6 | yes | piece | 1
GCVC PD 050.2/13-33 | GCVC PD | 050.2/13-33 | 4250749 | finoox | GCVC 050.2D/1x3-2513-1-D/6/40/2.10/3600/EXS/1/015023 | 10615 | 3 | 1 | 2513 | Axial | 61308 | 61602 | 451.65 | 10438 | 630 | VT03011U.1 | 0.197 | 0.37 | A+ | 32.64 | 64.32 | 36.2 | VerticalCompact-BCD_1x3 | 3684 | 586 | 1153 |  |  | 287.4 | 28 | 28 | 500 | EC motor | 5060 | 1 | no | no | D | D | Epoxy coated aluminum | 2025-01-02 | 6 | 6 | yes | piece | 1
GCVC PD 063.2/21-58 | GCVC PD | 063.2/21-58 | 4247431 | finoox | GCVC 063.2D/2x1-2548-2-D/4/80/2.10/1200/AXS/1/015023 | 10425 | 1 | 2 | 2548 | Axial | 90546 | 90751 | 200.73 | 25419 | 1135 | VT03143U.1 | 2735 | 1937-02-01 | E | 57.93 | 89.58 | 2025-04-19 | VerticalCompact-BCD_2x1 | 1284 | 800 | 2161 |  |  | 224.5 | 35 | 35 | 630 | EC motor | 5060 | 2 | no | no | D | D | Aluminum | 2025-01-02 | 10 | 4 | yes | piece | 1
GCVC PD 063.2/11-23 | GCVC PD | 063.2/11-23 | 4251792 | finoox | GCVC 063.2D/1x1-2505-1-D/6/40/2.10/1200/AXS/1/015023 | 4935 | 1 | 1 | 2505 | Axial | 23978 | 24177 | 150.55 | 4190 | 500 | VT03145U.1 | 0.069 | 0.39 | A+ | 23.39 | 54.76 | 2025-05-12 | VerticalCompact-BCD_1x1 | 1284 | 615 | 1153 |  |  | 104.3 | 18 | 18 | 630 | EC motor | 5060 | 1 | no | no | D | D | Aluminum | 2025-01-02 | 10 | 6 | yes | piece | 1
GCVC PD 063.2/11-23 | GCVC PD | 063.2/11-23 | 4251794 | finoox | GCVC 063.2D/1x1-2505-1-D/4/40/2.10/1200/EXS/1/015023 | 4473 | 1 | 1 | 2505 | Axial | 21637 | 21738 | 100.37 | 4540 | 500 | VT03145U.1 | 0.066 | 0.39 | A+ | 22.92 | 54.29 | 2025-04-08 | VerticalCompact-BCD_1x1 | 1284 | 615 | 1153 |  |  | 89.8 | 18 | 18 | 630 | EC motor | 5060 | 1 | no | no | D | D | Epoxy coated aluminum | 2025-01-02 | 10 | 4 | yes | piece | 1
GCVC PD 080.2/22-35 | GCVC PD | 080.2/22-35 | 4248328 | finoox | GCVC 080.2D/2x2-2483-1-D/3/80/2.10/2400/AXS/1/015023 | 16329 | 2 | 2 | 2483 | Axial | 111269 | 111201 | 301.1 | 32203 | 470 | VT03061U.1 | 0.811 | 0.9 | B | 35.16 | 66.97 | 2025-04-28 | VerticalCompact-BCD_2x2 | 2484 | 800 | 2161 |  |  | 321.7 | 42 | 42 | 800 | EC motor | 5060 | 1 | no | no | D | D | Aluminum | 2025-01-02 | 6 | 3 | yes | piece | 1
GCVC PD 080.2/22-45 | GCVC PD | 080.2/22-45 | 4248466 | finoox | GCVC 080.2D/2x2-2545-2-D/3/80/2.10/2400/AXS/1/015023 | 17859 | 2 | 2 | 2545 | Axial | 140489 | 139753 | 301.1 | 49052 | 695 | VT03060U.1 | 2474 | 2015-01-01 | D | 44.86 | 76.66 | 2025-04-28 | VerticalCompact-BCD_2x2 | 2484 | 800 | 2161 |  |  | 333.3 | 42 | 42 | 800 | EC motor | 5060 | 2 | no | no | D | D | Aluminum | 2025-01-02 | 6 | 3 | yes | piece | 1
GCVC PD 080.3/11-32 | GCVC PD | 080.3/11-32 | 6056450 | finoox | GCVC 080.3D/1x1-3564-2-D/6/40/2.10/1200/AXS/1/015023 | 6439 | 1 | 1 | 3564 | Axial | 33712 | 33942 | 150.55 | 6271 | 440 | VT01445U.3 | 0.221 | 0.6 | B | 31.77 | 63.14 | 2025-07-12 | VerticalCompact-BCD_1x1 | 1284 | 620 | 1153 |  |  | 131.7 | 22 | 22 | 800 | EC motor | 5060 | 2 | no | no | D | D | Aluminum | 2025-01-02 | 10 | 6 | yes | piece | 1
GCVC PD 050.2/23-42 | GCVC PD | 050.2/23-42 | 4246248 | finoox | GCVC 050.2D/2x3-2354-W-D/6/80/2.10/3600/AXS/1/015023 | 16114 | 3 | 2 | 2354 | Axial | 167347 | 168129 | 903.29 | 30065 | 865 | VT03093U | 1227 | 0.97 | B | 42.41 | 74.37 | 78.2 | VerticalCompact-BCD_2x3 | 3684 | 800 | 2161 |  |  | 582.3 | 54 | 54 | 500 | AC motor | 50 | W | no | no | D | D | Aluminum | 2025-01-02 | 6 | 6 | yes | piece | 1
GCVC PD 050.2/12-49 | GCVC PD | 050.2/12-49 | 4250404 | finoox | GCVC 050.2D/1x2-2349-I-D/6/40/2.10/2400/AXS/1/015023 | 5535 | 2 | 1 | 2349 | Axial | 90233 | 90.62 | 301.1 | 18074 | 1590 | VT03150U | 1694 | 2025-07-01 | D | 48.87 | 80.39 | 2025-04-25 | VerticalCompact-BCD_1x2 | 2484 | 569 | 1153 |  |  | 205.2 | 35 | 35 | 500 | AC motor | 60 | I | no | no | D | D | Aluminum | 2025-01-02 | 6 | 6 | yes | piece | 1
GCVC PD 050.2/23-47 | GCVC PD | 050.2/23-47 | 4245317 | finoox | GCVC 050.2C/2x3-2386-K-D/4/64/2.10/2700/AXS/1/015023 | 10038 | 3 | 2 | 2386 | Axial | 128568 | 128556 | 361.32 | 33413 | 910 | VT01435 | 2493 | 0.92 | D | 47.47 | 79.21 | 32.1 | VerticalCompact-BCD_2x3 | 2784 | 800 | 1761 |  |  | 357.3 | 42 | 42 | 500 | AC motor | 60 | K | no | no | C | D | Aluminum | 2025-01-02 | 6 | 4 | yes | piece | 1
GCVC PD 050.2/21-41 | GCVC PD | 050.2/21-41 | 4244834 | finoox | GCVC 050.2C/2x1-2384-I-D/6/64/2.10/900/AXS/1/015023 | 4910 | 1 | 2 | 2384 | Axial | 46394 | 46793 | 180.66 | 9030 | 790 | VT01435 | 0.753 | 0.88 | D | 40.93 | 72.44 | 2025-03-16 | VerticalCompact-BCD_2x1 | 984 | 800 | 1761 |  |  | 155.3 | 28 | 28 | 500 | AC motor | 60 | I | no | no | C | D | Aluminum | 2025-01-02 | 12 | 6 | yes | piece | 1
GCVC PD 050.2/11-43 | GCVC PD | 050.2/11-43 | 4249296 | finoox | GCVC 050.2C/1x1-2411-1-D/6/32/2.10/900/AXS/1/015023 | 3074 | 1 | 1 | 2411 | Axial | 29597 | 29.83 | 90.33 | 6203 | 1260 | VT03011U.1 | 0.487 | 2025-02-02 | D | 42.83 | 74.09 | 2025-08-07 | VerticalCompact-BCD_1x1 | 984 | 586 | 953 |  |  | 72.9 | 22 | 22 | 500 | EC motor | 5060 | 1 | no | no | C | D | Aluminum | 2025-01-02 | 12 | 6 | yes | piece | 1
GCVC PD 063.2/13-45 | GCVC PD | 063.2/13-45 | 4251310 | finoox | GCVC 063.2C/1x3-2413-2-D/3/32/2.10/2700/AXS/1/015023 | 8810 | 3 | 1 | 2413 | Axial | 75308 | 75662 | 135.49 | 28101 | 1000 | VT03144U.1 | 1974 | 2025-01-01 | D | 45.09 | 76.6 | 12 | VerticalCompact-BCD_1x3 | 2784 | 623 | 953 |  |  | 173.8 | 35 | 35 | 630 | EC motor | 5060 | 2 | no | no | C | D | Aluminum | 2025-01-02 | 4 | 3 | yes | piece | 1
GCVC PD 050.2/11-51 | GCVC PD | 050.2/11-51 | 4249302 | finoox | GCVC 050.2C/1x1-2420-2-D/6/32/2.10/900/AXS/1/015023 | 3550 | 1 | 1 | 2420 | Axial | 36352 | 36.69 | 90.33 | 8268 | 1600 | VT03013U.1 | 0.973 | 1965-01-01 | E | 50.63 | 81.9 | 2025-08-07 | VerticalCompact-BCD_1x1 | 984 | 607 | 953 |  |  | 77.5 | 22 | 22 | 500 | EC motor | 5060 | 2 | no | no | C | D | Aluminum | 2025-01-02 | 8 | 6 | yes | piece | 1
GCVC PD 050.2/12-49 | GCVC PD | 050.2/12-49 | 4244155 | finoox | GCVC 050.2B/1x2-2347-D-D/4/24/2.10/1440/AXS/1/015023 | 2960 | 2 | 1 | 2347 | Axial | 38335 | 38.4 | 72.26 | 12029 | 1390 | VT03150U | 1503 | 1941-01-01 | E | 49.05 | 80.33 | 2025-01-06 | VerticalCompact-BCD_1x2 | 1524 | 569 | 753 |  |  | 94.2 | 22 | 22 | 500 | AC motor | 50 | D | no | no | B | D | Aluminum | 2025-01-02 | 8 | 4 | yes | piece | 1
GCVC PD 050.2/12-49 | GCVC PD | 050.2/12-49 | 4244157 | finoox | GCVC 050.2B/1x2-2347-D-D/4/24/2.10/1440/EXS/1/015023 | 3093 | 2 | 1 | 2347 | Axial | 36938 | 37003 | 72.26 | 12029 | 1390 | VT03150U | 1503 | 1941-01-01 | E | 49.05 | 80.33 | 2025-01-06 | VerticalCompact-BCD_1x2 | 1524 | 569 | 753 |  |  | 94.2 | 22 | 22 | 500 | AC motor | 50 | D | no | no | B | D | Epoxy coated aluminum | 2025-01-02 | 8 | 4 | yes | piece | 1
GCVC PD 045.2/14-50 | GCVC PD | 045.2/14-50 | 4249108 | finoox | GCVC 045.2C/1x4-2419-1-D/4/32/2.10/3600/EXS/1/015023 | 8632 | 4 | 1 | 2419 | Axial | 85886 | 85964 | 240.88 | 22237 | 1350 | VT03007U.1 | 1492 | 1965-01-01 | D | 50.47 | 82.09 | 2025-02-20 | VerticalCompact-BCD_1x4 | 3684 | 535 | 953 |  |  | 217 | 35 | 35 | 450 | EC motor | 5060 | 1 | no | no | C | D | Epoxy coated aluminum | 2025-01-02 | 4 | 4 | yes | piece | 1
GCVC PD 063.2/22-66 | GCVC PD | 063.2/22-66 | 4246796 | finoox | GCVC 063.2C/2x2-2551-2-D/3/64/2.10/1800/AXS/1/015023 | 15807 | 2 | 2 | 2551 | Axial | 118797 | 118933 | 180.66 | 53651 | 1360 | VT03143U.1 | 9911 | 4 | E | 66.19 | 97.82 | 2025-02-18 | VerticalCompact-BCD_2x2 | 1884 | 800 | 1761 |  |  | 302.2 | 42 | 42 | 630 | EC motor | 5060 | 2 | no | no | C | D | Aluminum | 2025-01-02 | 6 | 3 | yes | piece | 1
GCVC PD 080.2/12-16 | GCVC PD | 080.2/12-16 | 4252773 | finoox | GCVC 080.2D/1x2-2489-1-D/4/40/2.10/2400/EXS/1/015023 | 7796 | 2 | 1 | 2489 | Axial | 33.42 | 33493 | 200.73 | 6535 | 220 | VT03062U.1 | 0.061 | 0.15 | A+ | 2025-09-15 | 47.43 | 2025-03-16 | VerticalCompact-BCD_1x2 | 2484 | 608 | 1153 |  |  | 178.6 | 22 | 22 | 800 | EC motor | 5060 | 1 | no | no | D | D | Epoxy coated aluminum | 2025-01-02 | 8 | 4 | yes | piece | 1
GCVC PD 063.2/22-32 | GCVC PD | 063.2/22-32 | 4246747 | finoox | GCVC 063.2C/2x2-2506-1-D/3/64/2.10/1800/EXS/1/015023 | 11563 | 2 | 2 | 2506 | Axial | 60102 | 60025 | 180.66 | 16930 | 540 | VT03145U.1 | 0.346 | 0.45 | B | 31.52 | 63.15 | 2025-09-15 | VerticalCompact-BCD_2x2 | 1884 | 800 | 1761 |  |  | 210.3 | 28 | 28 | 630 | EC motor | 5060 | 1 | no | no | C | D | Epoxy coated aluminum | 2025-01-02 | 8 | 3 | yes | piece | 1
GCVC PD 063.2/24-49 | GCVC PD | 063.2/24-49 | 4247251 | finoox | GCVC 063.2C/2x4-2558-2-D/6/64/2.10/3600/EXS/1/015023 | 28911 | 4 | 2 | 2558 | Axial | 263821 | 264.42 | 722.63 | 59776 | 950 | VT03144U.1 | 4994 | 1 | D | 49.23 | 81.09 | 65.4 | VerticalCompact-BCD_2x4 | 3684 | 800 | 1761 |  |  | 545.2 | 64 | 64 | 630 | EC motor | 5060 | 2 | no | no | C | D | Epoxy coated aluminum | 2025-01-02 | 4 | 6 | yes | piece | 1
GCVC PD 050.2/11-52 | GCVC PD | 050.2/11-52 | 4244129 | finoox | GCVC 050.2B/1x1-2562-2-D/4/24/2.10/720/AXS/1/015023 | 2835 | 1 | 1 | 2562 | Axial | 20822 | 21064 | 36.13 | 6935 | 1595 | VT03013U.1 | 0.967 | 1965-01-01 | E | 51.71 | 82.9 | 2025-02-03 | VerticalCompact-BCD_1x1 | 804 | 607 | 753 |  |  | 52 | 18 | 18 | 500 | EC motor | 5060 | 2 | no | no | B | D | Aluminum | 2025-01-02 | 8 | 4 | yes | piece | 1
GCVC PD 063.2/12-29 | GCVC PD | 063.2/12-29 | 4252050 | finoox | GCVC 063.2D/1x2-2507-1-D/6/40/2.10/2400/AXS/1/015023 | 8338 | 2 | 1 | 2507 | Axial | 54834 | 55137 | 301.1 | 9753 | 580 | VT03145U.1 | 0.2 | 0.55 | A+ | 29.27 | 60.8 | 2025-06-24 | VerticalCompact-BCD_1x2 | 2484 | 615 | 1153 |  |  | 197.1 | 28 | 28 | 630 | EC motor | 5060 | 1 | no | no | D | D | Aluminum | 2025-01-02 | 8 | 6 | yes | piece | 1
GCVC PD 050.2/21-39 | GCVC PD | 050.2/21-39 | 4245884 | finoox | GCVC 050.2D/2x1-2517-1-D/4/80/2.10/1200/EXS/1/015023 | 6651 | 1 | 2 | 2517 | Axial | 47423 | 47557 | 200.73 | 10209 | 880 | VT03011U.1 | 0.314 | 0.84 | B | 38.64 | 70.29 | 2025-01-18 | VerticalCompact-BCD_2x1 | 1284 | 800 | 2161 |  |  | 177 | 28 | 28 | 500 | EC motor | 5060 | 1 | no | no | D | D | Epoxy coated aluminum | 2025-01-02 | 10 | 4 | yes | piece | 1
GCVC PD 063.2/22-43 | GCVC PD | 063.2/22-43 | 4246825 | finoox | GCVC 063.2C/2x2-2556-2-D/3/64/2.10/1800/EXS/1/015023 | 12820 | 2 | 2 | 2556 | Axial | 88671 | 88763 | 180.66 | 31552 | 850 | VT03144U.1 | 1643 | 0.77 | D | 42.65 | 74.28 | 17 | VerticalCompact-BCD_2x2 | 1884 | 800 | 1761 |  |  | 228.1 | 35 | 35 | 630 | EC motor | 5060 | 2 | no | no | C | D | Epoxy coated aluminum | 2025-01-02 | 6 | 3 | yes | piece | 1
GCVC PD 063.2/21-40 | GCVC PD | 063.2/21-40 | 4247483 | finoox | GCVC 063.2D/2x1-2556-2-D/6/80/2.10/1200/EXS/1/015023 | 10645 | 1 | 2 | 2556 | Axial | 82981 | 83491 | 301.1 | 16651 | 850 | VT03144U.1 | 0.789 | 0.77 | C | 40.05 | 71.7 | 2025-04-27 | VerticalCompact-BCD_2x1 | 1284 | 800 | 2161 |  |  | 219.7 | 35 | 35 | 630 | EC motor | 5060 | 2 | no | no | D | D | Epoxy coated aluminum | 2025-01-02 | 10 | 6 | yes | piece | 1
GCVC PD 050.2/13-42 | GCVC PD | 050.2/13-42 | 4250777 | finoox | GCVC 050.2D/1x3-2518-1-D/3/40/2.10/3600/EXS/1/015023 | 8141 | 3 | 1 | 2518 | Axial | 64671 | 64724 | 225.82 | 16694 | 945 | VT03011U.1 | 0.563 | 1 | B | 42.05 | 73.73 | 2025-03-19 | VerticalCompact-BCD_1x3 | 3684 | 586 | 1153 |  |  | 222.9 | 35 | 35 | 500 | EC motor | 5060 | 1 | no | no | D | D | Epoxy coated aluminum | 2025-01-02 | 4 | 3 | yes | piece | 1
GCVC PD 045.2/13-41 | GCVC PD | 045.2/13-41 | 4249039 | finoox | GCVC 045.2C/1x3-2526-1-D/4/32/2.10/2700/AXS/1/015023 | 6373 | 3 | 1 | 2526 | Axial | 48032 | 48106 | 180.66 | 10619 | 900 | VT03007U.1 | 0.368 | 0.58 | B | 41.35 | 72.85 | 15 | VerticalCompact-BCD_1x3 | 2784 | 535 | 953 |  |  | 165.8 | 28 | 28 | 450 | EC motor | 5060 | 1 | no | no | C | D | Aluminum | 2025-01-02 | 6 | 4 | yes | piece | 1
GCVC PD 063.2/24-65 | GCVC PD | 063.2/24-65 | 4247196 | finoox | GCVC 063.2C/2x4-2548-2-D/3/64/2.10/3600/AXS/1/015023 | 29866 | 4 | 2 | 2548 | Axial | 230778 | 227586 | 361.32 | 88296 | 1135 | VT03143U.1 | 1954-11-01 | 1937-02-01 | E | 65.14 | 97 | 34.6 | VerticalCompact-BCD_2x4 | 3684 | 800 | 1761 |  |  | 579.1 | 54 | 54 | 630 | EC motor | 5060 | 2 | no | no | C | D | Aluminum | 2025-01-02 | 2 | 3 | yes | piece | 1
GCVC PD 063.2/23-62 | GCVC PD | 063.2/23-62 | 4247926 | finoox | GCVC 063.2D/2x3-2548-2-D/4/80/2.10/3600/EXS/1/015023 | 28968 | 3 | 2 | 2548 | Axial | 256619 | 256319 | 602.19 | 76258 | 1135 | VT03143U.1 | 8205 | 1937-02-01 | E | 62.39 | 94.36 | 58.2 | VerticalCompact-BCD_2x3 | 3684 | 800 | 2161 |  |  | 618.2 | 64 | 64 | 630 | EC motor | 5060 | 2 | no | no | D | D | Epoxy coated aluminum | 2025-01-02 | 4 | 4 | yes | piece | 1
GCVC PD 050.2/14-46 | GCVC PD | 050.2/14-46 | 4250079 | finoox | GCVC 050.2C/1x4-2521-1-D/6/32/2.10/3600/EXS/1/015023 | 10834 | 4 | 1 | 2521 | Axial | 108098 | 108485 | 361.32 | 22199 | 1135 | VT03011U.1 | 1436 | 1965-01-01 | C | 46.2 | 77.83 | 31.4 | VerticalCompact-BCD_1x4 | 3684 | 586 | 953 |  |  | 260.8 | 42 | 42 | 500 | EC motor | 5060 | 1 | no | no | C | D | Epoxy coated aluminum | 2025-01-02 | 4 | 6 | yes | piece | 1
GCVC PD 080.2/22-52 | GCVC PD | 080.2/22-52 | 4248426 | finoox | GCVC 080.2D/2x2-2537-2-D/6/80/2.10/2400/AXS/1/015023 | 24494 | 2 | 2 | 2537 | Axial | 204011 | 204899 | 602.19 | 42975 | 750 | VT03059U.2 | 3386 | 2025-05-01 | D | 52.32 | 84.13 | 55.2 | VerticalCompact-BCD_2x2 | 2484 | 800 | 2161 |  |  | 462 | 54 | 54 | 800 | EC motor | 5060 | 2 | no | no | D | D | Aluminum | 2025-01-02 | 6 | 6 | yes | piece | 1
GCVC PD 050.3/13-50 | GCVC PD | 050.3/13-50 | 6073427 | finoox | GCVC 050.3C/1x3-3617-X-D/4/32/2.10/2700/EXS/1/015023 | 5595 | 3 | 1 | 3617 | Axial | 78.22 | 78416 | 180.66 | 21942 | 1260 | VT01524 | 2854 | 2025-04-04 | E | 49.67 | 81.18 | 2025-06-15 | VerticalCompact-BCD_1x3 | 2784 | 596 | 953 |  |  | 189.2 | 35 | 35 | 500 | AC motor | 60 | X | no | no | C | D | Epoxy coated aluminum | 2025-01-02 | 4 | 4 | yes | piece | 1
GCVC PD 063.2/12-45 | GCVC PD | 063.2/12-45 | 4251109 | finoox | GCVC 063.2C/1x2-2413-2-D/6/32/2.10/1800/EXS/1/015023 | 7819 | 2 | 1 | 2413 | Axial | 68131 | 68241 | 180.66 | 15801 | 1000 | VT03144U.1 | 1945-01-01 | 2025-01-01 | D | 44.7 | 76.09 | 2025-07-15 | VerticalCompact-BCD_1x2 | 1884 | 623 | 953 |  |  | 145.2 | 35 | 35 | 630 | EC motor | 5060 | 2 | no | no | C | D | Epoxy coated aluminum | 2025-01-02 | 8 | 6 | yes | piece | 1
GCVC PD 050.2/23-45 | GCVC PD | 050.2/23-45 | 4246253 | finoox | GCVC 050.2D/2x3-2355-X-D/4/80/2.10/3600/AXS/1/015023 | 13105 | 3 | 2 | 2355 | Axial | 154989 | 155319 | 602.19 | 33354 | 810 | VT03093U | 1701 | 2025-03-01 | C | 44.93 | 76.89 | 54.8 | VerticalCompact-BCD_2x3 | 3684 | 800 | 2161 |  |  | 492.5 | 54 | 54 | 500 | AC motor | 60 | X | no | no | D | D | Aluminum | 2025-01-02 | 4 | 4 | yes | piece | 1
GCVC PD 050.2/14-51 | GCVC PD | 050.2/14-51 | 4249914 | finoox | GCVC 050.2C/1x4-2347-D-D/3/32/2.10/3600/AXS/1/015023 | 6126 | 4 | 1 | 2347 | Axial | 86695 | 86318 | 180.66 | 31275 | 1390 | VT03150U | 2704 | 1941-01-01 | E | 51.17 | 82.79 | 2025-05-15 | VerticalCompact-BCD_1x4 | 3684 | 569 | 953 |  |  | 223.8 | 35 | 35 | 500 | AC motor | 50 | D | no | no | C | D | Aluminum | 2025-01-02 | 4 | 3 | yes | piece | 1
GCVC PD 045.2/13-49 | GCVC PD | 045.2/13-49 | 4249015 | finoox | GCVC 045.2C/1x3-2419-1-D/4/32/2.10/2700/AXS/1/015023 | 6391 | 3 | 1 | 2419 | Axial | 64222 | 64217 | 180.66 | 16678 | 1350 | VT03007U.1 | 1119 | 1965-01-01 | D | 49.33 | 80.84 | 2025-06-15 | VerticalCompact-BCD_1x3 | 2784 | 535 | 953 |  |  | 166.4 | 35 | 35 | 450 | EC motor | 5060 | 1 | no | no | C | D | Aluminum | 2025-01-02 | 6 | 4 | yes | piece | 1
GCVC PD 050.2/11-53 | GCVC PD | 050.2/11-53 | 4244056 | finoox | GCVC 050.2B/1x1-2410-2-D/3/24/2.10/720/AXS/1/015023 | 2787 | 1 | 1 | 2410 | Axial | 18527 | 18742 | 2025-01-27 | 8300 | 1770 | VT03013U.1 | 1303 | 2025-01-02 | E | 53.38 | 84.57 | 2025-04-02 | VerticalCompact-BCD_1x1 | 804 | 607 | 753 |  |  | 48.7 | 16 | 16 | 500 | EC motor | 5060 | 2 | no | no | B | D | Aluminum | 2025-01-02 | 8 | 3 | yes | piece | 1
GCVC PD 050.2/11-54 | GCVC PD | 050.2/11-54 | 4250235 | finoox | GCVC 050.2D/1x1-2410-2-D/4/40/2.10/1200/AXS/1/015023 | 3627 | 1 | 1 | 2410 | Axial | 39707 | 39901 | 100.37 | 10318 | 1770 | VT03013U.1 | 2016-01-01 | 2025-01-02 | E | 54.07 | 85.43 | 2025-06-08 | VerticalCompact-BCD_1x1 | 1284 | 607 | 1153 |  |  | 94.2 | 22 | 22 | 500 | EC motor | 5060 | 2 | no | no | D | D | Aluminum | 2025-01-02 | 10 | 4 | yes | piece | 1
GCVC PD 063.2/24-71 | GCVC PD | 063.2/24-71 | 4247106 | finoox | GCVC 063.2C/2x4-2412-2-D/3/64/2.10/3600/EXS/1/015023 | 30788 | 4 | 2 | 2412 | Axial | 258188 | 253891 | 361.32 | 120073 | 1510 | VT03143U.1 | 27111 | 5 | E | 71.18 | 103.04 | 34.6 | VerticalCompact-BCD_2x4 | 3684 | 800 | 1761 |  |  | 579.1 | 54 | 54 | 630 | EC motor | 5060 | 2 | no | no | C | D | Epoxy coated aluminum | 2025-01-02 | 2 | 3 | yes | piece | 1
GCVC PD 063.2/11-29 | GCVC PD | 063.2/11-29 | 4250951 | finoox | GCVC 063.2C/1x1-2506-1-D/6/32/2.10/900/EXS/1/015023 | 4394 | 1 | 1 | 2506 | Axial | 18338 | 18507 | 90.33 | 3437 | 540 | VT03145U.1 | 0.093 | 0.45 | A | 29.46 | 60.73 | 2025-06-07 | VerticalCompact-BCD_1x1 | 984 | 615 | 953 |  |  | 73.2 | 16 | 16 | 630 | EC motor | 5060 | 1 | no | no | C | D | Epoxy coated aluminum | 2025-01-02 | 12 | 6 | yes | piece | 1
GCVC PD 063.2/22-34 | GCVC PD | 063.2/22-34 | 4247656 | finoox | GCVC 063.2D/2x2-2509-1-D/4/80/2.10/2400/EXS/1/015023 | 14999 | 2 | 2 | 2509 | Axial | 104395 | 104241 | 401.46 | 24031 | 655 | VT03145U.1 | 0.531 | 0.75 | A | 34.31 | 66.12 | 36.3 | VerticalCompact-BCD_2x2 | 2484 | 800 | 2161 |  |  | 326 | 42 | 42 | 630 | EC motor | 5060 | 1 | no | no | D | D | Epoxy coated aluminum | 2025-01-02 | 8 | 4 | yes | piece | 1
GCVC PD 063.2/12-32 | GCVC PD | 063.2/12-32 | 4252065 | finoox | GCVC 063.2D/1x2-2509-1-D/6/40/2.10/2400/EXS/1/015023 | 8912 | 2 | 1 | 2509 | Axial | 60321 | 60583 | 301.1 | 11136 | 655 | VT03145U.1 | 0.281 | 0.75 | A | 31.92 | 63.45 | 2025-06-24 | VerticalCompact-BCD_1x2 | 2484 | 615 | 1153 |  |  | 197.1 | 28 | 28 | 630 | EC motor | 5060 | 1 | no | no | D | D | Epoxy coated aluminum | 2025-01-02 | 8 | 6 | yes | piece | 1
GCVC PD 045.2/11-48 | GCVC PD | 045.2/11-48 | 4243879 | finoox | GCVC 045.2B/1x1-2533-1-D/4/24/2.10/720/EXS/1/015023 | 2472 | 1 | 1 | 2533 | Axial | 2025-06-16 | 16203 | 36.13 | 4790 | 1425 | VT03007U.1 | 0.462 | 2025-09-01 | E | 47.83 | 79.02 | 2025-02-03 | VerticalCompact-BCD_1x1 | 804 | 535 | 753 |  |  | 45.6 | 16 | 16 | 450 | EC motor | 5060 | 1 | no | no | B | D | Epoxy coated aluminum | 2025-01-02 | 8 | 4 | yes | piece | 1
GCVC PD 045.2/22-53 | GCVC PD | 045.2/22-53 | 4244585 | finoox | GCVC 045.2C/2x2-2533-1-D/3/64/2.10/1800/EXS/1/015023 | 8274 | 2 | 2 | 2533 | Axial | 72227 | 72092 | 180.66 | 23336 | 1425 | VT03007U.1 | 1791 | 2025-09-01 | D | 52.53 | 84.16 | 2025-09-16 | VerticalCompact-BCD_2x2 | 1884 | 800 | 1761 |  |  | 200.9 | 35 | 35 | 450 | EC motor | 5060 | 1 | no | no | C | D | Epoxy coated aluminum | 2025-01-02 | 8 | 3 | yes | piece | 1
GCVC PD 080.2/22-42 | GCVC PD | 080.2/22-42 | 4248461 | finoox | GCVC 080.2D/2x2-2543-2-D/4/80/2.10/2400/EXS/1/015023 | 20194 | 2 | 2 | 2543 | Axial | 144639 | 144736 | 401.46 | 37889 | 575 | VT03060U.1 | 1507 | 0.78 | C | 41.78 | 73.59 | 36.3 | VerticalCompact-BCD_2x2 | 2484 | 800 | 2161 |  |  | 362.5 | 42 | 42 | 800 | EC motor | 5060 | 2 | no | no | D | D | Epoxy coated aluminum | 2025-01-02 | 6 | 4 | yes | piece | 1
GCVC PD 080.2/23-53 | GCVC PD | 080.2/23-53 | 4248708 | finoox | GCVC 080.2D/2x3-2538-2-D/4/80/2.10/3600/EXS/1/015023 | 33136 | 3 | 2 | 2538 | Axial | 262262 | 262247 | 602.19 | 79571 | 800 | VT03059U.2 | 6009 | 1989-01-01 | D | 53.26 | 85.22 | 58.2 | VerticalCompact-BCD_2x3 | 3684 | 800 | 2161 |  |  | 588.9 | 64 | 64 | 800 | EC motor | 5060 | 2 | no | no | D | D | Epoxy coated aluminum | 2025-01-02 | 4 | 4 | yes | piece | 1
GCVC PD 050.2/13-40 | GCVC PD | 050.2/13-40 | 4249819 | finoox | GCVC 050.2C/1x3-2517-1-D/6/32/2.10/2700/EXS/1/015023 | 8375 | 3 | 1 | 2517 | Axial | 66105 | 66438 | 270.99 | 12761 | 880 | VT03011U.1 | 0.526 | 0.84 | B | 39.62 | 71.13 | 2025-06-22 | VerticalCompact-BCD_1x3 | 2784 | 586 | 953 |  |  | 197.5 | 35 | 35 | 500 | EC motor | 5060 | 1 | no | no | C | D | Epoxy coated aluminum | 2025-01-02 | 6 | 6 | yes | piece | 1
GCVC PD 063.2/23-62 | GCVC PD | 063.2/23-62 | 4247923 | finoox | GCVC 063.2D/2x3-2548-2-D/4/80/2.10/3600/AXS/1/015023 | 27636 | 3 | 2 | 2548 | Axial | 265.26 | 264353 | 602.19 | 76258 | 1135 | VT03143U.1 | 8205 | 1937-02-01 | E | 62.39 | 94.36 | 58.2 | VerticalCompact-BCD_2x3 | 3684 | 800 | 2161 |  |  | 618.2 | 64 | 64 | 630 | EC motor | 5060 | 2 | no | no | D | D | Aluminum | 2025-01-02 | 4 | 4 | yes | piece | 1
GCVC PD 050.2/12-29 | GCVC PD | 050.2/12-29 | 4244208 | finoox | GCVC 050.2B/1x2-2512-1-D/3/24/2.10/1440/AXS/1/015023 | 3807 | 2 | 1 | 2512 | Axial | 18372 | 18409 | 54.2 | 4938 | 565 | VT03011U.1 | 0.111 | 0.28 | B | 2025-07-29 | 60.36 | 2025-05-04 | VerticalCompact-BCD_1x2 | 1524 | 586 | 753 |  |  | 78.7 | 16 | 16 | 500 | EC motor | 5060 | 1 | no | no | B | D | Aluminum | 2025-01-02 | 8 | 3 | yes | piece | 1
GCVC PD 045.2/11-43 | GCVC PD | 045.2/11-43 | 4243861 | finoox | GCVC 045.2B/1x1-2529-1-D/4/24/2.10/720/AXS/1/015023 | 2378 | 1 | 1 | 2529 | Axial | 14019 | 14146 | 36.13 | 3716 | 1125 | VT03007U.1 | 0.233 | 1 | D | 42.87 | 74.05 | 2025-02-03 | VerticalCompact-BCD_1x1 | 804 | 535 | 753 |  |  | 45.6 | 16 | 16 | 450 | EC motor | 5060 | 1 | no | no | B | D | Aluminum | 2025-01-02 | 8 | 4 | yes | piece | 1
GCVC PD 050.2/13-35 | GCVC PD | 050.2/13-35 | 4249669 | finoox | GCVC 050.2C/1x3-2336-D-D/3/32/2.10/2700/EXS/1/015023 | 5062 | 3 | 1 | 2336 | Axial | 41034 | 40946 | 135.49 | 11134 | 660 | VT01437 | 0.375 | 0.33 | C | 35.05 | 66.56 | 2025-05-11 | VerticalCompact-BCD_1x3 | 2784 | 596 | 953 |  |  | 165.2 | 28 | 28 | 500 | AC motor | 50 | D | no | no | C | D | Epoxy coated aluminum | 2025-01-02 | 6 | 3 | yes | piece | 1
GCVC PD 050.2/13-40 | GCVC PD | 050.2/13-40 | 4250607 | finoox | GCVC 050.2D/1x3-2332-D-D/4/40/2.10/3600/AXS/1/015023 | 6727 | 3 | 1 | 2332 | Axial | 76655 | 76833 | 301.1 | 16439 | 850 | VT01435 | 0.746 | 0.74 | C | 40.13 | 71.81 | 2025-02-25 | VerticalCompact-BCD_1x3 | 3684 | 596 | 1153 |  |  | 259.6 | 35 | 35 | 500 | AC motor | 50 | D | no | no | D | D | Aluminum | 2025-01-02 | 4 | 4 | yes | piece | 1
GCVC PD 050.2/22-30 | GCVC PD | 050.2/22-30 | 4245981 | finoox | GCVC 050.2D/2x2-2337-S-D/6/80/2.10/2400/EXS/1/015023 | 11601 | 2 | 2 | 2337 | Axial | 72846 | 73389 | 602.19 | 12302 | 510 | VT01437 | 0.314 | 0.16 | A | 30 | 61.81 | 50.5 | VerticalCompact-BCD_2x2 | 2484 | 800 | 2161 |  |  | 389.5 | 35 | 35 | 500 | AC motor | 50 | S | no | no | D | D | Epoxy coated aluminum | 2025-01-02 | 10 | 6 | yes | piece | 1
GCVC PD 050.2/22-41 | GCVC PD | 050.2/22-41 | 4246008 | finoox | GCVC 050.2D/2x2-2354-W-D/6/80/2.10/2400/AXS/1/015023 | 10712 | 2 | 2 | 2354 | Axial | 112144 | 112742 | 602.19 | 20043 | 865 | VT03093U | 0.818 | 0.97 | B | 40.8 | 72.61 | 52 | VerticalCompact-BCD_2x2 | 2484 | 800 | 2161 |  |  | 395 | 42 | 42 | 500 | AC motor | 50 | W | no | no | D | D | Aluminum | 2025-01-02 | 8 | 6 | yes | piece | 1
GCVC PD 050.2/23-44 | GCVC PD | 050.2/23-44 | 4246249 | finoox | GCVC 050.2D/2x3-2354-W-D/3/80/2.10/3600/EXS/1/015023 | 12227 | 3 | 2 | 2354 | Axial | 126047 | 125938 | 451.65 | 32110 | 865 | VT03093U | 1188 | 0.97 | C | 43.71 | 75.68 | 40 | VerticalCompact-BCD_2x3 | 3684 | 800 | 2161 |  |  | 442.6 | 42 | 42 | 500 | AC motor | 50 | W | no | no | D | D | Epoxy coated aluminum | 2025-01-02 | 4 | 3 | yes | piece | 1
GCVC PD 050.2/24-26 | GCVC PD | 050.2/24-26 | 4245574 | finoox | GCVC 050.2C/2x4-2389-J-D/4/64/2.10/3600/EXS/1/015023 | 13433 | 4 | 2 | 2389 | Axial | 91986 | 92021 | 481.75 | 18972 | 450 | VT01437 | 0.658 | 0.17 | B | 26.15 | 58.01 | 40.1 | VerticalCompact-BCD_2x4 | 3684 | 800 | 1761 |  |  | 441.1 | 35 | 35 | 500 | AC motor | 60 | J | no | no | C | D | Epoxy coated aluminum | 2025-01-02 | 6 | 4 | yes | piece | 1
GCVC PD 063.2/22-46 | GCVC PD | 063.2/22-46 | 4246697 | finoox | GCVC 063.2C/2x2-2413-2-D/4/64/2.10/1800/AXS/1/015023 | 13140 | 2 | 2 | 2413 | Axial | 119931 | 120332 | 240.88 | 35488 | 1000 | VT03144U.1 | 2727 | 2025-01-01 | D | 46.15 | 77.78 | 2025-09-22 | VerticalCompact-BCD_2x2 | 1884 | 800 | 1761 |  |  | 247.6 | 42 | 42 | 630 | EC motor | 5060 | 2 | no | no | C | D | Aluminum | 2025-01-02 | 6 | 4 | yes | piece | 1
GCVC PD 045.2/22-44 | GCVC PD | 045.2/22-44 | 4244549 | finoox | GCVC 045.2C/2x2-2527-1-D/3/64/2.10/1800/EXS/1/015023 | 8271 | 2 | 2 | 2527 | Axial | 57621 | 57.53 | 180.66 | 15810 | 975 | VT03007U.1 | 0.605 | 0.68 | C | 44.25 | 75.88 | 2025-09-15 | VerticalCompact-BCD_2x2 | 1884 | 800 | 1761 |  |  | 200 | 28 | 28 | 450 | EC motor | 5060 | 1 | no | no | C | D | Epoxy coated aluminum | 2025-01-02 | 8 | 3 | yes | piece | 1
GCVC PD 063.2/22-38 | GCVC PD | 063.2/22-38 | 4246769 | finoox | GCVC 063.2C/2x2-2510-1-D/4/64/2.10/1800/AXS/1/015023 | 11791 | 2 | 2 | 2510 | Axial | 84014 | 84123 | 240.88 | 20736 | 695 | VT03145U.1 | 0.704 | 0.9 | B | 37.71 | 69.34 | 2025-07-21 | VerticalCompact-BCD_2x2 | 1884 | 800 | 1761 |  |  | 228.7 | 35 | 35 | 630 | EC motor | 5060 | 1 | no | no | C | D | Aluminum | 2025-01-02 | 8 | 4 | yes | piece | 1
GCVC PD 063.2/24-66 | GCVC PD | 063.2/24-66 | 4247200 | finoox | GCVC 063.2C/2x4-2549-2-D/3/64/2.10/3600/AXS/1/015023 | 29866 | 4 | 2 | 2549 | Axial | 240.38 | 236.81 | 361.32 | 94609 | 1210 | VT03143U.1 | 13974 | 1986-02-01 | E | 66.49 | 98.36 | 34.6 | VerticalCompact-BCD_2x4 | 3684 | 800 | 1761 |  |  | 579.1 | 54 | 54 | 630 | EC motor | 5060 | 2 | no | no | C | D | Aluminum | 2025-01-02 | 2 | 3 | yes | piece | 1
GCVC PD 080.2/11-36 | GCVC PD | 080.2/11-36 | 4252595 | finoox | GCVC 080.2D/1x1-2543-2-D/4/40/2.10/1200/EXS/1/015023 | 5197 | 1 | 1 | 2543 | Axial | 36603 | 36739 | 100.37 | 9472 | 575 | VT03060U.1 | 0.377 | 0.78 | C | 36.2 | 67.57 | 2025-06-08 | VerticalCompact-BCD_1x1 | 1284 | 613 | 1153 |  |  | 99.6 | 22 | 22 | 800 | EC motor | 5060 | 2 | no | no | D | D | Epoxy coated aluminum | 2025-01-02 | 10 | 4 | yes | piece | 1
GCVC PD 050.2/11-32 | GCVC PD | 050.2/11-32 | 4244084 | finoox | GCVC 050.2B/1x1-2515-1-D/3/24/2.10/720/AXS/1/015023 | 2331 | 1 | 1 | 2515 | Axial | 10987 | 2025-07-11 | 2025-01-27 | 3367 | 755 | VT03011U.1 | 0.117 | 0.58 | C | 32.2 | 63.39 | 2025-04-02 | VerticalCompact-BCD_1x1 | 804 | 586 | 753 |  |  | 44.1 | 16 | 16 | 500 | EC motor | 5060 | 1 | no | no | B | D | Aluminum | 2025-01-02 | 8 | 3 | yes | piece | 1
GCVC PD 063.2/13-17 | GCVC PD | 063.2/13-17 | 4252256 | finoox | GCVC 063.2D/1x3-2500-1-D/4/40/2.10/3600/EXS/1/015023 | 10540 | 3 | 1 | 2500 | Axial | 42258 | 42613 | 301.1 | 8189 | 310 | VT03145U.1 | 0.071 | 0.13 | A+ | 2025-09-16 | 48.58 | 2025-05-24 | VerticalCompact-BCD_1x3 | 3684 | 615 | 1153 |  |  | 246.6 | 28 | 28 | 630 | EC motor | 5060 | 1 | no | no | D | D | Epoxy coated aluminum | 2025-01-02 | 8 | 4 | yes | piece | 1
GCVC PD 080.2/21-41 | GCVC PD | 080.2/21-41 | 4248190 | finoox | GCVC 080.2D/2x1-2544-2-D/3/80/2.10/1200/EXS/1/015023 | 8769 | 1 | 2 | 2544 | Axial | 67849 | 67.77 | 150.55 | 23079 | 655 | VT03060U.1 | 2025-04-01 | 2025-05-01 | D | 40.79 | 72.45 | 2025-03-15 | VerticalCompact-BCD_2x1 | 1284 | 800 | 2161 |  |  | 183.7 | 35 | 35 | 800 | EC motor | 5060 | 2 | no | no | D | D | Epoxy coated aluminum | 2025-01-02 | 10 | 3 | yes | piece | 1
GCVC PD 045.2/11-45 | GCVC PD | 045.2/11-45 | 4248826 | finoox | GCVC 045.2C/1x1-0426-W-D/4/32/2.10/900/EXS/1/015023 | 2255 | 1 | 1 | 426 | Axial | 21063 | 21186 | 60.22 | 5383 | 1360 | VT0326U | 0.416 | 2025-02-02 | D | 44.7 | 75.96 | 2025-02-05 | VerticalCompact-BCD_1x1 | 984 | 521 | 953 |  |  | 65.7 | 18 | 18 | 450 | AC motor | 50 | W | no | no | C | D | Epoxy coated aluminum | 2025-01-02 | 8 | 4 | yes | piece | 1
GCVC PD 050.2/13-30 | GCVC PD | 050.2/13-30 | 4249722 | finoox | GCVC 050.2C/1x3-2385-J-D/4/32/2.10/2700/EXS/1/015023 | 5524 | 3 | 1 | 2385 | Axial | 37836 | 37944 | 180.66 | 7859 | 430 | VT01435 | 0.399 | 0.32 | C | 29.91 | 61.42 | 2025-06-14 | VerticalCompact-BCD_1x3 | 2784 | 596 | 953 |  |  | 185.3 | 22 | 22 | 500 | AC motor | 60 | J | no | no | C | D | Epoxy coated aluminum | 2025-01-02 | 6 | 4 | yes | piece | 1
GCVC PD 050.2/11-46 | GCVC PD | 050.2/11-46 | 4250167 | finoox | GCVC 050.2D/1x1-2349-I-D/6/40/2.10/1200/EXS/1/015023 | 3497 | 1 | 1 | 2349 | Axial | 44134 | 44418 | 150.55 | 9037 | 1590 | VT03150U | 0.847 | 2025-07-01 | D | 46.02 | 77.38 | 2025-01-13 | VerticalCompact-BCD_1x1 | 1284 | 569 | 1153 |  |  | 109.4 | 28 | 28 | 500 | AC motor | 60 | I | no | no | D | D | Epoxy coated aluminum | 2025-01-02 | 10 | 6 | yes | piece | 1
GCVC PD 063.2/13-62 | GCVC PD | 063.2/13-62 | 4251253 | finoox | GCVC 063.2C/1x3-2356-D-D/3/32/2.10/2700/EXS/1/015023 | 8008 | 3 | 1 | 2356 | Axial | 86659 | 86191 | 135.49 | 41433 | 1330 | VT01441 | 7742 | 5 | E | 61.57 | 93.08 | 12 | VerticalCompact-BCD_1x3 | 2784 | 606 | 953 |  |  | 229 | 35 | 35 | 630 | AC motor | 50 | D | no | no | C | D | Epoxy coated aluminum | 2025-01-02 | 4 | 3 | yes | piece | 1
GCVC PD 063.2/21-34 | GCVC PD | 063.2/21-34 | 4246562 | finoox | GCVC 063.2C/2x1-2510-1-D/3/64/2.10/900/AXS/1/015023 | 6698 | 1 | 2 | 2510 | Axial | 36946 | 37153 | 90.33 | 11081 | 695 | VT03145U.1 | 0.341 | 0.9 | C | 33.85 | 65.36 | 2025-03-08 | VerticalCompact-BCD_2x1 | 984 | 800 | 1761 |  |  | 119.5 | 22 | 22 | 630 | EC motor | 5060 | 1 | no | no | C | D | Aluminum | 2025-01-02 | 8 | 3 | yes | piece | 1
GCVC PD 045.2/11-43 | GCVC PD | 045.2/11-43 | 4248882 | finoox | GCVC 045.2C/1x1-2530-1-D/3/32/2.10/900/AXS/1/015023 | 2656 | 1 | 1 | 2530 | Axial | 17007 | 17095 | 45.16 | 4892 | 1200 | VT03007U.1 | 0.272 | 2025-01-01 | D | 43.13 | 74.39 | 2025-09-03 | VerticalCompact-BCD_1x1 | 984 | 535 | 953 |  |  | 57.5 | 16 | 16 | 450 | EC motor | 5060 | 1 | no | no | C | D | Aluminum | 2025-01-02 | 8 | 3 | yes | piece | 1
GCVC PD 045.2/12-47 | GCVC PD | 045.2/12-47 | 4243926 | finoox | GCVC 045.2B/1x2-2530-1-D/3/24/2.10/1440/EXS/1/015023 | 3998 | 2 | 1 | 2530 | Axial | 24.85 | 24854 | 54.2 | 8464 | 1200 | VT03007U.1 | 0.561 | 2025-01-01 | D | 46.59 | 77.87 | 2025-06-04 | VerticalCompact-BCD_1x2 | 1524 | 535 | 753 |  |  | 75.4 | 18 | 18 | 450 | EC motor | 5060 | 1 | no | no | B | D | Epoxy coated aluminum | 2025-01-02 | 8 | 3 | yes | piece | 1
GCVC PD 080.2/12-13 | GCVC PD | 080.2/12-13 | 4252768 | finoox | GCVC 080.2D/1x2-2488-1-D/3/40/2.10/2400/EXS/1/015023 | 7265 | 2 | 1 | 2488 | Axial | 27912 | 27887 | 150.55 | 6199 | 195 | VT03062U.1 | 0.048 | 0.12 | A+ | 1951-12-01 | 44.04 | 2025-04-12 | VerticalCompact-BCD_1x2 | 2484 | 608 | 1153 |  |  | 164.2 | 22 | 22 | 800 | EC motor | 5060 | 1 | no | no | D | D | Epoxy coated aluminum | 2025-01-02 | 8 | 3 | yes | piece | 1
GCVC PD 045.2/23-42 | GCVC PD | 045.2/23-42 | 4244628 | finoox | GCVC 045.2C/2x3-2525-1-D/4/64/2.10/2700/EXS/1/015023 | 12484 | 3 | 2 | 2525 | Axial | 88277 | 88646 | 361.32 | 19407 | 825 | VT03007U.1 | 0.582 | 0.47 | B | 42.23 | 73.98 | 2025-09-30 | VerticalCompact-BCD_2x3 | 2784 | 800 | 1761 |  |  | 315.3 | 35 | 35 | 450 | EC motor | 5060 | 1 | no | no | C | D | Epoxy coated aluminum | 2025-01-02 | 6 | 4 | yes | piece | 1
GCVC PD 050.2/11-49 | GCVC PD | 050.2/11-49 | 4249384 | finoox | GCVC 050.2C/1x1-2560-2-D/3/32/2.10/900/AXS/1/015023 | 3097 | 1 | 1 | 2560 | Axial | 22797 | 22937 | 45.16 | 7744 | 1415 | VT03013U.1 | 0.63 | 2021-01-01 | E | 48.5 | 79.77 | 4 | VerticalCompact-BCD_1x1 | 984 | 607 | 953 |  |  | 63.9 | 18 | 18 | 500 | EC motor | 5060 | 2 | no | no | C | D | Aluminum | 2025-01-02 | 8 | 3 | yes | piece | 1
GCVC PD 080.2/11-18 | GCVC PD | 080.2/11-18 | 4252508 | finoox | GCVC 080.2D/1x1-2492-1-D/3/40/2.10/1200/AXS/1/015023 | 4228 | 1 | 1 | 2492 | Axial | 19746 | 19769 | 75.27 | 4794 | 295 | VT03062U.1 | 0.056 | 0.3 | A+ | 18.18 | 49.55 | 2025-03-06 | VerticalCompact-BCD_1x1 | 1284 | 608 | 1153 |  |  | 88 | 16 | 16 | 800 | EC motor | 5060 | 1 | no | no | D | D | Aluminum | 2025-01-02 | 10 | 3 | yes | piece | 1
GCVC PD 050.2/14-41 | GCVC PD | 050.2/14-41 | 4250052 | finoox | GCVC 050.2C/1x4-2517-1-D/6/32/2.10/3600/AXS/1/015023 | 10020 | 4 | 1 | 2517 | Axial | 86923 | 87144 | 361.32 | 17014 | 880 | VT03011U.1 | 0.702 | 0.84 | B | 40.76 | 72.38 | 2025-05-29 | VerticalCompact-BCD_1x4 | 3684 | 586 | 953 |  |  | 257.3 | 35 | 35 | 500 | EC motor | 5060 | 1 | no | no | C | D | Aluminum | 2025-01-02 | 6 | 6 | yes | piece | 1
GCVC PD 063.2/12-24 | GCVC PD | 063.2/12-24 | 4251134 | finoox | GCVC 063.2C/1x2-2503-1-D/3/32/2.10/1800/AXS/1/015023 | 5780 | 2 | 1 | 2503 | Axial | 25945 | 25956 | 90.33 | 6532 | 425 | VT03145U.1 | 0.095 | 0.25 | A+ | 23.77 | 55.16 | 2025-06-07 | VerticalCompact-BCD_1x2 | 1884 | 615 | 953 |  |  | 109.6 | 22 | 22 | 630 | EC motor | 5060 | 1 | no | no | C | D | Aluminum | 2025-01-02 | 8 | 3 | yes | piece | 1
GCVC PD 050.2/22-34 | GCVC PD | 050.2/22-34 | 4246100 | finoox | GCVC 050.2D/2x2-2513-1-D/4/80/2.10/2400/EXS/1/015023 | 11625 | 2 | 2 | 2513 | Axial | 72471 | 72561 | 401.46 | 14480 | 630 | VT03011U.1 | 0.256 | 0.37 | A+ | 34.12 | 65.93 | 34.8 | VerticalCompact-BCD_2x2 | 2484 | 800 | 2161 |  |  | 319.5 | 35 | 35 | 500 | EC motor | 5060 | 1 | no | no | D | D | Epoxy coated aluminum | 2025-01-02 | 8 | 4 | yes | piece | 1
GCVC PD 080.2/21-46 | GCVC PD | 080.2/21-46 | 4248145 | finoox | GCVC 080.2D/2x1-2536-2-D/4/80/2.10/1200/AXS/1/015023 | 9903 | 1 | 2 | 2536 | Axial | 85.1 | 85299 | 200.73 | 22948 | 700 | VT03059U.2 | 1352 | 2025-04-01 | D | 46.03 | 77.68 | 2025-04-19 | VerticalCompact-BCD_2x1 | 1284 | 800 | 2161 |  |  | 214.7 | 35 | 35 | 800 | EC motor | 5060 | 2 | no | no | D | D | Aluminum | 2025-01-02 | 10 | 4 | yes | piece | 1
GCVC PD 080.2/13-48 | GCVC PD | 080.2/13-48 | 4253101 | finoox | GCVC 080.2D/1x3-2536-2-D/4/40/2.10/3600/AXS/1/015023 | 13756 | 3 | 1 | 2536 | Axial | 124917 | 124891 | 301.1 | 34422 | 700 | VT03059U.2 | 2028 | 2025-04-01 | D | 47.76 | 79.44 | 26 | VerticalCompact-BCD_1x3 | 3684 | 650 | 1153 |  |  | 300.7 | 42 | 42 | 800 | EC motor | 5060 | 2 | no | no | D | D | Aluminum | 2025-01-02 | 4 | 4 | yes | piece | 1
GCVC PD 050.2/11-31 | GCVC PD | 050.2/11-31 | 4244081 | finoox | GCVC 050.2B/1x1-2514-1-D/4/24/2.10/720/AXS/1/015023 | 2353 | 1 | 1 | 2514 | Axial | 11754 | 11833 | 36.13 | 2844 | 695 | VT03011U.1 | 0.094 | 0.47 | B | 31.25 | 62.44 | 2025-02-03 | VerticalCompact-BCD_1x1 | 804 | 586 | 753 |  |  | 47.3 | 16 | 16 | 500 | EC motor | 5060 | 1 | no | no | B | D | Aluminum | 2025-01-02 | 12 | 4 | yes | piece | 1
GCVC PD 045.2/11-42 | GCVC PD | 045.2/11-42 | 4248880 | finoox | GCVC 045.2C/1x1-2529-1-D/4/32/2.10/900/EXS/1/015023 | 2852 | 1 | 1 | 2529 | Axial | 18466 | 18558 | 60.22 | 4459 | 1125 | VT03007U.1 | 0.229 | 1 | C | 41.67 | 72.93 | 2025-01-05 | VerticalCompact-BCD_1x1 | 984 | 535 | 953 |  |  | 61.9 | 16 | 16 | 450 | EC motor | 5060 | 1 | no | no | C | D | Epoxy coated aluminum | 2025-01-02 | 8 | 4 | yes | piece | 1
GCVC PD 080.3/21-52 | GCVC PD | 080.3/21-52 | 6194453 | finoox | GCVC 080.3D/2x1-3483-K-D/3/80/2.10/1200/AXS/1/015023 | 6991 | 1 | 2 | 3483 | Axial | 91804 | 92103 | 150.55 | 36676 | 960 | VT01526 | 5244 | 4 | E | 52.28 | 83.93 | 2025-04-15 | VerticalCompact-BCD_2x1 | 1284 | 800 | 2161 |  |  | 217.7 | 35 | 35 | 800 | AC motor | 60 | K | no | no | D | D | Aluminum | 2025-01-02 | 8 | 3 | yes | piece | 1
GCVC PD 080.3/12-54 | GCVC PD | 080.3/12-54 | 6140714 | finoox | GCVC 080.3D/1x2-3561-2-D/4/40/2.10/2400/AXS/1/015023 | 10289 | 2 | 1 | 3561 | Axial | 106.97 | 107469 | 200.73 | 32479 | 930 | VT01445U.3 | 3375 | 1975-02-01 | E | 54.05 | 85.58 | 2025-03-18 | VerticalCompact-BCD_1x2 | 2484 | 620 | 1153 |  |  | 223.7 | 42 | 42 | 800 | EC motor | 5060 | 2 | no | no | D | D | Aluminum | 2025-01-02 | 4 | 4 | yes | piece | 1
GCVC PD 080.2/13-56 | GCVC PD | 080.2/13-56 | 4252951 | finoox | GCVC 080.2D/1x3-1656-2-D/4/40/2.10/3600/AXS/1/015023 | 13860 | 3 | 1 | 1656 | Axial | 157214 | 155.93 | 301.1 | 53607 | 1000 | VT03059U.2 | 6468 | 2025-02-03 | E | 56.25 | 87.94 | 2025-07-27 | VerticalCompact-BCD_1x3 | 3684 | 650 | 1153 |  |  | 303.9 | 54 | 54 | 800 | EC motor | 5060 | 2 | no | no | D | D | Aluminum | 2025-01-02 | 4 | 4 | yes | piece | 1
GCVC PD 050.2/14-32 | GCVC PD | 050.2/14-32 | 4249898 | finoox | GCVC 050.2C/1x4-2333-S-D/6/32/2.10/3600/AXS/1/015023 | 7801 | 4 | 1 | 2333 | Axial | 65.18 | 65503 | 361.32 | 11635 | 530 | VT01435 | 0.599 | 0.35 | C | 32.19 | 63.82 | 2025-05-29 | VerticalCompact-BCD_1x4 | 3684 | 596 | 953 |  |  | 277.2 | 35 | 35 | 500 | AC motor | 50 | S | no | no | C | D | Aluminum | 2025-01-02 | 6 | 6 | yes | piece | 1
GCVC PD 050.2/12-45 | GCVC PD | 050.2/12-45 | 4250397 | finoox | GCVC 050.2D/1x2-2348-S-D/4/40/2.10/2400/AXS/1/015023 | 4561 | 2 | 1 | 2348 | Axial | 63005 | 63081 | 200.73 | 14828 | 1180 | VT03150U | 1014 | 0.9 | D | 45.28 | 76.8 | 2025-05-17 | VerticalCompact-BCD_1x2 | 2484 | 569 | 1153 |  |  | 176.2 | 35 | 35 | 500 | AC motor | 50 | S | no | no | D | D | Aluminum | 2025-01-02 | 6 | 4 | yes | piece | 1
GCVC PD 050.2/11-40 | GCVC PD | 050.2/11-40 | 4249217 | finoox | GCVC 050.2C/1x1-2348-S-D/6/32/2.10/900/EXS/1/015023 | 2759 | 1 | 1 | 2348 | Axial | 28038 | 28236 | 90.33 | 5933 | 1180 | VT03150U | 0.55 | 0.9 | D | 40.44 | 71.71 | 2025-08-07 | VerticalCompact-BCD_1x1 | 984 | 569 | 953 |  |  | 77.5 | 22 | 22 | 500 | AC motor | 50 | S | no | no | C | D | Epoxy coated aluminum | 2025-01-02 | 12 | 6 | yes | piece | 1
GCVC PD 063.2/11-25 | GCVC PD | 063.2/11-25 | 4250876 | finoox | GCVC 063.2C/1x1-2398-I-D/3/32/2.10/900/AXS/1/015023 | 3096 | 1 | 1 | 2398 | Axial | 14967 | 15038 | 45.16 | 4064 | 460 | VT01442 | 0.141 | 0.32 | C | 25.25 | 56.52 | 2025-09-03 | VerticalCompact-BCD_1x1 | 984 | 598 | 953 |  |  | 63.5 | 16 | 16 | 630 | AC motor | 60 | I | no | no | C | D | Aluminum | 2025-01-02 | 8 | 3 | yes | piece | 1
GCVC PD 040.2/12-49 | GCVC PD | 040.2/12-49 | 4243803 | finoox | GCVC 040.2B/1x2-2408-1-D/4/24/2.10/1440/EXS/1/015023 | 3706 | 2 | 1 | 2408 | Axial | 30983 | 31051 | 72.26 | 8748 | 1630 | VT03142U.1 | 0.85 | 2025-06-02 | E | 49.37 | 80.65 | 2025-01-06 | VerticalCompact-BCD_1x2 | 1524 | 543 | 753 |  |  | 79.9 | 22 | 22 | 400 | EC motor | 5060 | 1 | no | no | B | D | Epoxy coated aluminum | 2025-01-02 | 8 | 4 | yes | piece | 1
GCVC PD 050.2/12-43 | GCVC PD | 050.2/12-43 | 4249544 | finoox | GCVC 050.2C/1x2-2421-1-D/6/32/2.10/1800/AXS/1/015023 | 5237 | 2 | 1 | 2421 | Axial | 56542 | 56795 | 180.66 | 11542 | 1150 | VT03011U.1 | 0.74 | 1975-01-01 | C | 43.18 | 74.57 | 2025-01-15 | VerticalCompact-BCD_1x2 | 1884 | 586 | 953 |  |  | 134.5 | 28 | 28 | 500 | EC motor | 5060 | 1 | no | no | C | D | Aluminum | 2025-01-02 | 8 | 6 | yes | piece | 1
GCVC PD 045.2/12-33 | GCVC PD | 045.2/12-33 | 4248931 | finoox | GCVC 045.2C/1x2-2523-1-D/4/32/2.10/1800/AXS/1/015023 | 4594 | 2 | 1 | 2523 | Axial | 25703 | 25803 | 120.44 | 5253 | 675 | VT03007U.1 | 0.116 | 0.3 | A | 33.47 | 64.85 | 2025-08-09 | VerticalCompact-BCD_1x2 | 1884 | 535 | 953 |  |  | 112.6 | 18 | 18 | 450 | EC motor | 5060 | 1 | no | no | C | D | Aluminum | 2025-01-02 | 8 | 4 | yes | piece | 1
GCVC PD 063.2/23-34 | GCVC PD | 063.2/23-34 | 4247888 | finoox | GCVC 063.2D/2x3-2507-1-D/6/80/2.10/3600/AXS/1/015023 | 23855 | 3 | 2 | 2507 | Axial | 163.74 | 164535 | 903.29 | 29260 | 580 | VT03145U.1 | 0.6 | 0.55 | A+ | 33.61 | 65.57 | 78.2 | VerticalCompact-BCD_2x3 | 3684 | 800 | 2161 |  |  | 569.1 | 54 | 54 | 630 | EC motor | 5060 | 1 | no | no | D | D | Aluminum | 2025-01-02 | 6 | 6 | yes | piece | 1
GCVC PD 063.2/11-53 | GCVC PD | 063.2/11-53 | 4251832 | finoox | GCVC 063.2D/1x1-2547-2-D/3/40/2.10/1200/AXS/1/015023 | 5165 | 1 | 1 | 2547 | Axial | 36.22 | 36226 | 75.27 | 12253 | 1055 | VT03143U.1 | 1094 | 2025-01-02 | E | 53.45 | 84.82 | 2025-06-06 | VerticalCompact-BCD_1x1 | 1284 | 611 | 1153 |  |  | 105.4 | 22 | 22 | 630 | EC motor | 5060 | 2 | no | no | D | D | Aluminum | 2025-01-02 | 10 | 3 | yes | piece | 1
GCVC PD 063.2/22-28 | GCVC PD | 063.2/22-28 | 4246725 | finoox | GCVC 063.2C/2x2-2502-1-D/6/64/2.10/1800/EXS/1/015023 | 13976 | 2 | 2 | 2502 | Axial | 55361 | 54629 | 361.32 | 9489 | 385 | VT03145U.1 | 0.163 | 0.2 | A+ | 28.46 | 60.09 | 2025-01-30 | VerticalCompact-BCD_2x2 | 1884 | 800 | 1761 |  |  | 263.1 | 28 | 28 | 630 | EC motor | 5060 | 1 | no | no | C | D | Epoxy coated aluminum | 2025-01-02 | 12 | 6 | yes | piece | 1
GCVC PD 063.2/12-23 | GCVC PD | 063.2/12-23 | 4252029 | finoox | GCVC 063.2D/1x2-2503-1-D/6/40/2.10/2400/EXS/1/015023 | 8837 | 2 | 1 | 2503 | Axial | 40995 | 41152 | 301.1 | 7016 | 425 | VT03145U.1 | 0.092 | 0.25 | A+ | 22.72 | 54.25 | 2025-02-24 | VerticalCompact-BCD_1x2 | 2484 | 615 | 1153 |  |  | 196.3 | 22 | 22 | 630 | EC motor | 5060 | 1 | no | no | D | D | Epoxy coated aluminum | 2025-01-02 | 10 | 6 | yes | piece | 1
GCVC PD 050.2/11-24 | GCVC PD | 050.2/11-24 | 4249200 | finoox | GCVC 050.2C/1x1-2337-S-D/3/32/2.10/900/AXS/1/015023 | 2123 | 1 | 1 | 2337 | Axial | 11914 | 1995-11-01 | 45.16 | 2939 | 510 | VT01437 | 0.079 | 0.16 | B | 24.25 | 55.52 | 2025-09-03 | VerticalCompact-BCD_1x1 | 984 | 596 | 953 |  |  | 61.6 | 16 | 16 | 500 | AC motor | 50 | S | no | no | C | D | Aluminum | 2025-01-02 | 12 | 3 | yes | piece | 1
GCVC PD 050.2/11-40 | GCVC PD | 050.2/11-40 | 4249257 | finoox | GCVC 050.2C/1x1-2386-K-D/6/32/2.10/900/EXS/1/015023 | 2720 | 1 | 1 | 2386 | Axial | 25028 | 25223 | 90.33 | 5098 | 910 | VT01435 | 0.427 | 0.92 | D | 40.23 | 71.5 | 2025-07-07 | VerticalCompact-BCD_1x1 | 984 | 596 | 953 |  |  | 77.4 | 18 | 18 | 500 | AC motor | 60 | K | no | no | C | D | Epoxy coated aluminum | 2025-01-02 | 12 | 6 | yes | piece | 1
GCVC PD 050.2/11-19 | GCVC PD | 050.2/11-19 | 4250218 | finoox | GCVC 050.2D/1x1-2389-J-D/6/40/2.10/1200/AXS/1/015023 | 3143 | 1 | 1 | 2389 | Axial | 15991 | 16146 | 150.55 | 2648 | 450 | VT01437 | 0.082 | 0.17 | A | 18.73 | 50.09 | 2025-04-12 | VerticalCompact-BCD_1x1 | 1284 | 596 | 1153 |  |  | 105.7 | 16 | 16 | 500 | AC motor | 60 | J | no | no | D | D | Aluminum | 2025-01-02 | 12 | 6 | yes | piece | 1
GCVC PD 050.2/22-23 | GCVC PD | 050.2/22-23 | 4245102 | finoox | GCVC 050.2C/2x2-2389-J-D/4/64/2.10/1800/EXS/1/015023 | 7187 | 2 | 2 | 2389 | Axial | 46827 | 46948 | 240.88 | 9486 | 450 | VT01437 | 0.329 | 0.17 | B | 23.37 | 55 | 2025-06-20 | VerticalCompact-BCD_2x2 | 1884 | 800 | 1761 |  |  | 234 | 28 | 28 | 500 | AC motor | 60 | J | no | no | C | D | Epoxy coated aluminum | 2025-01-02 | 8 | 4 | yes | piece | 1
GCVC PD 063.2/22-48 | GCVC PD | 063.2/22-48 | 4247587 | finoox | GCVC 063.2D/2x2-2413-2-D/4/80/2.10/2400/AXS/1/015023 | 15607 | 2 | 2 | 2413 | Axial | 157405 | 157562 | 401.46 | 41884 | 1000 | VT03144U.1 | 2397 | 2025-01-01 | D | 47.56 | 79.37 | 39.4 | VerticalCompact-BCD_2x2 | 2484 | 800 | 2161 |  |  | 348.9 | 54 | 54 | 630 | EC motor | 5060 | 2 | no | no | D | D | Aluminum | 2025-01-02 | 6 | 4 | yes | piece | 1
GCVC PD 063.2/21-18 | GCVC PD | 063.2/21-18 | 4247321 | finoox | GCVC 063.2D/2x1-2399-J-D/6/80/2.10/1200/EXS/1/015023 | 8601 | 1 | 2 | 2399 | Axial | 34887 | 35192 | 301.1 | 5872 | 290 | VT01442 | 0.143 | 0.14 | A | 2025-02-18 | 49.67 | 2025-03-25 | VerticalCompact-BCD_2x1 | 1284 | 800 | 2161 |  |  | 215.4 | 22 | 22 | 630 | AC motor | 60 | J | no | no | D | D | Epoxy coated aluminum | 2025-01-02 | 12 | 6 | yes | piece | 1
GCVC PD 063.2/21-30 | GCVC PD | 063.2/21-30 | 4247310 | finoox | GCVC 063.2D/2x1-2398-I-D/3/80/2.10/1200/AXS/1/015023 | 6330 | 1 | 2 | 2398 | Axial | 40638 | 40687 | 150.55 | 9972 | 460 | VT01442 | 0.265 | 0.32 | B | 29.99 | 61.64 | 14 | VerticalCompact-BCD_2x1 | 1284 | 800 | 2161 |  |  | 171.1 | 28 | 28 | 630 | AC motor | 60 | I | no | no | D | D | Aluminum | 2025-01-02 | 10 | 3 | yes | piece | 1
GCVC PD 050.2/23-55 | GCVC PD | 050.2/23-55 | 4246400 | finoox | GCVC 050.2D/2x3-2559-2-D/4/80/2.10/3600/EXS/1/015023 | 21217 | 3 | 2 | 2559 | Axial | 191156 | 191328 | 602.19 | 46210 | 1330 | VT03013U.1 | 2984 | 2025-08-01 | D | 54.92 | 86.88 | 54.8 | VerticalCompact-BCD_2x3 | 3684 | 800 | 2161 |  |  | 501.5 | 54 | 54 | 500 | EC motor | 5060 | 2 | no | no | D | D | Epoxy coated aluminum | 2025-01-02 | 4 | 4 | yes | piece | 1
GCVC PD 063.2/21-65 | GCVC PD | 063.2/21-65 | 4246595 | finoox | GCVC 063.2C/2x1-2552-2-D/4/64/2.10/900/AXS/1/015023 | 9359 | 1 | 2 | 2552 | Axial | 76171 | 76873 | 120.44 | 26643 | 1435 | VT03143U.1 | 5891 | 2025-03-04 | E | 65.11 | 96.62 | 2025-05-12 | VerticalCompact-BCD_2x1 | 984 | 800 | 1761 |  |  | 174.8 | 35 | 35 | 630 | EC motor | 5060 | 2 | no | no | C | D | Aluminum | 2025-01-02 | 8 | 4 | yes | piece | 1
GCVC PD 080.2/23-36 | GCVC PD | 080.2/23-36 | 4248679 | finoox | GCVC 080.2D/2x3-2499-1-D/4/80/2.10/3600/EXS/1/015023 | 25263 | 3 | 2 | 2499 | Axial | 185402 | 185555 | 602.19 | 44107 | 465 | VT03062U.1 | 1168 | 0.95 | B | 35.65 | 67.61 | 54.8 | VerticalCompact-BCD_2x3 | 3684 | 800 | 2161 |  |  | 513 | 54 | 54 | 800 | EC motor | 5060 | 1 | no | no | D | D | Epoxy coated aluminum | 2025-01-02 | 4 | 4 | yes | piece | 1
GCVC PD 080.2/22-37 | GCVC PD | 080.2/22-37 | 4248337 | finoox | GCVC 080.2D/2x2-2484-1-D/3/80/2.10/2400/EXS/1/015023 | 17102 | 2 | 2 | 2484 | Axial | 112877 | 112745 | 301.1 | 34503 | 505 | VT03061U.1 | 0.973 | 2015-01-01 | B | 36.51 | 68.32 | 2025-04-28 | VerticalCompact-BCD_2x2 | 2484 | 800 | 2161 |  |  | 321.7 | 42 | 42 | 800 | EC motor | 5060 | 1 | no | no | D | D | Epoxy coated aluminum | 2025-01-02 | 6 | 3 | yes | piece | 1
GCVC PD 063.2/11-33 | GCVC PD | 063.2/11-33 | 4250980 | finoox | GCVC 063.2C/1x1-2511-1-D/4/32/2.10/900/EXS/1/015023 | 3913 | 1 | 1 | 2511 | Axial | 21356 | 21488 | 60.22 | 5496 | 730 | VT03145U.1 | 0.205 | 1 | C | 33.15 | 64.42 | 2025-02-05 | VerticalCompact-BCD_1x1 | 984 | 615 | 953 |  |  | 64.6 | 18 | 18 | 630 | EC motor | 5060 | 1 | no | no | C | D | Epoxy coated aluminum | 2025-01-02 | 8 | 4 | yes | piece | 1
GCVC PD 050.2/13-44 | GCVC PD | 050.2/13-44 | 4249835 | finoox | GCVC 050.2C/1x3-2520-1-D/3/32/2.10/2700/EXS/1/015023 | 6781 | 3 | 1 | 2520 | Axial | 52.58 | 52436 | 135.49 | 17459 | 1070 | VT03011U.1 | 0.859 | 2025-04-01 | D | 44.21 | 75.72 | 2025-05-11 | VerticalCompact-BCD_1x3 | 2784 | 586 | 953 |  |  | 158 | 28 | 28 | 500 | EC motor | 5060 | 1 | no | no | C | D | Epoxy coated aluminum | 2025-01-02 | 6 | 3 | yes | piece | 1
GCVC PD 045.2/13-39 | GCVC PD | 045.2/13-39 | 4249035 | finoox | GCVC 045.2C/1x3-2525-1-D/3/32/2.10/2700/EXS/1/015023 | 6314 | 3 | 1 | 2525 | Axial | 38305 | 38266 | 135.49 | 9986 | 825 | VT03007U.1 | 0.288 | 0.47 | B | 39.49 | 70.99 | 2025-01-11 | VerticalCompact-BCD_1x3 | 2784 | 535 | 953 |  |  | 152.3 | 22 | 22 | 450 | EC motor | 5060 | 1 | no | no | C | D | Epoxy coated aluminum | 2025-01-02 | 6 | 3 | yes | piece | 1
GCVC PD 050.2/13-41 | GCVC PD | 050.2/13-41 | 4244365 | finoox | GCVC 050.2B/1x3-2517-1-D/4/24/2.10/2160/AXS/1/015023 | 5919 | 3 | 1 | 2517 | Axial | 42747 | 42842 | 108.39 | 11103 | 880 | VT03011U.1 | 0.546 | 0.84 | C | 40.76 | 72.14 | 2025-02-09 | VerticalCompact-BCD_1x3a | 2244 | 586 | 753 |  |  | 123.3 | 28 | 28 | 500 | EC motor | 5060 | 1 | no | no | B | D | Aluminum | 2025-01-02 | 6 | 4 | yes | piece | 1
GCVC PD 063.2/21-42 | GCVC PD | 063.2/21-42 | 4247478 | finoox | GCVC 063.2D/2x1-2556-2-D/3/80/2.10/1200/AXS/1/015023 | 8176 | 1 | 2 | 2556 | Axial | 60946 | 60996 | 150.55 | 18196 | 850 | VT03144U.1 | 0.727 | 0.77 | C | 41.68 | 73.33 | 14 | VerticalCompact-BCD_2x1 | 1284 | 800 | 2161 |  |  | 172.7 | 28 | 28 | 630 | EC motor | 5060 | 2 | no | no | D | D | Aluminum | 2025-01-02 | 10 | 3 | yes | piece | 1
GCVC PD 050.2/23-33 | GCVC PD | 050.2/23-33 | 4246331 | finoox | GCVC 050.2D/2x3-2512-1-D/4/80/2.10/3600/AXS/1/015023 | 16360 | 3 | 2 | 2512 | Axial | 100311 | 100532 | 602.19 | 19502 | 565 | VT03011U.1 | 0.297 | 0.28 | A+ | 33.41 | 65.37 | 50.2 | VerticalCompact-BCD_2x3 | 3684 | 800 | 2161 |  |  | 465.1 | 35 | 35 | 500 | EC motor | 5060 | 1 | no | no | D | D | Aluminum | 2025-01-02 | 6 | 4 | yes | piece | 1
GCVC PD 050.2/12-33 | GCVC PD | 050.2/12-33 | 4249563 | finoox | GCVC 050.2C/1x2-2514-1-D/3/32/2.10/1800/EXS/1/015023 | 4536 | 2 | 1 | 2514 | Axial | 27641 | 27627 | 90.33 | 7413 | 695 | VT03011U.1 | 0.172 | 0.47 | B | 33.01 | 64.4 | 2025-06-07 | VerticalCompact-BCD_1x2 | 1884 | 586 | 953 |  |  | 107.9 | 22 | 22 | 500 | EC motor | 5060 | 1 | no | no | C | D | Epoxy coated aluminum | 2025-01-02 | 8 | 3 | yes | piece | 1
GCVC PD 050.2/13-45 | GCVC PD | 050.2/13-45 | 4249841 | finoox | GCVC 050.2C/1x3-2521-1-D/3/32/2.10/2700/EXS/1/015023 | 6804 | 3 | 1 | 2521 | Axial | 58144 | 58198 | 135.49 | 18524 | 1135 | VT03011U.1 | 1013 | 1965-01-01 | D | 45.46 | 76.97 | 2025-05-11 | VerticalCompact-BCD_1x3 | 2784 | 586 | 953 |  |  | 158 | 28 | 28 | 500 | EC motor | 5060 | 1 | no | no | C | D | Epoxy coated aluminum | 2025-01-02 | 4 | 3 | yes | piece | 1
GCVC PD 063.2/14-42 | GCVC PD | 063.2/14-42 | 4251632 | finoox | GCVC 063.2C/1x4-2554-2-D/6/32/2.10/3600/AXS/1/015023 | 13410 | 4 | 1 | 2554 | Axial | 113428 | 113945 | 361.32 | 23101 | 750 | VT03144U.1 | 1262 | 0.6 | C | 41.78 | 73.41 | 31.4 | VerticalCompact-BCD_1x4 | 3684 | 623 | 953 |  |  | 282.2 | 42 | 42 | 630 | EC motor | 5060 | 2 | no | no | C | D | Aluminum | 2025-01-02 | 4 | 6 | yes | piece | 1
GCVC PD 080.3/23-55 | GCVC PD | 080.3/23-55 | 6178479 | finoox | GCVC 080.3D/2x3-3481-D-D/4/80/2.10/3600/EXS/1/015023 | 24286 | 3 | 2 | 3481 | Axial | 282236 | 281849 | 602.19 | 91760 | 850 | VT01526 | 10302 | 2025-03-03 | E | 54.67 | 86.63 | 58.2 | VerticalCompact-BCD_2x3 | 3684 | 800 | 2161 |  |  | 641.7 | 64 | 64 | 800 | AC motor | 50 | D | no | no | D | D | Epoxy coated aluminum | 2025-01-02 | 4 | 4 | yes | piece | 1
GCVC PD 080.3/13-59 | GCVC PD | 080.3/13-59 | 6211003 | finoox | GCVC 080.3D/1x3-3558-2-D/4/40/2.10/3600/EXS/1/015023 | 15413 | 3 | 1 | 3558 | Axial | 154526 | 153342 | 301.1 | 55933 | 1060 | VT01445U.3 | 7462 | 2025-04-04 | E | 59.26 | 90.94 | 2025-07-27 | VerticalCompact-BCD_1x3 | 3684 | 620 | 1153 |  |  | 332.1 | 54 | 54 | 800 | EC motor | 5060 | 2 | no | no | D | D | Epoxy coated aluminum | 2025-01-02 | 4 | 4 | yes | piece | 1
GCVC PD 080.3/21-55 | GCVC PD | 080.3/21-55 | 6216303 | finoox | GCVC 080.3D/2x1-3561-2-D/6/80/2.10/1200/EXS/1/015023 | 12446 | 1 | 2 | 3561 | Axial | 121.1 | 121702 | 301.1 | 28600 | 930 | VT01445U.3 | 3466 | 1975-02-01 | E | 54.92 | 86.57 | 2025-09-28 | VerticalCompact-BCD_2x1 | 1284 | 800 | 2161 |  |  | 267.3 | 42 | 42 | 800 | EC motor | 5060 | 2 | no | no | D | D | Epoxy coated aluminum | 2025-01-02 | 10 | 6 | yes | piece | 1
GCVC PD 045.2/13-52 | GCVC PD | 045.2/13-52 | 4243941 | finoox | GCVC 045.2B/1x3-0423-X-D/4/24/2.10/2160/AXS/1/015023 | 3624 | 3 | 1 | 423 | Axial | 51526 | 51607 | 108.39 | 15353 | 1460 | VT0326U | 1976 | 3 | E | 51.67 | 83.05 | 2025-02-09 | VerticalCompact-BCD_1x3a | 2244 | 521 | 753 |  |  | 129.3 | 28 | 28 | 450 | AC motor | 60 | X | no | no | B | D | Aluminum | 2025-01-02 | 6 | 4 | yes | piece | 1
GCVC PD 063.2/11-25 | GCVC PD | 063.2/11-25 | 4251681 | finoox | GCVC 063.2D/1x1-2358-D-D/6/40/2.10/1200/EXS/1/015023 | 4639 | 1 | 1 | 2358 | Axial | 22712 | 22883 | 150.55 | 3974 | 430 | VT01442 | 0.117 | 0.32 | A | 25.45 | 56.81 | 2025-05-12 | VerticalCompact-BCD_1x1 | 1284 | 598 | 1153 |  |  | 107.7 | 18 | 18 | 630 | AC motor | 50 | D | no | no | D | D | Epoxy coated aluminum | 2025-01-02 | 10 | 6 | yes | piece | 1
GCVC PD 050.2/12-48 | GCVC PD | 050.2/12-48 | 4249456 | finoox | GCVC 050.2C/1x2-2349-I-D/3/32/2.10/1800/EXS/1/015023 | 3556 | 2 | 1 | 2349 | Axial | 46699 | 46754 | 90.33 | 17456 | 1590 | VT03150U | 1735 | 2025-07-01 | E | 48.34 | 79.73 | 8 | VerticalCompact-BCD_1x2 | 1884 | 569 | 953 |  |  | 117.7 | 28 | 28 | 500 | AC motor | 60 | I | no | no | C | D | Epoxy coated aluminum | 2025-01-02 | 6 | 3 | yes | piece | 1
GCVC PD 050.2/13-34 | GCVC PD | 050.2/13-34 | 4249738 | finoox | GCVC 050.2C/1x3-2388-I-D/6/32/2.10/2700/AXS/1/015023 | 6154 | 3 | 1 | 2388 | Axial | 57671 | 57.86 | 270.99 | 10794 | 710 | VT01437 | 0.492 | 0.34 | B | 34.05 | 65.56 | 22 | VerticalCompact-BCD_1x3 | 2784 | 596 | 953 |  |  | 204.1 | 28 | 28 | 500 | AC motor | 60 | I | no | no | C | D | Aluminum | 2025-01-02 | 8 | 6 | yes | piece | 1
GCVC PD 050.2/22-49 | GCVC PD | 050.2/22-49 | 4246075 | finoox | GCVC 050.2D/2x2-2411-1-D/3/80/2.10/2400/EXS/1/015023 | 10614 | 2 | 2 | 2411 | Axial | 103.72 | 103605 | 301.1 | 29815 | 1260 | VT03011U.1 | 1716 | 2025-02-02 | D | 49.47 | 81.28 | 2025-09-26 | VerticalCompact-BCD_2x2 | 2484 | 800 | 2161 |  |  | 290.4 | 35 | 35 | 500 | EC motor | 5060 | 1 | no | no | D | D | Epoxy coated aluminum | 2025-01-02 | 6 | 3 | yes | piece | 1
GCVC PD 063.2/11-25 | GCVC PD | 063.2/11-25 | 4250877 | finoox | GCVC 063.2C/1x1-2398-I-D/4/32/2.10/900/AXS/1/015023 | 3175 | 1 | 1 | 2398 | Axial | 16619 | 16729 | 60.22 | 3767 | 460 | VT01442 | 0.143 | 0.32 | C | 25.21 | 56.47 | 2025-01-05 | VerticalCompact-BCD_1x1 | 984 | 598 | 953 |  |  | 67.9 | 16 | 16 | 630 | AC motor | 60 | I | no | no | C | D | Aluminum | 2025-01-02 | 8 | 4 | yes | piece | 1
GCVC PD 063.2/22-39 | GCVC PD | 063.2/22-39 | 4246767 | finoox | GCVC 063.2C/2x2-2509-1-D/6/64/2.10/1800/EXS/1/015023 | 14069 | 2 | 2 | 2509 | Axial | 88335 | 88826 | 361.32 | 17018 | 655 | VT03145U.1 | 0.628 | 0.75 | B | 38.97 | 70.6 | 31.2 | VerticalCompact-BCD_2x2 | 1884 | 800 | 1761 |  |  | 264.1 | 35 | 35 | 630 | EC motor | 5060 | 1 | no | no | C | D | Epoxy coated aluminum | 2025-01-02 | 8 | 6 | yes | piece | 1
GCVC PD 045.2/21-38 | GCVC PD | 045.2/21-38 | 4244446 | finoox | GCVC 045.2C/2x1-2525-1-D/6/64/2.10/900/AXS/1/015023 | 5489 | 1 | 2 | 2525 | Axial | 33365 | 33689 | 180.66 | 6044 | 825 | VT03007U.1 | 0.196 | 0.47 | B | 37.95 | 69.46 | 2025-06-15 | VerticalCompact-BCD_2x1 | 984 | 800 | 1761 |  |  | 140.8 | 22 | 22 | 450 | EC motor | 5060 | 1 | no | no | C | D | Aluminum | 2025-01-02 | 12 | 6 | yes | piece | 1
GCVC PD 063.2/24-29 | GCVC PD | 063.2/24-29 | 4247141 | finoox | GCVC 063.2C/2x4-2503-1-D/3/64/2.10/3600/EXS/1/015023 | 21080 | 4 | 2 | 2503 | Axial | 102015 | 101917 | 361.32 | 26130 | 425 | VT03145U.1 | 0.381 | 0.25 | A+ | 29.32 | 61.19 | 2025-08-30 | VerticalCompact-BCD_2x4 | 3684 | 800 | 1761 |  |  | 394.2 | 35 | 35 | 630 | EC motor | 5060 | 1 | no | no | C | D | Epoxy coated aluminum | 2025-01-02 | 4 | 3 | yes | piece | 1
GCVC PD 045.2/14-42 | GCVC PD | 045.2/14-42 | 4249129 | finoox | GCVC 045.2C/1x4-2526-1-D/4/32/2.10/3600/AXS/1/015023 | 8131 | 4 | 1 | 2526 | Axial | 64795 | 64922 | 240.88 | 14159 | 900 | VT03007U.1 | 0.491 | 0.58 | B | 42.48 | 74.1 | 2025-02-20 | VerticalCompact-BCD_1x4 | 3684 | 535 | 953 |  |  | 217 | 35 | 35 | 450 | EC motor | 5060 | 1 | no | no | C | D | Aluminum | 2025-01-02 | 4 | 4 | yes | piece | 1
GCVC PD 045.2/12-49 | GCVC PD | 045.2/12-49 | 4243934 | finoox | GCVC 045.2B/1x2-2532-1-D/3/24/2.10/1440/EXS/1/015023 | 4002 | 2 | 1 | 2532 | Axial | 26.58 | 26544 | 54.2 | 9592 | 1350 | VT03007U.1 | 0.79 | 1965-01-01 | E | 49.09 | 80.37 | 2025-07-04 | VerticalCompact-BCD_1x2 | 1524 | 535 | 753 |  |  | 75.8 | 22 | 22 | 450 | EC motor | 5060 | 1 | no | no | B | D | Epoxy coated aluminum | 2025-01-02 | 8 | 3 | yes | piece | 1
GCVC PD 063.2/21-31 | GCVC PD | 063.2/21-31 | 4246537 | finoox | GCVC 063.2C/2x1-2505-1-D/6/64/2.10/900/EXS/1/015023 | 8113 | 1 | 2 | 2505 | Axial | 34304 | 34618 | 180.66 | 6335 | 500 | VT03145U.1 | 0.153 | 0.39 | A | 30.76 | 62.27 | 2025-06-15 | VerticalCompact-BCD_2x1 | 984 | 800 | 1761 |  |  | 146 | 22 | 22 | 630 | EC motor | 5060 | 1 | no | no | C | D | Epoxy coated aluminum | 2025-01-02 | 12 | 6 | yes | piece | 1
GCVC PD 080.3/21-53 | GCVC PD | 080.3/21-53 | 6202998 | finoox | GCVC 080.3D/2x1-3559-2-D/6/80/2.10/1200/EXS/1/015023 | 12446 | 1 | 2 | 3559 | Axial | 138427 | 139495 | 301.1 | 35657 | 1045 | VT01445U.3 | 4974 | 1965-03-01 | E | 52.7 | 84.35 | 2025-09-28 | VerticalCompact-BCD_2x1 | 1284 | 800 | 2161 |  |  | 267.3 | 42 | 42 | 800 | EC motor | 5060 | 2 | no | no | D | D | Epoxy coated aluminum | 2025-01-02 | 10 | 6 | yes | piece | 1
GCVC PD 080.3/12-54 | GCVC PD | 080.3/12-54 | 6194188 | finoox | GCVC 080.3D/1x2-3561-2-D/3/40/2.10/2400/EXS/1/015023 | 10032 | 2 | 1 | 3561 | Axial | 85721 | 85949 | 150.55 | 34439 | 930 | VT01445U.3 | 3308 | 1975-02-01 | E | 53.89 | 85.42 | 2025-06-13 | VerticalCompact-BCD_1x2 | 2484 | 620 | 1153 |  |  | 207.8 | 35 | 35 | 800 | EC motor | 5060 | 2 | no | no | D | D | Epoxy coated aluminum | 2025-01-02 | 4 | 3 | yes | piece | 1
GCVC PD 050.2/12-33 | GCVC PD | 050.2/12-33 | 4249433 | finoox | GCVC 050.2C/1x2-2336-D-D/3/32/2.10/1800/EXS/1/015023 | 3479 | 2 | 1 | 2336 | Axial | 27665 | 27652 | 90.33 | 7423 | 660 | VT01437 | 0.25 | 0.33 | C | 33.4 | 64.79 | 2025-06-07 | VerticalCompact-BCD_1x2 | 1884 | 596 | 953 |  |  | 112.7 | 22 | 22 | 500 | AC motor | 50 | D | no | no | C | D | Epoxy coated aluminum | 2025-01-02 | 8 | 3 | yes | piece | 1
GCVC PD 063.2/24-24 | GCVC PD | 063.2/24-24 | 4247059 | finoox | GCVC 063.2C/2x4-2359-S-D/4/64/2.10/3600/AXS/1/015023 | 16586 | 4 | 2 | 2359 | Axial | 100056 | 100196 | 481.75 | 20966 | 320 | VT01442 | 0.527 | 0.14 | A | 24.19 | 56.05 | 40.1 | VerticalCompact-BCD_2x4 | 3684 | 800 | 1761 |  |  | 456.2 | 35 | 35 | 630 | AC motor | 50 | S | no | no | C | D | Aluminum | 2025-01-02 | 6 | 4 | yes | piece | 1
GCVC PD 063.2/12-35 | GCVC PD | 063.2/12-35 | 4252005 | finoox | GCVC 063.2D/1x2-2414-1-D/6/40/2.10/2400/EXS/1/015023 | 8942 | 2 | 1 | 2414 | Axial | 68.78 | 69087 | 301.1 | 13225 | 770 | VT03145U.1 | 0.441 | 2015-01-01 | B | 35.38 | 66.91 | 2025-03-25 | VerticalCompact-BCD_1x2 | 2484 | 615 | 1153 |  |  | 197.8 | 35 | 35 | 630 | EC motor | 5060 | 1 | no | no | D | D | Epoxy coated aluminum | 2025-01-02 | 8 | 6 | yes | piece | 1
GCVC PD 050.2/21-46 | GCVC PD | 050.2/21-46 | 4244890 | finoox | GCVC 050.2C/2x1-2411-1-D/4/64/2.10/900/EXS/1/015023 | 5594 | 1 | 2 | 2411 | Axial | 48579 | 48.89 | 120.44 | 13331 | 1260 | VT03011U.1 | 0.937 | 2025-02-02 | D | 45.8 | 77.31 | 2025-04-11 | VerticalCompact-BCD_2x1 | 984 | 800 | 1761 |  |  | 127.6 | 28 | 28 | 500 | EC motor | 5060 | 1 | no | no | C | D | Epoxy coated aluminum | 2025-01-02 | 8 | 4 | yes | piece | 1
GCVC PD 050.2/13-48 | GCVC PD | 050.2/13-48 | 4250723 | finoox | GCVC 050.2D/1x3-2411-1-D/3/40/2.10/3600/EXS/1/015023 | 8141 | 3 | 1 | 2411 | Axial | 77.87 | 77795 | 225.82 | 22361 | 1260 | VT03011U.1 | 1287 | 2025-02-02 | D | 48.35 | 80.03 | 2025-03-19 | VerticalCompact-BCD_1x3 | 3684 | 586 | 1153 |  |  | 222.9 | 35 | 35 | 500 | EC motor | 5060 | 1 | no | no | D | D | Epoxy coated aluminum | 2025-01-02 | 4 | 3 | yes | piece | 1
GCVC PD 050.2/13-26 | GCVC PD | 050.2/13-26 | 4249755 | finoox | GCVC 050.2C/1x3-2391-L-D/4/32/2.10/2700/AXS/1/015023 | 5158 | 3 | 1 | 2391 | Axial | 39591 | 39598 | 180.66 | 8432 | 520 | VT01437 | 0.31 | 0.18 | B | 25.84 | 57.35 | 2025-06-14 | VerticalCompact-BCD_1x3 | 2784 | 596 | 953 |  |  | 177.5 | 22 | 22 | 500 | AC motor | 60 | L | no | no | C | D | Aluminum | 2025-01-02 | 8 | 4 | yes | piece | 1
GCVC PD 050.2/23-39 | GCVC PD | 050.2/23-39 | 4246296 | finoox | GCVC 050.2D/2x3-2390-K-D/6/80/2.10/3600/AXS/1/015023 | 15981 | 3 | 2 | 2390 | Axial | 153.82 | 154639 | 903.29 | 27098 | 760 | VT01437 | 1025 | 0.35 | B | 39.46 | 71.42 | 75.1 | VerticalCompact-BCD_2x3 | 3684 | 800 | 2161 |  |  | 571.9 | 42 | 42 | 500 | AC motor | 60 | K | no | no | D | D | Aluminum | 2025-01-02 | 6 | 6 | yes | piece | 1
GCVC PD 050.2/14-56 | GCVC PD | 050.2/14-56 | 4250012 | finoox | GCVC 050.2C/1x4-2420-2-D/4/32/2.10/3600/EXS/1/015023 | 11449 | 4 | 1 | 2420 | Axial | 111194 | 111128 | 240.88 | 35584 | 1600 | VT03013U.1 | 3752 | 1965-01-01 | E | 56.34 | 87.96 | 2025-08-20 | VerticalCompact-BCD_1x4 | 3684 | 607 | 953 |  |  | 242.3 | 42 | 42 | 500 | EC motor | 5060 | 2 | no | no | C | D | Epoxy coated aluminum | 2025-01-02 | 4 | 4 | yes | piece | 1
GCVC PD 045.2/14-50 | GCVC PD | 045.2/14-50 | 4249105 | finoox | GCVC 045.2C/1x4-2419-1-D/4/32/2.10/3600/AXS/1/015023 | 8131 | 4 | 1 | 2419 | Axial | 88006 | 88137 | 240.88 | 22237 | 1350 | VT03007U.1 | 1492 | 1965-01-01 | D | 50.47 | 82.09 | 2025-02-20 | VerticalCompact-BCD_1x4 | 3684 | 535 | 953 |  |  | 217 | 35 | 35 | 450 | EC motor | 5060 | 1 | no | no | C | D | Aluminum | 2025-01-02 | 4 | 4 | yes | piece | 1
GCVC PD 063.2/12-30 | GCVC PD | 063.2/12-30 | 4251094 | finoox | GCVC 063.2C/1x2-2400-K-D/3/32/2.10/1800/EXS/1/015023 | 4825 | 2 | 1 | 2400 | Axial | 30498 | 30458 | 90.33 | 8673 | 490 | VT01442 | 0.323 | 0.34 | C | 2025-03-30 | 61.69 | 2025-06-07 | VerticalCompact-BCD_1x2 | 1884 | 598 | 953 |  |  | 116.4 | 22 | 22 | 630 | AC motor | 60 | K | no | no | C | D | Epoxy coated aluminum | 2025-01-02 | 8 | 3 | yes | piece | 1
GCVC PD 063.2/13-66 | GCVC PD | 063.2/13-66 | 4251414 | finoox | GCVC 063.2C/1x3-2552-2-D/3/32/2.10/2700/AXS/1/015023 | 11199 | 3 | 1 | 2552 | Axial | 92025 | 91431 | 135.49 | 42629 | 1435 | VT03143U.1 | 8729 | 2025-03-04 | E | 66.19 | 97.7 | 12 | VerticalCompact-BCD_1x3 | 2784 | 611 | 953 |  |  | 227.8 | 35 | 35 | 630 | EC motor | 5060 | 2 | no | no | C | D | Aluminum | 2025-01-02 | 4 | 3 | yes | piece | 1
GCVC PD 080.2/22-34 | GCVC PD | 080.2/22-34 | 4248404 | finoox | GCVC 080.2D/2x2-2499-1-D/3/80/2.10/2400/EXS/1/015023 | 15965 | 2 | 2 | 2499 | Axial | 106847 | 106729 | 301.1 | 31351 | 465 | VT03062U.1 | 0.753 | 0.95 | B | 33.52 | 65.33 | 2025-04-28 | VerticalCompact-BCD_2x2 | 2484 | 800 | 2161 |  |  | 319.3 | 42 | 42 | 800 | EC motor | 5060 | 1 | no | no | D | D | Epoxy coated aluminum | 2025-01-02 | 6 | 3 | yes | piece | 1
GCVC PD 080.2/22-21 | GCVC PD | 080.2/22-21 | 4248369 | finoox | GCVC 080.2D/2x2-2490-1-D/4/80/2.10/2400/EXS/1/015023 | 17327 | 2 | 2 | 2490 | Axial | 73179 | 73259 | 401.46 | 14662 | 245 | VT03062U.1 | 0.151 | 0.2 | A+ | 20.78 | 52.59 | 34.8 | VerticalCompact-BCD_2x2 | 2484 | 800 | 2161 |  |  | 345.8 | 35 | 35 | 800 | EC motor | 5060 | 1 | no | no | D | D | Epoxy coated aluminum | 2025-01-02 | 8 | 4 | yes | piece | 1
GCVC PD 050.2/22-40 | GCVC PD | 050.2/22-40 | 4246114 | finoox | GCVC 050.2D/2x2-2516-1-D/3/80/2.10/2400/AXS/1/015023 | 10054 | 2 | 2 | 2516 | Axial | 79415 | 79389 | 301.1 | 19245 | 820 | VT03011U.1 | 0.504 | 0.68 | B | 40.04 | 71.85 | 2025-09-26 | VerticalCompact-BCD_2x2 | 2484 | 800 | 2161 |  |  | 290.4 | 35 | 35 | 500 | EC motor | 5060 | 1 | no | no | D | D | Aluminum | 2025-01-02 | 6 | 3 | yes | piece | 1
GCVC PD 050.2/12-45 | GCVC PD | 050.2/12-45 | 4244251 | finoox | GCVC 050.2B/1x2-2522-1-D/4/24/2.10/1440/EXS/1/015023 | 4087 | 2 | 1 | 2522 | Axial | 34029 | 34096 | 72.26 | 10308 | 1200 | VT03011U.1 | 0.874 | 2025-09-01 | D | 45.41 | 76.7 | 2025-01-06 | VerticalCompact-BCD_1x2 | 1524 | 586 | 753 |  |  | 85 | 22 | 22 | 500 | EC motor | 5060 | 1 | no | no | B | D | Epoxy coated aluminum | 2025-01-02 | 8 | 4 | yes | piece | 1
GCVC PD 080.2/12-27 | GCVC PD | 080.2/12-27 | 4252798 | finoox | GCVC 080.2D/1x2-2496-1-D/3/40/2.10/2400/AXS/1/015023 | 6968 | 2 | 1 | 2496 | Axial | 48923 | 48824 | 150.55 | 13048 | 390 | VT03062U.1 | 0.235 | 0.6 | A | 27.13 | 58.66 | 2025-09-12 | VerticalCompact-BCD_1x2 | 2484 | 608 | 1153 |  |  | 164.9 | 28 | 28 | 800 | EC motor | 5060 | 1 | no | no | D | D | Aluminum | 2025-01-02 | 6 | 3 | yes | piece | 1
GCVC PD 045.2/21-48 | GCVC PD | 045.2/21-48 | 4244490 | finoox | GCVC 045.2C/2x1-2532-1-D/4/64/2.10/900/EXS/1/015023 | 5205 | 1 | 2 | 2532 | Axial | 42126 | 42373 | 120.44 | 10766 | 1350 | VT03007U.1 | 0.774 | 1965-01-01 | D | 48.39 | 79.9 | 2025-04-11 | VerticalCompact-BCD_2x1 | 984 | 800 | 1761 |  |  | 124.2 | 28 | 28 | 450 | EC motor | 5060 | 1 | no | no | C | D | Epoxy coated aluminum | 2025-01-02 | 8 | 4 | yes | piece | 1
GCVC PD 063.2/23-32 | GCVC PD | 063.2/23-32 | 4246944 | finoox | GCVC 063.2C/2x3-2505-1-D/3/64/2.10/2700/AXS/1/015023 | 15689 | 3 | 2 | 2505 | Axial | 86476 | 86293 | 270.99 | 23453 | 500 | VT03145U.1 | 0.429 | 0.39 | A | 31.63 | 63.38 | 2025-09-23 | VerticalCompact-BCD_2x3 | 2784 | 800 | 1761 |  |  | 304.5 | 35 | 35 | 630 | EC motor | 5060 | 1 | no | no | C | D | Aluminum | 2025-01-02 | 6 | 3 | yes | piece | 1
GCVC PD 080.2/23-48 | GCVC PD | 080.2/23-48 | 4248746 | finoox | GCVC 080.2D/2x3-2546-2-D/3/80/2.10/3600/EXS/1/015023 | 27014 | 3 | 2 | 2546 | Axial | 209552 | 208.22 | 451.65 | 77932 | 730 | VT03060U.1 | 4344 | 2025-03-01 | D | 47.61 | 79.57 | 43.1 | VerticalCompact-BCD_2x3 | 3684 | 800 | 2161 |  |  | 490.2 | 54 | 54 | 800 | EC motor | 5060 | 2 | no | no | D | D | Epoxy coated aluminum | 2025-01-02 | 4 | 3 | yes | piece | 1
GCVC PD 080.3/22-51 | GCVC PD | 080.3/22-51 | 6109736 | finoox | GCVC 080.3D/2x2-3490-K-D/4/80/2.10/2400/EXS/1/015023 | 16903 | 2 | 2 | 3490 | Axial | 177134 | 176992 | 401.46 | 54764 | 770 | VT01371 | 5303 | 2025-04-02 | E | 50.67 | 82.48 | 39.4 | VerticalCompact-BCD_2x2 | 2484 | 800 | 2161 |  |  | 441.8 | 54 | 54 | 800 | AC motor | 60 | K | no | no | D | D | Epoxy coated aluminum | 2025-01-02 | 6 | 4 | yes | piece | 1
GCVC PD 080.3/12-50 | GCVC PD | 080.3/12-50 | 6116630 | finoox | GCVC 080.3D/1x2-3562-2-D/4/40/2.10/2400/AXS/1/015023 | 10212 | 2 | 1 | 3562 | Axial | 97103 | 97535 | 200.73 | 27563 | 800 | VT01445U.3 | 2175 | 1985-01-01 | D | 49.88 | 81.41 | 2025-05-17 | VerticalCompact-BCD_1x2 | 2484 | 620 | 1153 |  |  | 222.3 | 35 | 35 | 800 | EC motor | 5060 | 2 | no | no | D | D | Aluminum | 2025-01-02 | 4 | 4 | yes | piece | 1
GCVC PD 050.2/12-34 | GCVC PD | 050.2/12-34 | 4250381 | finoox | GCVC 050.2D/1x2-2336-D-D/3/40/2.10/2400/EXS/1/015023 | 4320 | 2 | 1 | 2336 | Axial | 34087 | 34055 | 150.55 | 8207 | 660 | VT01437 | 0.241 | 0.33 | B | 33.64 | 65.17 | 2025-04-12 | VerticalCompact-BCD_1x2 | 2484 | 596 | 1153 |  |  | 155.9 | 22 | 22 | 500 | AC motor | 50 | D | no | no | D | D | Epoxy coated aluminum | 2025-01-02 | 8 | 3 | yes | piece | 1
GCVC PD 050.2/24-32 | GCVC PD | 050.2/24-32 | 4245502 | finoox | GCVC 050.2C/2x4-2337-S-D/6/64/2.10/3600/AXS/1/015023 | 15135 | 4 | 2 | 2337 | Axial | 116322 | 117058 | 722.63 | 20272 | 510 | VT01437 | 0.649 | 0.16 | B | 32.12 | 63.98 | 60.1 | VerticalCompact-BCD_2x4 | 3684 | 800 | 1761 |  |  | 514 | 42 | 42 | 500 | AC motor | 50 | S | no | no | C | D | Aluminum | 2025-01-02 | 6 | 6 | yes | piece | 1
GCVC PD 040.2/13-43 | GCVC PD | 040.2/13-43 | 4243815 | finoox | GCVC 040.2B/1x3-2346-W-D/4/24/2.10/2160/EXS/1/015023 | 3588 | 3 | 1 | 2346 | Axial | 29816 | 29803 | 108.39 | 6911 | 895 | VT0607 | 0.269 | 0.33 | C | 42.9 | 74.28 | 2025-09-08 | VerticalCompact-BCD_1x3a | 2244 | 530 | 753 |  |  | 115.7 | 22 | 22 | 400 | AC motor | 50 | W | no | no | B | D | Epoxy coated aluminum | 2025-01-02 | 8 | 4 | yes | piece | 1
GCVC PD 050.2/12-24 | GCVC PD | 050.2/12-24 | 4244190 | finoox | GCVC 050.2B/1x2-2391-L-D/3/24/2.10/1440/AXS/1/015023 | 2766 | 2 | 1 | 2391 | Axial | 17483 | 2025-05-17 | 54.2 | 4591 | 520 | VT01437 | 0.211 | 0.18 | C | 23.74 | 55.02 | 2025-05-04 | VerticalCompact-BCD_1x2 | 1524 | 596 | 753 |  |  | 83.5 | 16 | 16 | 500 | AC motor | 60 | L | no | no | B | D | Aluminum | 2025-01-02 | 8 | 3 | yes | piece | 1
GCVC PD 063.2/24-70 | GCVC PD | 063.2/24-70 | 4247212 | finoox | GCVC 063.2C/2x4-2552-2-D/3/64/2.10/3600/AXS/1/015023 | 30097 | 4 | 2 | 2552 | Axial | 266173 | 261932 | 361.32 | 113677 | 1435 | VT03143U.1 | 23277 | 2025-03-04 | E | 70.1 | 101.96 | 37.3 | VerticalCompact-BCD_2x4 | 3684 | 800 | 1761 |  |  | 583.7 | 64 | 64 | 630 | EC motor | 5060 | 2 | no | no | C | D | Aluminum | 2025-01-02 | 2 | 3 | yes | piece | 1
GCVC PD 063.2/21-38 | GCVC PD | 063.2/21-38 | 4246613 | finoox | GCVC 063.2C/2x1-2555-2-D/3/64/2.10/900/EXS/1/015023 | 7539 | 1 | 2 | 2555 | Axial | 42.77 | 42988 | 90.33 | 14795 | 800 | VT03144U.1 | 0.69 | 0.69 | D | 38.43 | 69.94 | 9 | VerticalCompact-BCD_2x1 | 984 | 800 | 1761 |  |  | 129 | 28 | 28 | 630 | EC motor | 5060 | 2 | no | no | C | D | Epoxy coated aluminum | 2025-01-02 | 8 | 3 | yes | piece | 1
GCVC PD 050.2/21-52 | GCVC PD | 050.2/21-52 | 4245923 | finoox | GCVC 050.2D/2x1-2560-2-D/4/80/2.10/1200/AXS/1/015023 | 7379 | 1 | 2 | 2560 | Axial | 68315 | 68534 | 200.73 | 16449 | 1415 | VT03013U.1 | 1202 | 2021-01-01 | D | 51.88 | 83.53 | 2025-04-19 | VerticalCompact-BCD_2x1 | 1284 | 800 | 2161 |  |  | 187.4 | 35 | 35 | 500 | EC motor | 5060 | 2 | no | no | D | D | Aluminum | 2025-01-02 | 10 | 4 | yes | piece | 1
GCVC PD 050.2/21-55 | GCVC PD | 050.2/21-55 | 4245942 | finoox | GCVC 050.2D/2x1-2563-2-D/6/80/2.10/1200/AXS/1/015023 | 8458 | 1 | 2 | 2563 | Axial | 93562 | 94141 | 301.1 | 19012 | 1680 | VT03013U.1 | 2045 | 1975-01-01 | D | 55.21 | 86.86 | 2025-04-27 | VerticalCompact-BCD_2x1 | 1284 | 800 | 2161 |  |  | 218.6 | 35 | 35 | 500 | EC motor | 5060 | 2 | no | no | D | D | Aluminum | 2025-01-02 | 10 | 6 | yes | piece | 1
GCVC PD 050.2/11-36 | GCVC PD | 050.2/11-36 | 4250291 | finoox | GCVC 050.2D/1x1-2517-1-D/3/40/2.10/1200/EXS/1/015023 | 3160 | 1 | 1 | 2517 | Axial | 20508 | 20522 | 75.27 | 5188 | 880 | VT03011U.1 | 0.155 | 0.84 | B | 36.09 | 67.45 | 2025-04-06 | VerticalCompact-BCD_1x1 | 1284 | 586 | 1153 |  |  | 81.7 | 18 | 18 | 500 | EC motor | 5060 | 1 | no | no | D | D | Epoxy coated aluminum | 2025-01-02 | 10 | 3 | yes | piece | 1
GCVC PD 050.2/11-43 | GCVC PD | 050.2/11-43 | 4244113 | finoox | GCVC 050.2B/1x1-2522-1-D/4/24/2.10/720/AXS/1/015023 | 2360 | 1 | 1 | 2522 | Axial | 17.41 | 17591 | 36.13 | 5154 | 1200 | VT03011U.1 | 0.437 | 2025-09-01 | E | 42.5 | 73.69 | 2025-02-03 | VerticalCompact-BCD_1x1 | 804 | 586 | 753 |  |  | 47.3 | 16 | 16 | 500 | EC motor | 5060 | 1 | no | no | B | D | Aluminum | 2025-01-02 | 8 | 4 | yes | piece | 1
GCVC PD 050.2/13-46 | GCVC PD | 050.2/13-46 | 4249848 | finoox | GCVC 050.2C/1x3-2522-1-D/4/32/2.10/2700/EXS/1/015023 | 7276 | 3 | 1 | 2522 | Axial | 67.29 | 67214 | 180.66 | 18954 | 1200 | VT03011U.1 | 2021-01-01 | 2025-09-01 | D | 46.44 | 77.95 | 2025-06-15 | VerticalCompact-BCD_1x3 | 2784 | 586 | 953 |  |  | 171.5 | 35 | 35 | 500 | EC motor | 5060 | 1 | no | no | C | D | Epoxy coated aluminum | 2025-01-02 | 6 | 4 | yes | piece | 1
GCVC PD 063.2/13-63 | GCVC PD | 063.2/13-63 | 4252344 | finoox | GCVC 063.2D/1x3-2550-2-D/6/40/2.10/3600/AXS/1/015023 | 15172 | 3 | 1 | 2550 | Axial | 178023 | 178129 | 451.65 | 40350 | 1285 | VT03143U.1 | 6148 | 2026-03-01 | E | 63.03 | 94.71 | 39.4 | VerticalCompact-BCD_1x3 | 3684 | 611 | 1153 |  |  | 362 | 54 | 54 | 630 | EC motor | 5060 | 2 | no | no | D | D | Aluminum | 2025-01-02 | 4 | 6 | yes | piece | 1
GCVC PD 063.2/23-44 | GCVC PD | 063.2/23-44 | 4247029 | finoox | GCVC 063.2C/2x3-2556-2-D/4/64/2.10/2700/AXS/1/015023 | 18832 | 3 | 2 | 2556 | Axial | 163.34 | 163905 | 361.32 | 44749 | 850 | VT03144U.1 | 2553 | 0.77 | D | 44.3 | 76.05 | 34.7 | VerticalCompact-BCD_2x3 | 2784 | 800 | 1761 |  |  | 363.1 | 54 | 54 | 630 | EC motor | 5060 | 2 | no | no | C | D | Aluminum | 2025-01-02 | 4 | 4 | yes | piece | 1
GCVC PD 080.3/22-54 | GCVC PD | 080.3/22-54 | 6199213 | finoox | GCVC 080.3D/2x2-3560-2-D/6/80/2.10/2400/EXS/1/015023 | 27703 | 2 | 2 | 3560 | Axial | 261962 | 262523 | 602.19 | 67247 | 990 | VT01445U.3 | 8478 | 2025-01-03 | E | 54.44 | 86.25 | 58.5 | VerticalCompact-BCD_2x2 | 2484 | 800 | 2161 |  |  | 505.2 | 64 | 64 | 800 | EC motor | 5060 | 2 | no | no | D | D | Epoxy coated aluminum | 2025-01-02 | 6 | 6 | yes | piece | 1
GCVC PD 045.2/11-48 | GCVC PD | 045.2/11-48 | 4248818 | finoox | GCVC 045.2C/1x1-0423-X-D/6/32/2.10/900/AXS/1/015023 | 2499 | 1 | 1 | 423 | Axial | 28015 | 28.23 | 90.33 | 5760 | 1460 | VT0326U | 0.626 | 3 | D | 47.77 | 79.03 | 2025-08-07 | VerticalCompact-BCD_1x1 | 984 | 521 | 953 |  |  | 74.9 | 22 | 22 | 450 | AC motor | 60 | X | no | no | C | D | Aluminum | 2025-01-02 | 12 | 6 | yes | piece | 1
GCVC PD 045.2/24-53 | GCVC PD | 045.2/24-53 | 4244686 | finoox | GCVC 045.2C/2x4-0426-W-D/6/64/2.10/3600/AXS/1/015023 | 12682 | 4 | 2 | 426 | Axial | 206991 | 208189 | 722.63 | 40803 | 1360 | VT0326U | 3466 | 2025-02-02 | D | 52.8 | 84.66 | 62.7 | VerticalCompact-BCD_2x4 | 3684 | 800 | 1761 |  |  | 515.7 | 54 | 54 | 450 | AC motor | 50 | W | no | no | C | D | Aluminum | 2025-01-02 | 4 | 6 | yes | piece | 1
GCVC PD 080.2/22-59 | GCVC PD | 080.2/22-59 | 4248270 | finoox | GCVC 080.2D/2x2-1656-2-D/6/80/2.10/2400/AXS/1/015023 | 24801 | 2 | 2 | 1656 | Axial | 261866 | 262459 | 602.19 | 63337 | 1000 | VT03059U.2 | 9094 | 2025-02-03 | E | 59.19 | 90.99 | 58.5 | VerticalCompact-BCD_2x2 | 2484 | 800 | 2161 |  |  | 467.6 | 64 | 64 | 800 | EC motor | 5060 | 2 | no | no | D | D | Aluminum | 2025-01-02 | 6 | 6 | yes | piece | 1
GCVC PD 063.2/21-21 | GCVC PD | 063.2/21-21 | 4247275 | finoox | GCVC 063.2D/2x1-2359-S-D/4/80/2.10/1200/AXS/1/015023 | 6711 | 1 | 2 | 2359 | Axial | 35007 | 35155 | 200.73 | 6859 | 320 | VT01442 | 0.125 | 0.14 | A+ | 2025-04-21 | 52.69 | 2025-02-17 | VerticalCompact-BCD_2x1 | 1284 | 800 | 2161 |  |  | 184.3 | 22 | 22 | 630 | AC motor | 50 | S | no | no | D | D | Aluminum | 2025-01-02 | 10 | 4 | yes | piece | 1
GCVC PD 063.2/22-25 | GCVC PD | 063.2/22-25 | 4247523 | finoox | GCVC 063.2D/2x2-2359-S-D/3/80/2.10/2400/EXS/1/015023 | 11137 | 2 | 2 | 2359 | Axial | 62259 | 61985 | 301.1 | 14394 | 320 | VT01442 | 0.247 | 0.14 | A+ | 24.75 | 56.55 | 2025-06-25 | VerticalCompact-BCD_2x2 | 2484 | 800 | 2161 |  |  | 306.5 | 28 | 28 | 630 | AC motor | 50 | S | no | no | D | D | Epoxy coated aluminum | 2025-01-02 | 8 | 3 | yes | piece | 1
GCVC PD 063.2/13-54 | GCVC PD | 063.2/13-54 | 4252165 | finoox | GCVC 063.2D/1x3-2357-S-D/3/40/2.10/3600/EXS/1/015023 | 9456 | 3 | 1 | 2357 | Axial | 104.42 | 103758 | 225.82 | 38672 | 1040 | VT01441 | 4509 | 3 | E | 53.74 | 85.42 | 2025-01-20 | VerticalCompact-BCD_1x3 | 3684 | 606 | 1153 |  |  | 294.8 | 42 | 42 | 630 | AC motor | 50 | S | no | no | D | D | Epoxy coated aluminum | 2025-01-02 | 4 | 3 | yes | piece | 1
GCVC PD 050.2/13-48 | GCVC PD | 050.2/13-48 | 4250724 | finoox | GCVC 050.2D/1x3-2411-1-D/4/40/2.10/3600/EXS/1/015023 | 8935 | 3 | 1 | 2411 | Axial | 92632 | 92712 | 301.1 | 22030 | 1260 | VT03011U.1 | 1305 | 2025-02-02 | D | 48.19 | 79.87 | 2025-02-25 | VerticalCompact-BCD_1x3 | 3684 | 586 | 1153 |  |  | 244.6 | 35 | 35 | 500 | EC motor | 5060 | 1 | no | no | D | D | Epoxy coated aluminum | 2025-01-02 | 4 | 4 | yes | piece | 1
GCVC PD 050.2/23-37 | GCVC PD | 050.2/23-37 | 4246277 | finoox | GCVC 050.2D/2x3-2387-L-D/4/80/2.10/3600/AXS/1/015023 | 12958 | 3 | 2 | 2387 | Axial | 107917 | 108062 | 602.19 | 21398 | 500 | VT01435 | 1054 | 0.37 | C | 37.17 | 69.13 | 51.6 | VerticalCompact-BCD_2x3 | 3684 | 800 | 2161 |  |  | 497.6 | 42 | 42 | 500 | AC motor | 60 | L | no | no | D | D | Aluminum | 2025-01-02 | 6 | 4 | yes | piece | 1
GCVC PD 050.2/11-51 | GCVC PD | 050.2/11-51 | 4244064 | finoox | GCVC 050.2B/1x1-2420-2-D/3/24/2.10/720/AXS/1/015023 | 2787 | 1 | 1 | 2420 | Axial | 17895 | 18095 | 2025-01-27 | 7747 | 1600 | VT03013U.1 | 0.997 | 1965-01-01 | E | 50.88 | 82.08 | 2025-04-02 | VerticalCompact-BCD_1x1 | 804 | 607 | 753 |  |  | 48.7 | 16 | 16 | 500 | EC motor | 5060 | 2 | no | no | B | D | Aluminum | 2025-01-02 | 8 | 3 | yes | piece | 1
GCVC PD 050.2/11-51 | GCVC PD | 050.2/11-51 | 4250250 | finoox | GCVC 050.2D/1x1-2420-2-D/4/40/2.10/1200/EXS/1/015023 | 3813 | 1 | 1 | 2420 | Axial | 37237 | 37374 | 100.37 | 9729 | 1600 | VT03013U.1 | 0.876 | 1965-01-01 | D | 51.31 | 82.68 | 2025-06-08 | VerticalCompact-BCD_1x1 | 1284 | 607 | 1153 |  |  | 94.2 | 22 | 22 | 500 | EC motor | 5060 | 2 | no | no | D | D | Epoxy coated aluminum | 2025-01-02 | 10 | 4 | yes | piece | 1
GCVC PD 063.2/23-70 | GCVC PD | 063.2/23-70 | 4246898 | finoox | GCVC 063.2C/2x3-2412-2-D/3/64/2.10/2700/AXS/1/015023 | 22868 | 3 | 2 | 2412 | Axial | 188328 | 186736 | 270.99 | 90054 | 1510 | VT03143U.1 | 20333 | 5 | E | 70.04 | 101.79 | 2025-07-27 | VerticalCompact-BCD_2x3 | 2784 | 800 | 1761 |  |  | 444.9 | 54 | 54 | 630 | EC motor | 5060 | 2 | no | no | C | D | Aluminum | 2025-01-02 | 4 | 3 | yes | piece | 1
GCVC PD 050.2/12-51 | GCVC PD | 050.2/12-51 | 4244255 | finoox | GCVC 050.2B/1x2-2559-2-D/4/24/2.10/1440/EXS/1/015023 | 5058 | 2 | 1 | 2559 | Axial | 35892 | 35959 | 72.26 | 11381 | 1330 | VT03013U.1 | 1131 | 2025-08-01 | E | 50.83 | 82.12 | 2025-01-06 | VerticalCompact-BCD_1x2 | 1524 | 607 | 753 |  |  | 94.2 | 22 | 22 | 500 | EC motor | 5060 | 2 | no | no | B | D | Epoxy coated aluminum | 2025-01-02 | 8 | 4 | yes | piece | 1
GCVC PD 080.2/21-19 | GCVC PD | 080.2/21-19 | 4248096 | finoox | GCVC 080.2D/2x1-2491-1-D/3/80/2.10/1200/AXS/1/015023 | 7317 | 1 | 2 | 2491 | Axial | 36879 | 36921 | 150.55 | 8733 | 270 | VT03062U.1 | 0.091 | 0.25 | A+ | 2025-07-19 | 50.72 | 2025-02-13 | VerticalCompact-BCD_2x1 | 1284 | 800 | 2161 |  |  | 174.1 | 22 | 22 | 800 | EC motor | 5060 | 1 | no | no | D | D | Aluminum | 2025-01-02 | 10 | 3 | yes | piece | 1
GCVC PD 050.2/22-40 | GCVC PD | 050.2/22-40 | 4246118 | finoox | GCVC 050.2D/2x2-2516-1-D/4/80/2.10/2400/EXS/1/015023 | 11625 | 2 | 2 | 2516 | Axial | 88598 | 88662 | 401.46 | 18929 | 820 | VT03011U.1 | 0.511 | 0.68 | B | 39.87 | 71.68 | 34.8 | VerticalCompact-BCD_2x2 | 2484 | 800 | 2161 |  |  | 319.5 | 35 | 35 | 500 | EC motor | 5060 | 1 | no | no | D | D | Epoxy coated aluminum | 2025-01-02 | 8 | 4 | yes | piece | 1
GCVC PD 063.2/23-45 | GCVC PD | 063.2/23-45 | 4247024 | finoox | GCVC 063.2C/2x3-2555-2-D/6/64/2.10/2700/AXS/1/015023 | 20964 | 3 | 2 | 2555 | Axial | 176185 | 177 | 541.97 | 37180 | 800 | VT03144U.1 | 2277 | 0.69 | C | 44.69 | 76.43 | 48.8 | VerticalCompact-BCD_2x3 | 2784 | 800 | 1761 |  |  | 416.2 | 54 | 54 | 630 | EC motor | 5060 | 2 | no | no | C | D | Aluminum | 2025-01-02 | 6 | 6 | yes | piece | 1
GCVC PD 050.2/14-44 | GCVC PD | 050.2/14-44 | 4250065 | finoox | GCVC 050.2C/1x4-2519-1-D/3/32/2.10/3600/EXS/1/015023 | 8615 | 4 | 1 | 2519 | Axial | 69863 | 69795 | 180.66 | 21866 | 1010 | VT03011U.1 | 0.964 | 2015-01-01 | C | 44.01 | 75.64 | 2025-05-15 | VerticalCompact-BCD_1x4 | 3684 | 586 | 953 |  |  | 205.4 | 35 | 35 | 500 | EC motor | 5060 | 1 | no | no | C | D | Epoxy coated aluminum | 2025-01-02 | 4 | 3 | yes | piece | 1
GCVC PD 063.2/13-58 | GCVC PD | 063.2/13-58 | 4252327 | finoox | GCVC 063.2D/1x3-2547-2-D/3/40/2.10/3600/EXS/1/015023 | 12985 | 3 | 1 | 2547 | Axial | 102024 | 101384 | 225.82 | 36758 | 1055 | VT03143U.1 | 3282 | 2025-01-02 | E | 57.91 | 89.59 | 2025-03-19 | VerticalCompact-BCD_1x3 | 3684 | 611 | 1153 |  |  | 292.2 | 35 | 35 | 630 | EC motor | 5060 | 2 | no | no | D | D | Epoxy coated aluminum | 2025-01-02 | 4 | 3 | yes | piece | 1
GCVC PD 063.2/23-67 | GCVC PD | 063.2/23-67 | 4246999 | finoox | GCVC 063.2C/2x3-2550-2-D/4/64/2.10/2700/AXS/1/015023 | 23969 | 3 | 2 | 2550 | Axial | 210779 | 212024 | 361.32 | 70876 | 1285 | VT03143U.1 | 12688 | 2026-03-01 | E | 67.32 | 99.06 | 34.7 | VerticalCompact-BCD_2x3 | 2784 | 800 | 1761 |  |  | 471.1 | 54 | 54 | 630 | EC motor | 5060 | 2 | no | no | C | D | Aluminum | 2025-01-02 | 4 | 4 | yes | piece | 1
GCVC PD 050.2/22-56 | GCVC PD | 050.2/22-56 | 4245221 | finoox | GCVC 050.2C/2x2-2561-2-D/3/64/2.10/1800/EXS/1/015023 | 11027 | 2 | 2 | 2561 | Axial | 90727 | 90828 | 180.66 | 32975 | 1505 | VT03013U.1 | 3009 | 1938-01-01 | E | 55.5 | 87.13 | 17 | VerticalCompact-BCD_2x2 | 1884 | 800 | 1761 |  |  | 226.4 | 35 | 35 | 500 | EC motor | 5060 | 2 | no | no | C | D | Epoxy coated aluminum | 2025-01-02 | 6 | 3 | yes | piece | 1
GCVC PD 080.2/22-28 | GCVC PD | 080.2/22-28 | 4248385 | finoox | GCVC 080.2D/2x2-2494-1-D/4/80/2.10/2400/EXS/1/015023 | 17327 | 2 | 2 | 2494 | Axial | 95766 | 95111 | 401.46 | 21134 | 340 | VT03062U.1 | 0.34 | 0.45 | A+ | 27.69 | 59.5 | 34.8 | VerticalCompact-BCD_2x2 | 2484 | 800 | 2161 |  |  | 345.8 | 35 | 35 | 800 | EC motor | 5060 | 1 | no | no | D | D | Epoxy coated aluminum | 2025-01-02 | 8 | 4 | yes | piece | 1
GCVC PD 063.2/14-24 | GCVC PD | 063.2/14-24 | 4251538 | finoox | GCVC 063.2C/1x4-2501-1-D/4/32/2.10/3600/EXS/1/015023 | 11175 | 4 | 1 | 2501 | Axial | 47005 | 47015 | 240.88 | 9774 | 345 | VT03145U.1 | 0.127 | 0.15 | A+ | 23.66 | 55.29 | 2025-06-19 | VerticalCompact-BCD_1x4 | 3684 | 615 | 953 |  |  | 226.7 | 28 | 28 | 630 | EC motor | 5060 | 1 | no | no | C | D | Epoxy coated aluminum | 2025-01-02 | 6 | 4 | yes | piece | 1
GCVC PD 063.2/11-23 | GCVC PD | 063.2/11-23 | 4251795 | finoox | GCVC 063.2D/1x1-2505-1-D/6/40/2.10/1200/EXS/1/015023 | 5230 | 1 | 1 | 2505 | Axial | 23757 | 23944 | 150.55 | 4190 | 500 | VT03145U.1 | 0.069 | 0.39 | A+ | 23.39 | 54.76 | 2025-05-12 | VerticalCompact-BCD_1x1 | 1284 | 615 | 1153 |  |  | 104.3 | 18 | 18 | 630 | EC motor | 5060 | 1 | no | no | D | D | Epoxy coated aluminum | 2025-01-02 | 10 | 6 | yes | piece | 1
GCVC PD 050.2/11-30 | GCVC PD | 050.2/11-30 | 4250275 | finoox | GCVC 050.2D/1x1-2514-1-D/6/40/2.10/1200/EXS/1/015023 | 3920 | 1 | 1 | 2514 | Axial | 22023 | 22213 | 150.55 | 3838 | 695 | VT03011U.1 | 0.084 | 0.47 | A+ | 30.28 | 61.64 | 2025-05-12 | VerticalCompact-BCD_1x1 | 1284 | 586 | 1153 |  |  | 103.4 | 18 | 18 | 500 | EC motor | 5060 | 1 | no | no | D | D | Epoxy coated aluminum | 2025-01-02 | 10 | 6 | yes | piece | 1
GCVC PD 045.2/23-47 | GCVC PD | 045.2/23-47 | 4244646 | finoox | GCVC 045.2C/2x3-2528-1-D/4/64/2.10/2700/EXS/1/015023 | 12567 | 3 | 2 | 2528 | Axial | 105218 | 105.22 | 361.32 | 24913 | 1050 | VT03007U.1 | 2013-01-01 | 0.84 | C | 47.46 | 79.21 | 32.1 | VerticalCompact-BCD_2x3 | 2784 | 800 | 1761 |  |  | 317.4 | 42 | 42 | 450 | EC motor | 5060 | 1 | no | no | C | D | Epoxy coated aluminum | 2025-01-02 | 6 | 4 | yes | piece | 1
GCVC PD 063.2/22-41 | GCVC PD | 063.2/22-41 | 4247716 | finoox | GCVC 063.2D/2x2-2554-2-D/4/80/2.10/2400/EXS/1/015023 | 16265 | 2 | 2 | 2554 | Axial | 127898 | 127996 | 401.46 | 31104 | 750 | VT03144U.1 | 1045 | 0.6 | B | 41.11 | 72.92 | 36.3 | VerticalCompact-BCD_2x2 | 2484 | 800 | 2161 |  |  | 342.8 | 42 | 42 | 630 | EC motor | 5060 | 2 | no | no | D | D | Epoxy coated aluminum | 2025-01-02 | 6 | 4 | yes | piece | 1
GCVC PD 080.3/13-35 | GCVC PD | 080.3/13-35 | 6086005 | finoox | GCVC 080.3D/1x3-3564-2-D/3/40/2.10/3600/AXS/1/015023 | 13811 | 3 | 1 | 3564 | Axial | 81.41 | 81377 | 225.82 | 23133 | 440 | VT01445U.3 | 0.64 | 0.6 | B | 34.84 | 66.53 | 2025-03-19 | VerticalCompact-BCD_1x3 | 3684 | 620 | 1153 |  |  | 305.8 | 35 | 35 | 800 | EC motor | 5060 | 2 | no | no | D | D | Aluminum | 2025-01-02 | 4 | 3 | yes | piece | 1
GCVC PD 040.2/12-45 | GCVC PD | 040.2/12-45 | 4243696 | finoox | GCVC 040.2A/1x2-1734-W-D/2/20/2.10/1200/AXS/2/015023 | 1412 | 2 | 1 | 1734 | Axial | 13965 | 13982 | 2025-09-25 | 6484 | 1310 | VT0605 | 0.402 | 0.85 | E | 44.9 | 76.05 | 2025-01-02 | VerticalCompact-A_1x2 | 1260 | 288 | 507 |  |  | 2025-07-29 | 16 | 16 | 400 | AC motor | 50 | W | no | no | A | D | Aluminum | 2025-01-02 | 8 | 2 | yes | piece | 1
GCVC PD 050.2/23-32 | GCVC PD | 050.2/23-32 | 4246221 | finoox | GCVC 050.2D/2x3-2337-S-D/6/80/2.10/3600/EXS/1/015023 | 17537 | 3 | 2 | 2337 | Axial | 109741 | 110588 | 903.29 | 18453 | 510 | VT01437 | 0.471 | 0.16 | A | 31.61 | 63.57 | 75.1 | VerticalCompact-BCD_2x3 | 3684 | 800 | 2161 |  |  | 571.9 | 42 | 42 | 500 | AC motor | 50 | S | no | no | D | D | Epoxy coated aluminum | 2025-01-02 | 6 | 6 | yes | piece | 1
GCVC PD 063.2/11-19 | GCVC PD | 063.2/11-19 | 4251682 | finoox | GCVC 063.2D/1x1-2359-S-D/3/40/2.10/1200/AXS/1/015023 | 3503 | 1 | 1 | 2359 | Axial | 15928 | 15916 | 75.27 | 3599 | 320 | VT01442 | 0.062 | 0.14 | A+ | 19.17 | 50.53 | 2025-03-06 | VerticalCompact-BCD_1x1 | 1284 | 598 | 1153 |  |  | 85.8 | 16 | 16 | 630 | AC motor | 50 | S | no | no | D | D | Aluminum | 2025-01-02 | 10 | 3 | yes | piece | 1
GCVC PD 050.2/21-29 | GCVC PD | 050.2/21-29 | 4245787 | finoox | GCVC 050.2D/2x1-2385-J-D/3/80/2.10/1200/EXS/1/015023 | 5042 | 1 | 2 | 2385 | Axial | 28374 | 28428 | 150.55 | 6328 | 430 | VT01435 | 0.264 | 0.32 | C | 29.34 | 60.99 | 2025-02-13 | VerticalCompact-BCD_2x1 | 1284 | 800 | 2161 |  |  | 171 | 22 | 22 | 500 | AC motor | 60 | J | no | no | D | D | Epoxy coated aluminum | 2025-01-02 | 10 | 3 | yes | piece | 1
GCVC PD 050.2/14-44 | GCVC PD | 050.2/14-44 | 4249948 | finoox | GCVC 050.2C/1x4-2384-I-D/3/32/2.10/3600/AXS/1/015023 | 6037 | 4 | 1 | 2384 | Axial | 69774 | 69.75 | 180.66 | 20815 | 790 | VT01435 | 1946-01-01 | 0.88 | D | 44.22 | 75.85 | 2025-05-15 | VerticalCompact-BCD_1x4 | 3684 | 596 | 953 |  |  | 225.3 | 35 | 35 | 500 | AC motor | 60 | I | no | no | C | D | Aluminum | 2025-01-02 | 4 | 3 | yes | piece | 1
GCVC PD 050.2/11-29 | GCVC PD | 050.2/11-29 | 4244045 | finoox | GCVC 050.2B/1x1-2387-L-D/3/24/2.10/720/EXS/1/015023 | 1891 | 1 | 1 | 2387 | Axial | 8904 | 8946 | 2025-01-27 | 2522 | 500 | VT01435 | 0.178 | 0.37 | D | 28.65 | 59.84 | 2025-04-02 | VerticalCompact-BCD_1x1 | 804 | 596 | 753 |  |  | 49.1 | 16 | 16 | 500 | AC motor | 60 | L | no | no | B | D | Epoxy coated aluminum | 2025-01-02 | 12 | 3 | yes | piece | 1
GCVC PD 050.2/11-17 | GCVC PD | 050.2/11-17 | 4244049 | finoox | GCVC 050.2B/1x1-2389-J-D/3/24/2.10/720/EXS/1/015023 | 1882 | 1 | 1 | 2389 | Axial | 7347 | 7389 | 2025-01-27 | 1909 | 450 | VT01437 | 0.083 | 0.17 | C | 16.97 | 48.16 | 2025-04-02 | VerticalCompact-BCD_1x1 | 804 | 596 | 753 |  |  | 46.5 | 16 | 16 | 500 | AC motor | 60 | J | no | no | B | D | Epoxy coated aluminum | 2025-01-02 | 12 | 3 | yes | piece | 1
GCVC PD 050.2/14-41 | GCVC PD | 050.2/14-41 | 4249945 | finoox | GCVC 050.2C/1x4-2355-X-D/3/32/2.10/3600/EXS/1/015023 | 6296 | 4 | 1 | 2355 | Axial | 66257 | 66193 | 180.66 | 19881 | 810 | VT03093U | 1157 | 2025-03-01 | D | 41.29 | 72.91 | 2025-05-15 | VerticalCompact-BCD_1x4 | 3684 | 569 | 953 |  |  | 217.8 | 35 | 35 | 500 | AC motor | 60 | X | no | no | C | D | Epoxy coated aluminum | 2025-01-02 | 4 | 3 | yes | piece | 1
GCVC PD 063.2/22-32 | GCVC PD | 063.2/22-32 | 4246676 | finoox | GCVC 063.2C/2x2-2398-I-D/6/64/2.10/1800/AXS/1/015023 | 10856 | 2 | 2 | 2398 | Axial | 71723 | 72388 | 361.32 | 12961 | 460 | VT01442 | 0.588 | 0.32 | B | 32.29 | 63.92 | 31.2 | VerticalCompact-BCD_2x2 | 1884 | 800 | 1761 |  |  | 277.7 | 35 | 35 | 630 | AC motor | 60 | I | no | no | C | D | Aluminum | 2025-01-02 | 8 | 6 | yes | piece | 1
GCVC PD 063.2/23-34 | GCVC PD | 063.2/23-34 | 4247802 | finoox | GCVC 063.2D/2x3-2398-I-D/3/80/2.10/3600/AXS/1/015023 | 14766 | 3 | 2 | 2398 | Axial | 122307 | 122254 | 451.65 | 29915 | 460 | VT01442 | 0.794 | 0.32 | B | 34.45 | 66.41 | 40 | VerticalCompact-BCD_2x3 | 3684 | 800 | 2161 |  |  | 449.8 | 42 | 42 | 630 | AC motor | 60 | I | no | no | D | D | Aluminum | 2025-01-02 | 4 | 3 | yes | piece | 1
GCVC PD 063.2/22-64 | GCVC PD | 063.2/22-64 | 4246790 | finoox | GCVC 063.2C/2x2-2549-2-D/3/64/2.10/1800/EXS/1/015023 | 16279 | 2 | 2 | 2549 | Axial | 107572 | 107696 | 180.66 | 47305 | 1210 | VT03143U.1 | 6987 | 1986-02-01 | E | 63.71 | 95.34 | 2025-02-18 | VerticalCompact-BCD_2x2 | 1884 | 800 | 1761 |  |  | 302.2 | 42 | 42 | 630 | EC motor | 5060 | 2 | no | no | C | D | Epoxy coated aluminum | 2025-01-02 | 6 | 3 | yes | piece | 1
GCVC PD 063.2/12-44 | GCVC PD | 063.2/12-44 | 4252148 | finoox | GCVC 063.2D/1x2-2558-2-D/4/40/2.10/2400/EXS/1/015023 | 8168 | 2 | 1 | 2558 | Axial | 73909 | 73933 | 200.73 | 19861 | 950 | VT03144U.1 | 1032 | 1 | C | 43.68 | 75.21 | 2025-05-17 | VerticalCompact-BCD_1x2 | 2484 | 623 | 1153 |  |  | 177.2 | 35 | 35 | 630 | EC motor | 5060 | 2 | no | no | D | D | Epoxy coated aluminum | 2025-01-02 | 6 | 4 | yes | piece | 1
GCVC PD 080.2/21-51 | GCVC PD | 080.2/21-51 | 4248161 | finoox | GCVC 080.2D/2x1-2538-2-D/6/80/2.10/1200/EXS/1/015023 | 11727 | 1 | 2 | 2538 | Axial | 105074 | 105.62 | 301.1 | 23070 | 800 | VT03059U.2 | 2049 | 1989-01-01 | D | 50.76 | 82.41 | 2025-04-27 | VerticalCompact-BCD_2x1 | 1284 | 800 | 2161 |  |  | 245.9 | 35 | 35 | 800 | EC motor | 5060 | 2 | no | no | D | D | Epoxy coated aluminum | 2025-01-02 | 10 | 6 | yes | piece | 1
GCVC PD 063.2/21-27 | GCVC PD | 063.2/21-27 | 4246527 | finoox | GCVC 063.2C/2x1-2504-1-D/4/64/2.10/900/AXS/1/015023 | 6876 | 1 | 2 | 2504 | Axial | 30521 | 30674 | 120.44 | 6682 | 460 | VT03145U.1 | 0.12 | 0.3 | A+ | 26.58 | 58.09 | 2025-07-10 | VerticalCompact-BCD_2x1 | 984 | 800 | 1761 |  |  | 128.2 | 22 | 22 | 630 | EC motor | 5060 | 1 | no | no | C | D | Aluminum | 2025-01-02 | 12 | 4 | yes | piece | 1
GCVC PD 050.2/23-47 | GCVC PD | 050.2/23-47 | 4246379 | finoox | GCVC 050.2D/2x3-2520-1-D/4/80/2.10/3600/AXS/1/015023 | 16735 | 3 | 2 | 2520 | Axial | 168406 | 168718 | 602.19 | 37331 | 1070 | VT03011U.1 | 1963-01-01 | 2025-04-01 | C | 47.36 | 79.32 | 54.8 | VerticalCompact-BCD_2x3 | 3684 | 800 | 2161 |  |  | 473.9 | 54 | 54 | 500 | EC motor | 5060 | 1 | no | no | D | D | Aluminum | 2025-01-02 | 4 | 4 | yes | piece | 1
GCVC PD 050.2/22-56 | GCVC PD | 050.2/22-56 | 4246172 | finoox | GCVC 050.2D/2x2-2561-2-D/4/80/2.10/2400/EXS/1/015023 | 13880 | 2 | 2 | 2561 | Axial | 137826 | 137907 | 401.46 | 34989 | 1505 | VT03013U.1 | 2872 | 1938-01-01 | D | 56.07 | 87.88 | 36.3 | VerticalCompact-BCD_2x2 | 2484 | 800 | 2161 |  |  | 340.6 | 42 | 42 | 500 | EC motor | 5060 | 2 | no | no | D | D | Epoxy coated aluminum | 2025-01-02 | 6 | 4 | yes | piece | 1
GCVC PD 063.2/22-28 | GCVC PD | 063.2/22-28 | 4246730 | finoox | GCVC 063.2C/2x2-2503-1-D/4/64/2.10/1800/EXS/1/015023 | 12282 | 2 | 2 | 2503 | Axial | 56771 | 56857 | 240.88 | 12159 | 425 | VT03145U.1 | 0.195 | 0.25 | A+ | 27.71 | 59.34 | 2025-06-20 | VerticalCompact-BCD_2x2 | 1884 | 800 | 1761 |  |  | 227.7 | 28 | 28 | 630 | EC motor | 5060 | 1 | no | no | C | D | Epoxy coated aluminum | 2025-01-02 | 8 | 4 | yes | piece | 1
GCVC PD 045.2/12-40 | GCVC PD | 045.2/12-40 | 4248953 | finoox | GCVC 045.2C/1x2-2526-1-D/6/32/2.10/1800/EXS/1/015023 | 5587 | 2 | 1 | 2526 | Axial | 36123 | 36317 | 180.66 | 6624 | 900 | VT03007U.1 | 0.249 | 0.58 | B | 39.94 | 71.32 | 2025-08-14 | VerticalCompact-BCD_1x2 | 1884 | 535 | 953 |  |  | 130.5 | 22 | 22 | 450 | EC motor | 5060 | 1 | no | no | C | D | Epoxy coated aluminum | 2025-01-02 | 8 | 6 | yes | piece | 1
GCVC PD 045.2/22-46 | GCVC PD | 045.2/22-46 | 4244556 | finoox | GCVC 045.2C/2x2-2528-1-D/4/64/2.10/1800/EXS/1/015023 | 8857 | 2 | 2 | 2528 | Axial | 71185 | 71101 | 240.88 | 16608 | 1050 | VT03007U.1 | 0.753 | 0.84 | C | 45.82 | 77.45 | 2025-07-21 | VerticalCompact-BCD_2x2 | 1884 | 800 | 1761 |  |  | 218.4 | 35 | 35 | 450 | EC motor | 5060 | 1 | no | no | C | D | Epoxy coated aluminum | 2025-01-02 | 8 | 4 | yes | piece | 1
GCVC PD 045.2/22-47 | GCVC PD | 045.2/22-47 | 4244560 | finoox | GCVC 045.2C/2x2-2529-1-D/6/64/2.10/1800/AXS/1/015023 | 9496 | 2 | 2 | 2529 | Axial | 88.62 | 89165 | 361.32 | 16754 | 1125 | VT03007U.1 | 0.93 | 1 | C | 47.48 | 79.11 | 31.2 | VerticalCompact-BCD_2x2 | 1884 | 800 | 1761 |  |  | 253.8 | 35 | 35 | 450 | EC motor | 5060 | 1 | no | no | C | D | Aluminum | 2025-01-02 | 8 | 6 | yes | piece | 1
GCVC PD 080.2/13-54 | GCVC PD | 080.2/13-54 | 4253218 | finoox | GCVC 080.2D/1x3-2710-2-D/3/40/2.10/3600/AXS/1/015023 | 13102 | 3 | 1 | 2710 | Axial | 143664 | 141686 | 225.82 | 54813 | 975 | VT03059U.2 | 5687 | 3 | E | 54.46 | 86.15 | 2025-07-21 | VerticalCompact-BCD_1x3 | 3684 | 650 | 1153 |  |  | 282 | 42 | 42 | 800 | EC motor | 5060 | 2 | no | no | D | D | Aluminum | 2025-01-02 | 2 | 3 | yes | piece | 1
GCVC PD 080.3/21-58 | GCVC PD | 080.3/21-58 | 6085046 | finoox | GCVC 080.3D/2x1-3558-2-D/4/80/2.10/1200/AXS/1/015023 | 10643 | 1 | 2 | 3558 | Axial | 114931 | 115474 | 200.73 | 37289 | 1060 | VT01445U.3 | 4975 | 2025-04-04 | E | 57.53 | 89.18 | 2025-09-20 | VerticalCompact-BCD_2x1 | 1284 | 800 | 2161 |  |  | 236.2 | 42 | 42 | 800 | EC motor | 5060 | 2 | no | no | D | D | Aluminum | 2025-01-02 | 8 | 4 | yes | piece | 1
GCVC PD 050.2/11-35 | GCVC PD | 050.2/11-35 | 4249187 | finoox | GCVC 050.2C/1x1-2332-D-D/6/32/2.10/900/EXS/1/015023 | 2720 | 1 | 1 | 2332 | Axial | 22756 | 22915 | 90.33 | 4500 | 850 | VT01435 | 0.273 | 0.74 | C | 34.9 | 66.17 | 2025-07-07 | VerticalCompact-BCD_1x1 | 984 | 596 | 953 |  |  | 77.4 | 18 | 18 | 500 | AC motor | 50 | D | no | no | C | D | Epoxy coated aluminum | 2025-01-02 | 12 | 6 | yes | piece | 1
GCVC PD 050.2/24-30 | GCVC PD | 050.2/24-30 | 4245582 | finoox | GCVC 050.2C/2x4-2391-L-D/3/64/2.10/3600/AXS/1/015023 | 11473 | 4 | 2 | 2391 | Axial | 97112 | 97074 | 361.32 | 23680 | 520 | VT01437 | 0.82 | 0.18 | B | 30.15 | 62.01 | 2025-08-30 | VerticalCompact-BCD_2x4 | 3684 | 800 | 1761 |  |  | 406.3 | 35 | 35 | 500 | AC motor | 60 | L | no | no | C | D | Aluminum | 2025-01-02 | 4 | 3 | yes | piece | 1
GCVC PD 045.2/13-49 | GCVC PD | 045.2/13-49 | 4249070 | finoox | GCVC 045.2C/1x3-2531-1-D/6/32/2.10/2700/AXS/1/015023 | 7275 | 3 | 1 | 2531 | Axial | 73362 | 73.63 | 270.99 | 14329 | 1275 | VT03007U.1 | 1 | 2025-04-01 | D | 49.05 | 80.55 | 2025-06-22 | VerticalCompact-BCD_1x3 | 2784 | 535 | 953 |  |  | 192.4 | 35 | 35 | 450 | EC motor | 5060 | 1 | no | no | C | D | Aluminum | 2025-01-02 | 6 | 6 | yes | piece | 1
GCVC PD 063.2/23-28 | GCVC PD | 063.2/23-28 | 4247868 | finoox | GCVC 063.2D/2x3-2504-1-D/3/80/2.10/3600/AXS/1/015023 | 18441 | 3 | 2 | 2504 | Axial | 110538 | 110508 | 451.65 | 25999 | 460 | VT03145U.1 | 0.316 | 0.3 | A+ | 28.39 | 60.35 | 40 | VerticalCompact-BCD_2x3 | 3684 | 800 | 2161 |  |  | 429.4 | 42 | 42 | 630 | EC motor | 5060 | 1 | no | no | D | D | Aluminum | 2025-01-02 | 4 | 3 | yes | piece | 1
GCVC PD 045.2/12-36 | GCVC PD | 045.2/12-36 | 4248936 | finoox | GCVC 045.2C/1x2-2524-1-D/3/32/2.10/1800/AXS/1/015023 | 4392 | 2 | 1 | 2524 | Axial | 24546 | 24.54 | 90.33 | 6036 | 750 | VT03007U.1 | 0.15 | 0.37 | B | 35.77 | 67.15 | 2025-05-07 | VerticalCompact-BCD_1x2 | 1884 | 535 | 953 |  |  | 103.9 | 18 | 18 | 450 | EC motor | 5060 | 1 | no | no | C | D | Aluminum | 2025-01-02 | 8 | 3 | yes | piece | 1
GCVC PD 063.2/11-36 | GCVC PD | 063.2/11-36 | 4251018 | finoox | GCVC 063.2C/1x1-2555-2-D/3/32/2.10/900/AXS/1/015023 | 3962 | 1 | 1 | 2555 | Axial | 22179 | 22312 | 45.16 | 7398 | 800 | VT03144U.1 | 0.345 | 0.69 | D | 35.65 | 66.93 | 4 | VerticalCompact-BCD_1x1 | 984 | 623 | 953 |  |  | 64.4 | 18 | 18 | 630 | EC motor | 5060 | 2 | no | no | C | D | Aluminum | 2025-01-02 | 8 | 3 | yes | piece | 1
GCVC PD 050.2/13-53 | GCVC PD | 050.2/13-53 | 4249858 | finoox | GCVC 050.2C/1x3-2560-2-D/6/32/2.10/2700/AXS/1/015023 | 9468 | 3 | 1 | 2560 | Axial | 95231 | 95531 | 270.99 | 20938 | 1415 | VT03013U.1 | 1987 | 2021-01-01 | D | 52.77 | 84.28 | 2025-06-22 | VerticalCompact-BCD_1x3 | 2784 | 607 | 953 |  |  | 211.3 | 35 | 35 | 500 | EC motor | 5060 | 2 | no | no | C | D | Aluminum | 2025-01-02 | 6 | 6 | yes | piece | 1
GCVC PD 050.2/13-55 | GCVC PD | 050.2/13-55 | 4249872 | finoox | GCVC 050.2C/1x3-2562-2-D/4/32/2.10/2700/EXS/1/015023 | 8894 | 3 | 1 | 2562 | Axial | 85284 | 85478 | 180.66 | 25441 | 1595 | VT03013U.1 | 2721 | 1965-01-01 | E | 55.41 | 86.92 | 2025-06-15 | VerticalCompact-BCD_1x3 | 2784 | 607 | 953 |  |  | 185.3 | 35 | 35 | 500 | EC motor | 5060 | 2 | no | no | C | D | Epoxy coated aluminum | 2025-01-02 | 4 | 4 | yes | piece | 1
GCVC PD 063.2/24-64 | GCVC PD | 063.2/24-64 | 4247193 | finoox | GCVC 063.2C/2x4-2547-2-D/4/64/2.10/3600/AXS/1/015023 | 31106 | 4 | 2 | 2547 | Axial | 238586 | 237453 | 481.75 | 76576 | 1055 | VT03143U.1 | 9497 | 2025-01-02 | E | 64.4 | 96.26 | 44 | VerticalCompact-BCD_2x4 | 3684 | 800 | 1761 |  |  | 613.8 | 54 | 54 | 630 | EC motor | 5060 | 2 | no | no | C | D | Aluminum | 2025-01-02 | 4 | 4 | yes | piece | 1
GCVC PD 080.2/22-28 | GCVC PD | 080.2/22-28 | 4248383 | finoox | GCVC 080.2D/2x2-2494-1-D/4/80/2.10/2400/AXS/1/015023 | 16354 | 2 | 2 | 2494 | Axial | 97303 | 97348 | 401.46 | 21134 | 340 | VT03062U.1 | 0.34 | 0.45 | A+ | 27.69 | 59.5 | 34.8 | VerticalCompact-BCD_2x2 | 2484 | 800 | 2161 |  |  | 345.8 | 35 | 35 | 800 | EC motor | 5060 | 1 | no | no | D | D | Aluminum | 2025-01-02 | 8 | 4 | yes | piece | 1
GCVC PD 050.2/21-31 | GCVC PD | 050.2/21-31 | 4244911 | finoox | GCVC 050.2C/2x1-2513-1-D/4/64/2.10/900/AXS/1/015023 | 5259 | 1 | 2 | 2513 | Axial | 29766 | 29916 | 120.44 | 6466 | 630 | VT03011U.1 | 0.137 | 0.37 | A | 30.62 | 62.13 | 2025-07-10 | VerticalCompact-BCD_2x1 | 984 | 800 | 1761 |  |  | 126.4 | 22 | 22 | 500 | EC motor | 5060 | 1 | no | no | C | D | Aluminum | 2025-01-02 | 12 | 4 | yes | piece | 1
GCVC PD 045.2/11-37 | GCVC PD | 045.2/11-37 | 4248862 | finoox | GCVC 045.2C/1x1-2526-1-D/4/32/2.10/900/EXS/1/015023 | 2852 | 1 | 1 | 2526 | Axial | 15564 | 15649 | 60.22 | 3540 | 900 | VT03007U.1 | 0.123 | 0.58 | B | 36.82 | 68.08 | 2025-01-05 | VerticalCompact-BCD_1x1 | 984 | 535 | 953 |  |  | 61.9 | 16 | 16 | 450 | EC motor | 5060 | 1 | no | no | C | D | Epoxy coated aluminum | 2025-01-02 | 8 | 4 | yes | piece | 1
GCVC PD 080.2/11-40 | GCVC PD | 080.2/11-40 | 4252606 | finoox | GCVC 080.2D/1x1-2546-2-D/3/40/2.10/1200/EXS/1/015023 | 4956 | 1 | 1 | 2546 | Axial | 36118 | 36096 | 75.27 | 12989 | 730 | VT03060U.1 | 0.724 | 2025-03-01 | D | 40.42 | 71.79 | 2025-06-06 | VerticalCompact-BCD_1x1 | 1284 | 613 | 1153 |  |  | 92.3 | 22 | 22 | 800 | EC motor | 5060 | 2 | no | no | D | D | Epoxy coated aluminum | 2025-01-02 | 10 | 3 | yes | piece | 1
GCVC PD 080.3/23-55 | GCVC PD | 080.3/23-55 | 6167686 | finoox | GCVC 080.3D/2x3-3485-I-D/3/80/2.10/3600/EXS/1/015023 | 21738 | 3 | 2 | 3485 | Axial | 234095 | 232627 | 451.65 | 100908 | 900 | VT01526 | 13726 | 2025-09-03 | E | 54.7 | 86.66 | 43.1 | VerticalCompact-BCD_2x3 | 3684 | 800 | 2161 |  |  | 592.2 | 54 | 54 | 800 | AC motor | 60 | I | no | no | D | D | Epoxy coated aluminum | 2025-01-02 | 4 | 3 | yes | piece | 1
GCVC PD 050.3/22-51 | GCVC PD | 050.3/22-51 | 6189864 | finoox | GCVC 050.3C/2x2-3617-X-D/4/64/2.10/1800/EXS/1/015023 | 7240 | 2 | 2 | 3617 | Axial | 100173 | 100127 | 240.88 | 29256 | 1260 | VT01524 | 3805 | 2025-04-04 | E | 50.8 | 82.43 | 2025-07-21 | VerticalCompact-BCD_2x2 | 1884 | 800 | 1761 |  |  | 249 | 35 | 35 | 500 | AC motor | 60 | X | no | no | C | D | Epoxy coated aluminum | 2025-01-02 | 8 | 4 | yes | piece | 1
GCVC PD 050.2/21-38 | GCVC PD | 050.2/21-38 | 4244775 | finoox | GCVC 050.2C/2x1-2332-D-D/4/64/2.10/900/AXS/1/015023 | 4167 | 1 | 2 | 2332 | Axial | 40395 | 40633 | 120.44 | 9801 | 850 | VT01435 | 0.529 | 0.74 | C | 37.75 | 69.26 | 2025-07-10 | VerticalCompact-BCD_2x1 | 984 | 800 | 1761 |  |  | 136.4 | 22 | 22 | 500 | AC motor | 50 | D | no | no | C | D | Aluminum | 2025-01-02 | 8 | 4 | yes | piece | 1
GCVC PD 050.2/12-36 | GCVC PD | 050.2/12-36 | 4244166 | finoox | GCVC 050.2B/1x2-2354-W-D/3/24/2.10/1440/AXS/1/015023 | 2750 | 2 | 1 | 2354 | Axial | 24303 | 24321 | 54.2 | 7677 | 865 | VT03093U | 0.445 | 0.97 | D | 36.41 | 67.69 | 2025-06-04 | VerticalCompact-BCD_1x2 | 1524 | 569 | 753 |  |  | 85 | 18 | 18 | 500 | AC motor | 50 | W | no | no | B | D | Aluminum | 2025-01-02 | 8 | 3 | yes | piece | 1
GCVC PD 040.2/11-38 | GCVC PD | 040.2/11-38 | 4243688 | finoox | GCVC 040.2A/1x1-2346-W-D/2/20/2.10/600/AXS/2/015023 | 985 | 1 | 1 | 2346 | Axial | 5572 | 5608 | 1955-12-01 | 2258 | 895 | VT0607 | 0.09 | 0.33 | D | 38.43 | 69.51 | 2025-02-01 | VerticalCompact-A_1x1 | 660 | 342 | 507 |  |  | 2025-02-16 | 16 | 16 | 400 | AC motor | 50 | W | no | no | A | D | Aluminum | 2025-01-02 | 10 | 2 | yes | piece | 1
GCVC PD 063.2/14-26 | GCVC PD | 063.2/14-26 | 4251511 | finoox | GCVC 063.2C/1x4-2401-L-D/4/32/2.10/3600/EXS/1/015023 | 8902 | 4 | 1 | 2401 | Axial | 53075 | 53201 | 240.88 | 11099 | 340 | VT01442 | 0.358 | 0.16 | B | 26.29 | 57.91 | 2025-06-19 | VerticalCompact-BCD_1x4 | 3684 | 598 | 953 |  |  | 240.3 | 28 | 28 | 630 | AC motor | 60 | L | no | no | C | D | Epoxy coated aluminum | 2025-01-02 | 4 | 4 | yes | piece | 1
GCVC PD 050.2/24-54 | GCVC PD | 050.2/24-54 | 4245510 | finoox | GCVC 050.2C/2x4-2347-D-D/4/64/2.10/3600/EXS/1/015023 | 14023 | 4 | 2 | 2347 | Axial | 203975 | 203755 | 481.75 | 60255 | 1390 | VT03150U | 5515 | 1941-01-01 | E | 53.73 | 85.59 | 44 | VerticalCompact-BCD_2x4 | 3684 | 800 | 1761 |  |  | 465.9 | 54 | 54 | 500 | AC motor | 50 | D | no | no | C | D | Epoxy coated aluminum | 2025-01-02 | 4 | 4 | yes | piece | 1
GCVC PD 080.2/13-40 | GCVC PD | 080.2/13-40 | 4253024 | finoox | GCVC 080.2D/1x3-2485-1-D/6/40/2.10/3600/AXS/1/015023 | 13009 | 3 | 1 | 2485 | Axial | 113153 | 113372 | 451.65 | 22552 | 535 | VT03061U.1 | 0.93 | 1935-01-01 | B | 39.92 | 71.61 | 37.7 | VerticalCompact-BCD_1x3 | 3684 | 608 | 1153 |  |  | 310.8 | 42 | 42 | 800 | EC motor | 5060 | 1 | no | no | D | D | Aluminum | 2025-01-02 | 6 | 6 | yes | piece | 1
GCVC PD 045.2/14-53 | GCVC PD | 045.2/14-53 | 4249172 | finoox | GCVC 045.2C/1x4-2533-1-D/6/32/2.10/3600/AXS/1/015023 | 9396 | 4 | 1 | 2533 | Axial | 107606 | 108032 | 361.32 | 21468 | 1425 | VT03007U.1 | 1842 | 2025-09-01 | D | 52.57 | 84.19 | 31.4 | VerticalCompact-BCD_1x4 | 3684 | 535 | 953 |  |  | 255.1 | 42 | 42 | 450 | EC motor | 5060 | 1 | no | no | C | D | Aluminum | 2025-01-02 | 4 | 6 | yes | piece | 1
GCVC PD 063.2/13-65 | GCVC PD | 063.2/13-65 | 4252356 | finoox | GCVC 063.2D/1x3-2552-2-D/6/40/2.10/3600/AXS/1/015023 | 15172 | 3 | 1 | 2552 | Axial | 191308 | 191869 | 451.65 | 45378 | 1435 | VT03143U.1 | 1955-08-01 | 2025-03-04 | E | 65.38 | 97.06 | 39.4 | VerticalCompact-BCD_1x3 | 3684 | 611 | 1153 |  |  | 362 | 54 | 54 | 630 | EC motor | 5060 | 2 | no | no | D | D | Aluminum | 2025-01-02 | 4 | 6 | yes | piece | 1
GCVC PD 050.2/24-50 | GCVC PD | 050.2/24-50 | 4245677 | finoox | GCVC 050.2C/2x4-2522-1-D/6/64/2.10/3600/EXS/1/015023 | 21469 | 4 | 2 | 2522 | Axial | 224985 | 225831 | 722.63 | 46999 | 1200 | VT03011U.1 | 3356 | 2025-09-01 | D | 50.15 | 82.01 | 62.7 | VerticalCompact-BCD_2x4 | 3684 | 800 | 1761 |  |  | 499.9 | 54 | 54 | 500 | EC motor | 5060 | 1 | no | no | C | D | Epoxy coated aluminum | 2025-01-02 | 4 | 6 | yes | piece | 1
GCVC PD 063.2/11-12 | GCVC PD | 063.2/11-12 | 4251764 | finoox | GCVC 063.2D/1x1-2500-1-D/4/40/2.10/1200/EXS/1/015023 | 4457 | 1 | 1 | 2500 | Axial | 14333 | 14422 | 100.37 | 2730 | 310 | VT03145U.1 | 0.024 | 0.13 | A+ | 1945-12-01 | 43.81 | 2025-03-08 | VerticalCompact-BCD_1x1 | 1284 | 615 | 1153 |  |  | 89.7 | 16 | 16 | 630 | EC motor | 5060 | 1 | no | no | D | D | Epoxy coated aluminum | 2025-01-02 | 10 | 4 | yes | piece | 1
GCVC PD 063.2/21-31 | GCVC PD | 063.2/21-31 | 4246534 | finoox | GCVC 063.2C/2x1-2505-1-D/6/64/2.10/900/AXS/1/015023 | 7727 | 1 | 2 | 2505 | Axial | 34708 | 35046 | 180.66 | 6335 | 500 | VT03145U.1 | 0.153 | 0.39 | A | 30.76 | 62.27 | 2025-06-15 | VerticalCompact-BCD_2x1 | 984 | 800 | 1761 |  |  | 146 | 22 | 22 | 630 | EC motor | 5060 | 1 | no | no | C | D | Aluminum | 2025-01-02 | 12 | 6 | yes | piece | 1
GCVC PD 045.2/24-49 | GCVC PD | 045.2/24-49 | 4244736 | finoox | GCVC 045.2C/2x4-2528-1-D/4/64/2.10/3600/EXS/1/015023 | 16229 | 4 | 2 | 2528 | Axial | 142685 | 142577 | 481.75 | 33217 | 1050 | VT03007U.1 | 1507 | 0.84 | C | 48.6 | 80.46 | 41.4 | VerticalCompact-BCD_2x4 | 3684 | 800 | 1761 |  |  | 410.3 | 42 | 42 | 450 | EC motor | 5060 | 1 | no | no | C | D | Epoxy coated aluminum | 2025-01-02 | 4 | 4 | yes | piece | 1
GCVC PD 045.2/14-46 | GCVC PD | 045.2/14-46 | 4249145 | finoox | GCVC 045.2C/1x4-2528-1-D/6/32/2.10/3600/EXS/1/015023 | 9913 | 4 | 1 | 2528 | Axial | 80285 | 80702 | 361.32 | 15582 | 1050 | VT03007U.1 | 0.764 | 0.84 | C | 46.01 | 77.63 | 2025-05-29 | VerticalCompact-BCD_1x4 | 3684 | 535 | 953 |  |  | 251.6 | 35 | 35 | 450 | EC motor | 5060 | 1 | no | no | C | D | Epoxy coated aluminum | 2025-01-02 | 6 | 6 | yes | piece | 1
GCVC PD 080.2/12-43 | GCVC PD | 080.2/12-43 | 4252880 | finoox | GCVC 080.2D/1x2-2546-2-D/3/40/2.10/2400/EXS/1/015023 | 8410 | 2 | 1 | 2546 | Axial | 69859 | 69354 | 150.55 | 25977 | 730 | VT03060U.1 | 1448 | 2025-03-01 | D | 43.27 | 74.8 | 2025-05-13 | VerticalCompact-BCD_1x2 | 2484 | 613 | 1153 |  |  | 172.6 | 35 | 35 | 800 | EC motor | 5060 | 2 | no | no | D | D | Epoxy coated aluminum | 2025-01-02 | 6 | 3 | yes | piece | 1
GCVC PD 063.2/23-43 | GCVC PD | 063.2/23-43 | 4247961 | finoox | GCVC 063.2D/2x3-2554-2-D/3/80/2.10/3600/EXS/1/015023 | 21471 | 3 | 2 | 2554 | Axial | 162345 | 162189 | 451.65 | 47995 | 750 | VT03144U.1 | 1524 | 0.6 | C | 43.34 | 75.3 | 43.1 | VerticalCompact-BCD_2x3 | 3684 | 800 | 2161 |  |  | 460.7 | 54 | 54 | 630 | EC motor | 5060 | 2 | no | no | D | D | Epoxy coated aluminum | 2025-01-02 | 4 | 3 | yes | piece | 1
GCVC PD 063.2/12-39 | GCVC PD | 063.2/12-39 | 4252123 | finoox | GCVC 063.2D/1x2-2554-2-D/3/40/2.10/2400/EXS/1/015023 | 7561 | 2 | 1 | 2554 | Axial | 54062 | 54 | 150.55 | 15998 | 750 | VT03144U.1 | 0.508 | 0.6 | C | 39 | 70.53 | 2025-09-12 | VerticalCompact-BCD_1x2 | 2484 | 623 | 1153 |  |  | 162.1 | 28 | 28 | 630 | EC motor | 5060 | 2 | no | no | D | D | Epoxy coated aluminum | 2025-01-02 | 6 | 3 | yes | piece | 1
GCVC PD 050.3/12-49 | GCVC PD | 050.3/12-49 | 6114917 | finoox | GCVC 050.3D/1x2-3617-X-D/6/40/2.10/2400/EXS/1/015023 | 5924 | 2 | 1 | 3617 | Axial | 78327 | 77881 | 301.1 | 15824 | 1260 | VT01524 | 1862 | 2025-04-04 | D | 48.79 | 80.31 | 2025-03-25 | VerticalCompact-BCD_1x2 | 2484 | 596 | 1153 |  |  | 207.8 | 35 | 35 | 500 | AC motor | 60 | X | no | no | D | D | Epoxy coated aluminum | 2025-01-02 | 8 | 6 | yes | piece | 1
GCVC PD 080.2/21-32 | GCVC PD | 080.2/21-32 | 4248035 | finoox | GCVC 080.2D/2x1-2447-1-D/4/80/2.10/1200/AXS/1/015023 | 7825 | 1 | 2 | 2447 | Axial | 65682 | 65.88 | 200.73 | 15539 | 490 | VT03062U.1 | 0.45 | 2025-01-01 | B | 32.26 | 63.91 | 2025-04-19 | VerticalCompact-BCD_2x1 | 1284 | 800 | 2161 |  |  | 191.3 | 35 | 35 | 800 | EC motor | 5060 | 1 | no | no | D | D | Aluminum | 2025-01-02 | 10 | 4 | yes | piece | 1
GCVC PD 050.2/11-39 | GCVC PD | 050.2/11-39 | 4249243 | finoox | GCVC 050.2C/1x1-2384-I-D/3/32/2.10/900/EXS/1/015023 | 2242 | 1 | 1 | 2384 | Axial | 17221 | 17292 | 45.16 | 5204 | 790 | VT01435 | 0.365 | 0.88 | D | 38.56 | 69.83 | 2025-09-03 | VerticalCompact-BCD_1x1 | 984 | 596 | 953 |  |  | 64.2 | 16 | 16 | 500 | AC motor | 60 | I | no | no | C | D | Epoxy coated aluminum | 2025-01-02 | 8 | 3 | yes | piece | 1
GCVC PD 050.2/11-51 | GCVC PD | 050.2/11-51 | 4249300 | finoox | GCVC 050.2C/1x1-2420-2-D/3/32/2.10/900/AXS/1/015023 | 3097 | 1 | 1 | 2420 | Axial | 25167 | 25336 | 45.16 | 9181 | 1600 | VT03013U.1 | 0.919 | 1965-01-01 | E | 50.82 | 82.09 | 4 | VerticalCompact-BCD_1x1 | 984 | 607 | 953 |  |  | 63.9 | 18 | 18 | 500 | EC motor | 5060 | 2 | no | no | C | D | Aluminum | 2025-01-02 | 8 | 3 | yes | piece | 1
GCVC PD 063.2/13-66 | GCVC PD | 063.2/13-66 | 4252237 | finoox | GCVC 063.2D/1x3-2412-2-D/3/40/2.10/3600/EXS/1/015023 | 12988 | 3 | 1 | 2412 | Axial | 119508 | 118576 | 225.82 | 53181 | 1510 | VT03143U.1 | 9435 | 5 | E | 65.57 | 97.25 | 2025-01-20 | VerticalCompact-BCD_1x3 | 3684 | 611 | 1153 |  |  | 293.6 | 42 | 42 | 630 | EC motor | 5060 | 2 | no | no | D | D | Epoxy coated aluminum | 2025-01-02 | 4 | 3 | yes | piece | 1
GCVC PD 063.2/24-47 | GCVC PD | 063.2/24-47 | 4247240 | finoox | GCVC 063.2C/2x4-2557-2-D/3/64/2.10/3600/AXS/1/015023 | 22840 | 4 | 2 | 2557 | Axial | 178912 | 178152 | 361.32 | 67037 | 900 | VT03144U.1 | 3876 | 0.85 | D | 46.68 | 78.54 | 34.6 | VerticalCompact-BCD_2x4 | 3684 | 800 | 1761 |  |  | 434.9 | 54 | 54 | 630 | EC motor | 5060 | 2 | no | no | C | D | Aluminum | 2025-01-02 | 4 | 3 | yes | piece | 1
GCVC PD 050.2/23-43 | GCVC PD | 050.2/23-43 | 4245409 | finoox | GCVC 050.2C/2x3-2517-1-D/3/64/2.10/2700/EXS/1/015023 | 13172 | 3 | 2 | 2517 | Axial | 94823 | 94609 | 270.99 | 28562 | 880 | VT03011U.1 | 0.992 | 0.84 | C | 42.72 | 74.46 | 2025-09-23 | VerticalCompact-BCD_2x3 | 2784 | 800 | 1761 |  |  | 299.2 | 35 | 35 | 500 | EC motor | 5060 | 1 | no | no | C | D | Epoxy coated aluminum | 2025-01-02 | 6 | 3 | yes | piece | 1
GCVC PD 050.2/11-42 | GCVC PD | 050.2/11-42 | 4249374 | finoox | GCVC 050.2C/1x1-2522-1-D/6/32/2.10/900/AXS/1/015023 | 3092 | 1 | 1 | 2522 | Axial | 28289 | 28547 | 90.33 | 5875 | 1200 | VT03011U.1 | 0.419 | 2025-09-01 | D | 41.71 | 72.98 | 2025-08-07 | VerticalCompact-BCD_1x1 | 984 | 586 | 953 |  |  | 72.9 | 22 | 22 | 500 | EC motor | 5060 | 1 | no | no | C | D | Aluminum | 2025-01-02 | 8 | 6 | yes | piece | 1
GCVC PD 080.2/21-59 | GCVC PD | 080.2/21-59 | 4248244 | finoox | GCVC 080.2D/2x1-2659-L-D/3/80/2.10/1200/EXS/1/015023 | 7159 | 1 | 2 | 2659 | Axial | 85425 | 85635 | 150.55 | 34530 | 1070 | VT01384U | 3597 | 2025-03-03 | E | 58.8 | 90.45 | 2025-04-15 | VerticalCompact-BCD_2x1 | 1284 | 800 | 2161 |  |  | 206.1 | 35 | 35 | 800 | AC motor | 60 | L | no | no | D | D | Epoxy coated aluminum | 2025-01-02 | 8 | 3 | yes | piece | 1
GCVC PD 045.2/24-57 | GCVC PD | 045.2/24-57 | 4244681 | finoox | GCVC 045.2C/2x4-0423-X-D/3/64/2.10/3600/EXS/1/015023 | 9993 | 4 | 2 | 423 | Axial | 150554 | 150393 | 361.32 | 50420 | 1460 | VT0326U | 4746 | 3 | E | 57.01 | 88.87 | 32 | VerticalCompact-BCD_2x4 | 3684 | 800 | 1761 |  |  | 405.1 | 42 | 42 | 450 | AC motor | 60 | X | no | no | C | D | Epoxy coated aluminum | 2025-01-02 | 4 | 3 | yes | piece | 1
GCVC PD 050.2/14-49 | GCVC PD | 050.2/14-49 | 4250006 | finoox | GCVC 050.2C/1x4-2411-1-D/4/32/2.10/3600/EXS/1/015023 | 9267 | 4 | 1 | 2411 | Axial | 95396 | 95464 | 240.88 | 26662 | 1260 | VT03011U.1 | 1874 | 2025-02-02 | D | 48.7 | 80.32 | 2025-02-20 | VerticalCompact-BCD_1x4 | 3684 | 586 | 953 |  |  | 222.7 | 35 | 35 | 500 | EC motor | 5060 | 1 | no | no | C | D | Epoxy coated aluminum | 2025-01-02 | 4 | 4 | yes | piece | 1
GCVC PD 063.2/22-48 | GCVC PD | 063.2/22-48 | 4247589 | finoox | GCVC 063.2D/2x2-2413-2-D/3/80/2.10/2400/EXS/1/015023 | 14881 | 2 | 2 | 2413 | Axial | 126876 | 126671 | 301.1 | 43008 | 1000 | VT03144U.1 | 2331 | 2025-01-01 | D | 48.17 | 79.98 | 2025-04-28 | VerticalCompact-BCD_2x2 | 2484 | 800 | 2161 |  |  | 313.6 | 42 | 42 | 630 | EC motor | 5060 | 2 | no | no | D | D | Epoxy coated aluminum | 2025-01-02 | 6 | 3 | yes | piece | 1
GCVC PD 063.2/14-68 | GCVC PD | 063.2/14-68 | 4251512 | finoox | GCVC 063.2C/1x4-2412-2-D/3/32/2.10/3600/AXS/1/015023 | 14567 | 4 | 1 | 2412 | Axial | 137031 | 134798 | 180.66 | 60036 | 1510 | VT03143U.1 | 13555 | 5 | E | 68.4 | 100.03 | 2025-04-17 | VerticalCompact-BCD_1x4 | 3684 | 611 | 953 |  |  | 302.3 | 42 | 42 | 630 | EC motor | 5060 | 2 | no | no | C | D | Aluminum | 2025-01-02 | 2 | 3 | yes | piece | 1
GCVC PD 063.2/23-68 | GCVC PD | 063.2/23-68 | 4247004 | finoox | GCVC 063.2C/2x3-2551-2-D/3/64/2.10/2700/EXS/1/015023 | 23568 | 3 | 2 | 2551 | Axial | 171197 | 170404 | 270.99 | 80476 | 1360 | VT03143U.1 | 14867 | 4 | E | 67.83 | 99.58 | 2025-07-27 | VerticalCompact-BCD_2x3 | 2784 | 800 | 1761 |  |  | 444.9 | 54 | 54 | 630 | EC motor | 5060 | 2 | no | no | C | D | Epoxy coated aluminum | 2025-01-02 | 4 | 3 | yes | piece | 1
GCVC PD 063.2/14-41 | GCVC PD | 063.2/14-41 | 4251599 | finoox | GCVC 063.2C/1x4-2511-1-D/6/32/2.10/3600/EXS/1/015023 | 12991 | 4 | 1 | 2511 | Axial | 96951 | 97621 | 361.32 | 19228 | 730 | VT03145U.1 | 0.858 | 1 | C | 41.18 | 72.81 | 2025-03-31 | VerticalCompact-BCD_1x4 | 3684 | 615 | 953 |  |  | 265.3 | 35 | 35 | 630 | EC motor | 5060 | 1 | no | no | C | D | Epoxy coated aluminum | 2025-01-02 | 4 | 6 | yes | piece | 1
GCVC PD 063.2/11-31 | GCVC PD | 063.2/11-31 | 4251831 | finoox | GCVC 063.2D/1x1-2511-1-D/6/40/2.10/1200/EXS/1/015023 | 5250 | 1 | 1 | 2511 | Axial | 33157 | 33.42 | 150.55 | 6263 | 730 | VT03145U.1 | 0.191 | 1 | B | 31.44 | 62.8 | 2025-07-12 | VerticalCompact-BCD_1x1 | 1284 | 615 | 1153 |  |  | 105 | 22 | 22 | 630 | EC motor | 5060 | 1 | no | no | D | D | Epoxy coated aluminum | 2025-01-02 | 10 | 6 | yes | piece | 1
GCVC PD 050.2/24-42 | GCVC PD | 050.2/24-42 | 4245641 | finoox | GCVC 050.2C/2x4-2516-1-D/6/64/2.10/3600/EXS/1/015023 | 21368 | 4 | 2 | 2516 | Axial | 161739 | 162425 | 722.63 | 31451 | 820 | VT03011U.1 | 1141 | 0.68 | B | 41.93 | 73.79 | 62.7 | VerticalCompact-BCD_2x4 | 3684 | 800 | 1761 |  |  | 499.9 | 54 | 54 | 500 | EC motor | 5060 | 1 | no | no | C | D | Epoxy coated aluminum | 2025-01-02 | 6 | 6 | yes | piece | 1
GCVC PD 080.2/11-37 | GCVC PD | 080.2/11-37 | 4252590 | finoox | GCVC 080.2D/1x1-2542-2-D/3/40/2.10/1200/EXS/1/015023 | 4956 | 1 | 1 | 2542 | Axial | 32733 | 32712 | 75.27 | 10818 | 615 | VT03060U.1 | 0.439 | 0.92 | C | 36.79 | 68.15 | 2025-06-06 | VerticalCompact-BCD_1x1 | 1284 | 613 | 1153 |  |  | 92.3 | 22 | 22 | 800 | EC motor | 5060 | 2 | no | no | D | D | Epoxy coated aluminum | 2025-01-02 | 10 | 3 | yes | piece | 1
GCVC PD 063.2/13-62 | GCVC PD | 063.2/13-62 | 4252345 | finoox | GCVC 063.2D/1x3-2550-2-D/3/40/2.10/3600/EXS/1/015023 | 12988 | 3 | 1 | 2550 | Axial | 111529 | 111229 | 225.82 | 44949 | 1285 | VT03143U.1 | 5826 | 2026-03-01 | E | 62.08 | 93.76 | 2025-01-20 | VerticalCompact-BCD_1x3 | 3684 | 611 | 1153 |  |  | 293.6 | 42 | 42 | 630 | EC motor | 5060 | 2 | no | no | D | D | Epoxy coated aluminum | 2025-01-02 | 4 | 3 | yes | piece | 1
GCVC PD 050.2/23-57 | GCVC PD | 050.2/23-57 | 4245454 | finoox | GCVC 050.2C/2x3-2561-2-D/3/64/2.10/2700/AXS/1/015023 | 15991 | 3 | 2 | 2561 | Axial | 141572 | 141647 | 270.99 | 49463 | 1505 | VT03013U.1 | 4514 | 1938-01-01 | E | 57.14 | 88.89 | 2025-01-25 | VerticalCompact-BCD_2x3 | 2784 | 800 | 1761 |  |  | 329 | 42 | 42 | 500 | EC motor | 5060 | 2 | no | no | C | D | Aluminum | 2025-01-02 | 4 | 3 | yes | piece | 1
GCVC PD 050.2/13-54 | GCVC PD | 050.2/13-54 | 4249862 | finoox | GCVC 050.2C/1x3-2561-2-D/3/32/2.10/2700/AXS/1/015023 | 8105 | 3 | 1 | 2561 | Axial | 70793 | 70822 | 135.49 | 24732 | 1505 | VT03013U.1 | 2257 | 1938-01-01 | E | 54.36 | 85.88 | 12 | VerticalCompact-BCD_1x3 | 2784 | 607 | 953 |  |  | 172.4 | 35 | 35 | 500 | EC motor | 5060 | 2 | no | no | C | D | Aluminum | 2025-01-02 | 4 | 3 | yes | piece | 1
GCVC PD 063.2/22-25 | GCVC PD | 063.2/22-25 | 4247620 | finoox | GCVC 063.2D/2x2-2503-1-D/4/80/2.10/2400/EXS/1/015023 | 14850 | 2 | 2 | 2503 | Axial | 73809 | 73815 | 401.46 | 15248 | 425 | VT03145U.1 | 0.176 | 0.25 | A+ | 24.89 | 56.7 | 34.7 | VerticalCompact-BCD_2x2 | 2484 | 800 | 2161 |  |  | 323.3 | 35 | 35 | 630 | EC motor | 5060 | 1 | no | no | D | D | Epoxy coated aluminum | 2025-01-02 | 10 | 4 | yes | piece | 1
GCVC PD 050.2/21-31 | GCVC PD | 050.2/21-31 | 4244910 | finoox | GCVC 050.2C/2x1-2513-1-D/3/64/2.10/900/AXS/1/015023 | 5084 | 1 | 2 | 2513 | Axial | 26236 | 26342 | 90.33 | 6715 | 630 | VT03011U.1 | 0.134 | 0.37 | A | 2025-08-30 | 62.31 | 2025-03-08 | VerticalCompact-BCD_2x1 | 984 | 800 | 1761 |  |  | 117.6 | 22 | 22 | 500 | EC motor | 5060 | 1 | no | no | C | D | Aluminum | 2025-01-02 | 12 | 3 | yes | piece | 1
GCVC PD 045.2/22-43 | GCVC PD | 045.2/22-43 | 4244543 | finoox | GCVC 045.2C/2x2-2526-1-D/3/64/2.10/1800/EXS/1/015023 | 8271 | 2 | 2 | 2526 | Axial | 54655 | 54577 | 180.66 | 14562 | 900 | VT03007U.1 | 0.486 | 0.58 | C | 42.51 | 74.14 | 2025-09-15 | VerticalCompact-BCD_2x2 | 1884 | 800 | 1761 |  |  | 200 | 28 | 28 | 450 | EC motor | 5060 | 1 | no | no | C | D | Epoxy coated aluminum | 2025-01-02 | 8 | 3 | yes | piece | 1
GCVC PD 050.2/21-29 | GCVC PD | 050.2/21-29 | 4245853 | finoox | GCVC 050.2D/2x1-2512-1-D/3/80/2.10/1200/EXS/1/015023 | 6174 | 1 | 2 | 2512 | Axial | 29.39 | 29472 | 150.55 | 6619 | 565 | VT03011U.1 | 0.098 | 0.28 | A+ | 29.14 | 60.79 | 2025-02-13 | VerticalCompact-BCD_2x1 | 1284 | 800 | 2161 |  |  | 161 | 22 | 22 | 500 | EC motor | 5060 | 1 | no | no | D | D | Epoxy coated aluminum | 2025-01-02 | 10 | 3 | yes | piece | 1
GCVC PD 050.2/14-36 | GCVC PD | 050.2/14-36 | 4250033 | finoox | GCVC 050.2C/1x4-2514-1-D/4/32/2.10/3600/AXS/1/015023 | 8815 | 4 | 1 | 2514 | Axial | 65223 | 65354 | 240.88 | 14287 | 695 | VT03011U.1 | 0.351 | 0.47 | A | 35.6 | 67.22 | 2025-02-20 | VerticalCompact-BCD_1x4 | 3684 | 586 | 953 |  |  | 222.7 | 35 | 35 | 500 | EC motor | 5060 | 1 | no | no | C | D | Aluminum | 2025-01-02 | 4 | 4 | yes | piece | 1
GCVC PD 045.2/13-46 | GCVC PD | 045.2/13-46 | 4243977 | finoox | GCVC 045.2B/1x3-2528-1-D/4/24/2.10/2160/AXS/1/015023 | 5465 | 3 | 1 | 2528 | Axial | 40897 | 40993 | 108.39 | 10350 | 1050 | VT03007U.1 | 0.573 | 0.84 | D | 46 | 77.37 | 2025-02-09 | VerticalCompact-BCD_1x3a | 2244 | 535 | 753 |  |  | 118.2 | 28 | 28 | 450 | EC motor | 5060 | 1 | no | no | B | D | Aluminum | 2025-01-02 | 6 | 4 | yes | piece | 1
GCVC PD 080.2/11-44 | GCVC PD | 080.2/11-44 | 4252561 | finoox | GCVC 080.2D/1x1-2537-2-D/3/40/2.10/1200/EXS/1/015023 | 5457 | 1 | 1 | 2537 | Axial | 37277 | 37361 | 75.27 | 13255 | 750 | VT03059U.2 | 0.815 | 2025-05-01 | D | 44.02 | 75.4 | 2025-06-06 | VerticalCompact-BCD_1x1 | 1284 | 650 | 1153 |  |  | 100.5 | 22 | 22 | 800 | EC motor | 5060 | 2 | no | no | D | D | Epoxy coated aluminum | 2025-01-02 | 8 | 3 | yes | piece | 1
GCVC PD 080.2/12-58 | GCVC PD | 080.2/12-58 | 4252920 | finoox | GCVC 080.2D/1x2-2658-J-D/3/40/2.10/2400/AXS/1/015023 | 6498 | 2 | 1 | 2658 | Axial | 87621 | 87911 | 150.55 | 33110 | 1030 | VT01384U | 3331 | 2025-03-03 | E | 58.12 | 89.65 | 2025-06-13 | VerticalCompact-BCD_1x2 | 2484 | 641 | 1153 |  |  | 195 | 35 | 35 | 800 | AC motor | 60 | J | no | no | D | D | Aluminum | 2025-01-02 | 4 | 3 | yes | piece | 1
GCVC PD 080.3/21-52 | GCVC PD | 080.3/21-52 | 6095048 | finoox | GCVC 080.3D/2x1-3483-K-D/3/80/2.10/1200/EXS/1/015023 | 7311 | 1 | 2 | 3483 | Axial | 87925 | 88144 | 150.55 | 36676 | 960 | VT01526 | 5244 | 4 | E | 52.28 | 83.93 | 2025-04-15 | VerticalCompact-BCD_2x1 | 1284 | 800 | 2161 |  |  | 217.7 | 35 | 35 | 800 | AC motor | 60 | K | no | no | D | D | Epoxy coated aluminum | 2025-01-02 | 8 | 3 | yes | piece | 1
GCVC PD 063.2/13-30 | GCVC PD | 063.2/13-30 | 4252169 | finoox | GCVC 063.2D/1x3-2358-D-D/4/40/2.10/3600/AXS/1/015023 | 8231 | 3 | 1 | 2358 | Axial | 61795 | 61816 | 301.1 | 12910 | 430 | VT01442 | 0.343 | 0.32 | A | 29.69 | 61.37 | 2025-05-24 | VerticalCompact-BCD_1x3 | 3684 | 598 | 1153 |  |  | 256.8 | 28 | 28 | 630 | AC motor | 50 | D | no | no | D | D | Aluminum | 2025-01-02 | 6 | 4 | yes | piece | 1
GCVC PD 045.2/11-48 | GCVC PD | 045.2/11-48 | 4248832 | finoox | GCVC 045.2C/1x1-2409-1-D/4/32/2.10/900/EXS/1/015023 | 2861 | 1 | 1 | 2409 | Axial | 22603 | 22745 | 60.22 | 5977 | 1500 | VT03007U.1 | 0.522 | 2025-02-02 | D | 48.12 | 79.38 | 2025-02-05 | VerticalCompact-BCD_1x1 | 984 | 535 | 953 |  |  | 62 | 18 | 18 | 450 | EC motor | 5060 | 1 | no | no | C | D | Epoxy coated aluminum | 2025-01-02 | 8 | 4 | yes | piece | 1
GCVC PD 063.2/23-24 | GCVC PD | 063.2/23-24 | 4247809 | finoox | GCVC 063.2D/2x3-2399-J-D/4/80/2.10/3600/AXS/1/015023 | 16299 | 3 | 2 | 2399 | Axial | 100841 | 101057 | 602.19 | 19632 | 290 | VT01442 | 0.423 | 0.14 | A | 23.68 | 55.64 | 50.2 | VerticalCompact-BCD_2x3 | 3684 | 800 | 2161 |  |  | 490.9 | 35 | 35 | 630 | AC motor | 60 | J | no | no | D | D | Aluminum | 2025-01-02 | 6 | 4 | yes | piece | 1
GCVC PD 045.2/11-45 | GCVC PD | 045.2/11-45 | 4248838 | finoox | GCVC 045.2C/1x1-2419-1-D/4/32/2.10/900/EXS/1/015023 | 2861 | 1 | 1 | 2419 | Axial | 21522 | 21655 | 60.22 | 5559 | 1350 | VT03007U.1 | 0.373 | 1965-01-01 | D | 44.8 | 76.07 | 2025-02-05 | VerticalCompact-BCD_1x1 | 984 | 535 | 953 |  |  | 62 | 18 | 18 | 450 | EC motor | 5060 | 1 | no | no | C | D | Epoxy coated aluminum | 2025-01-02 | 8 | 4 | yes | piece | 1
GCVC PD 063.2/11-40 | GCVC PD | 063.2/11-40 | 4251032 | finoox | GCVC 063.2C/1x1-2557-2-D/6/32/2.10/900/AXS/1/015023 | 4525 | 1 | 1 | 2557 | Axial | 32443 | 32688 | 90.33 | 7045 | 900 | VT03144U.1 | 0.533 | 0.85 | D | 39.71 | 70.98 | 2025-08-07 | VerticalCompact-BCD_1x1 | 984 | 623 | 953 |  |  | 78 | 22 | 22 | 630 | EC motor | 5060 | 2 | no | no | C | D | Aluminum | 2025-01-02 | 12 | 6 | yes | piece | 1
GCVC PD 050.2/22-38 | GCVC PD | 050.2/22-38 | 4245159 | finoox | GCVC 050.2C/2x2-2515-1-D/4/64/2.10/1800/AXS/1/015023 | 9053 | 2 | 2 | 2515 | Axial | 69515 | 69652 | 240.88 | 15651 | 755 | VT03011U.1 | 0.442 | 0.58 | B | 37.5 | 69.13 | 2025-07-21 | VerticalCompact-BCD_2x2 | 1884 | 800 | 1761 |  |  | 225.4 | 35 | 35 | 500 | EC motor | 5060 | 1 | no | no | C | D | Aluminum | 2025-01-02 | 8 | 4 | yes | piece | 1
GCVC PD 080.2/13-20 | GCVC PD | 080.2/13-20 | 4253051 | finoox | GCVC 080.2D/1x3-2490-1-D/4/40/2.10/3600/EXS/1/015023 | 11093 | 3 | 1 | 2490 | Axial | 54273 | 54308 | 301.1 | 10996 | 245 | VT03062U.1 | 0.114 | 0.2 | A+ | 19.66 | 51.34 | 2025-05-24 | VerticalCompact-BCD_1x3 | 3684 | 608 | 1153 |  |  | 263.5 | 28 | 28 | 800 | EC motor | 5060 | 1 | no | no | D | D | Epoxy coated aluminum | 2025-01-02 | 6 | 4 | yes | piece | 1
GCVC PD 050.2/11-37 | GCVC PD | 050.2/11-37 | 4249353 | finoox | GCVC 050.2C/1x1-2518-1-D/6/32/2.10/900/EXS/1/015023 | 3223 | 1 | 1 | 2518 | Axial | 23051 | 23224 | 90.33 | 4575 | 945 | VT03011U.1 | 0.213 | 1 | C | 36.59 | 67.86 | 2025-07-07 | VerticalCompact-BCD_1x1 | 984 | 586 | 953 |  |  | 72.4 | 18 | 18 | 500 | EC motor | 5060 | 1 | no | no | C | D | Epoxy coated aluminum | 2025-01-02 | 12 | 6 | yes | piece | 1
GCVC PD 045.2/24-45 | GCVC PD | 045.2/24-45 | 4244721 | finoox | GCVC 045.2C/2x4-2526-1-D/4/64/2.10/3600/AXS/1/015023 | 15243 | 4 | 2 | 2526 | Axial | 129.59 | 129845 | 481.75 | 28318 | 900 | VT03007U.1 | 0.982 | 0.58 | B | 45.25 | 77.11 | 41.4 | VerticalCompact-BCD_2x4 | 3684 | 800 | 1761 |  |  | 410.3 | 42 | 42 | 450 | EC motor | 5060 | 1 | no | no | C | D | Aluminum | 2025-01-02 | 4 | 4 | yes | piece | 1
GCVC PD 080.3/11-45 | GCVC PD | 080.3/11-45 | 6177270 | finoox | GCVC 080.3D/1x1-3490-K-D/4/40/2.10/1200/AXS/1/015023 | 4293 | 1 | 1 | 3490 | Axial | 47.33 | 47382 | 100.37 | 13691 | 770 | VT01371 | 1326 | 2025-04-02 | E | 45.09 | 76.46 | 2025-01-09 | VerticalCompact-BCD_1x1 | 1284 | 605 | 1153 |  |  | 118.6 | 28 | 28 | 800 | AC motor | 60 | K | no | no | D | D | Aluminum | 2025-01-02 | 10 | 4 | yes | piece | 1
GCVC PD 045.2/22-54 | GCVC PD | 045.2/22-54 | 4244502 | finoox | GCVC 045.2C/2x2-0423-X-D/4/64/2.10/1800/EXS/1/015023 | 6357 | 2 | 2 | 423 | Axial | 90842 | 90868 | 240.88 | 24538 | 1460 | VT0326U | 2413 | 3 | E | 54.02 | 85.65 | 2025-07-21 | VerticalCompact-BCD_2x2 | 1884 | 800 | 1761 |  |  | 233.2 | 35 | 35 | 450 | AC motor | 60 | X | no | no | C | D | Epoxy coated aluminum | 2025-01-02 | 8 | 4 | yes | piece | 1
GCVC PD 045.2/24-53 | GCVC PD | 045.2/24-53 | 4244688 | finoox | GCVC 045.2C/2x4-0426-W-D/4/64/2.10/3600/EXS/1/015023 | 11381 | 4 | 2 | 426 | Axial | 168.44 | 168601 | 481.75 | 43066 | 1360 | VT0326U | 1933-03-01 | 2025-02-02 | D | 53.13 | 84.99 | 44 | VerticalCompact-BCD_2x4 | 3684 | 800 | 1761 |  |  | 444.9 | 54 | 54 | 450 | AC motor | 50 | W | no | no | C | D | Epoxy coated aluminum | 2025-01-02 | 4 | 4 | yes | piece | 1
GCVC PD 050.2/11-25 | GCVC PD | 050.2/11-25 | 4249251 | finoox | GCVC 050.2C/1x1-2385-J-D/6/32/2.10/900/EXS/1/015023 | 2711 | 1 | 1 | 2385 | Axial | 13257 | 13385 | 90.33 | 2333 | 430 | VT01435 | 0.133 | 0.32 | C | 24.61 | 55.88 | 2025-06-07 | VerticalCompact-BCD_1x1 | 984 | 596 | 953 |  |  | 77.3 | 16 | 16 | 500 | AC motor | 60 | J | no | no | C | D | Epoxy coated aluminum | 2025-01-02 | 12 | 6 | yes | piece | 1
GCVC PD 050.2/12-43 | GCVC PD | 050.2/12-43 | 4249490 | finoox | GCVC 050.2C/1x2-2386-K-D/6/32/2.10/1800/AXS/1/015023 | 4215 | 2 | 1 | 2386 | Axial | 51615 | 51916 | 180.66 | 10197 | 910 | VT01435 | 0.855 | 0.92 | D | 43.12 | 74.51 | 2025-01-15 | VerticalCompact-BCD_1x2 | 1884 | 596 | 953 |  |  | 144.4 | 28 | 28 | 500 | AC motor | 60 | K | no | no | C | D | Aluminum | 2025-01-02 | 8 | 6 | yes | piece | 1
GCVC PD 063.2/23-28 | GCVC PD | 063.2/23-28 | 4246894 | finoox | GCVC 063.2C/2x3-2401-L-D/3/64/2.10/2700/AXS/1/015023 | 12015 | 3 | 2 | 2401 | Axial | 73374 | 73296 | 270.99 | 18181 | 340 | VT01442 | 0.533 | 0.16 | B | 28.15 | 59.9 | 2025-09-23 | VerticalCompact-BCD_2x3 | 2784 | 800 | 1761 |  |  | 324.9 | 35 | 35 | 630 | AC motor | 60 | L | no | no | C | D | Aluminum | 2025-01-02 | 6 | 3 | yes | piece | 1
GCVC PD 050.2/13-34 | GCVC PD | 050.2/13-34 | 4249734 | finoox | GCVC 050.2C/1x3-2387-L-D/4/32/2.10/2700/EXS/1/015023 | 5567 | 3 | 1 | 2387 | Axial | 42625 | 42693 | 180.66 | 9204 | 500 | VT01435 | 0.531 | 0.37 | C | 33.75 | 65.26 | 15 | VerticalCompact-BCD_1x3 | 2784 | 596 | 953 |  |  | 185.9 | 28 | 28 | 500 | AC motor | 60 | L | no | no | C | D | Epoxy coated aluminum | 2025-01-02 | 6 | 4 | yes | piece | 1
GCVC PD 045.2/11-48 | GCVC PD | 045.2/11-48 | 4248831 | finoox | GCVC 045.2C/1x1-2409-1-D/3/32/2.10/900/EXS/1/015023 | 2770 | 1 | 1 | 2409 | Axial | 19087 | 19183 | 45.16 | 6126 | 1500 | VT03007U.1 | 0.516 | 2025-02-02 | E | 48.18 | 79.45 | 2025-09-03 | VerticalCompact-BCD_1x1 | 984 | 535 | 953 |  |  | 57.5 | 16 | 16 | 450 | EC motor | 5060 | 1 | no | no | C | D | Epoxy coated aluminum | 2025-01-02 | 8 | 3 | yes | piece | 1
GCVC PD 050.2/21-35 | GCVC PD | 050.2/21-35 | 4244868 | finoox | GCVC 050.2C/2x1-2390-K-D/3/64/2.10/900/AXS/1/015023 | 3975 | 1 | 2 | 2390 | Axial | 31.39 | 31532 | 90.33 | 8700 | 760 | VT01437 | 0.347 | 0.35 | C | 34.68 | 66.19 | 2025-03-08 | VerticalCompact-BCD_2x1 | 984 | 800 | 1761 |  |  | 122.5 | 22 | 22 | 500 | AC motor | 60 | K | no | no | C | D | Aluminum | 2025-01-02 | 8 | 3 | yes | piece | 1
GCVC PD 050.2/21-57 | GCVC PD | 050.2/21-57 | 4245830 | finoox | GCVC 050.2D/2x1-2410-2-D/4/80/2.10/1200/EXS/1/015023 | 7761 | 1 | 2 | 2410 | Axial | 77422 | 77569 | 200.73 | 20637 | 1770 | VT03013U.1 | 2319 | 2025-01-02 | E | 56.79 | 88.44 | 2025-04-19 | VerticalCompact-BCD_2x1 | 1284 | 800 | 2161 |  |  | 187.4 | 35 | 35 | 500 | EC motor | 5060 | 2 | no | no | D | D | Epoxy coated aluminum | 2025-01-02 | 10 | 4 | yes | piece | 1
GCVC PD 063.2/12-64 | GCVC PD | 063.2/12-64 | 4251992 | finoox | GCVC 063.2D/1x2-2412-2-D/4/40/2.10/2400/EXS/1/015023 | 9896 | 2 | 1 | 2412 | Axial | 106131 | 106539 | 200.73 | 34305 | 1510 | VT03143U.1 | 6413 | 5 | E | 64.2 | 95.73 | 2025-03-18 | VerticalCompact-BCD_1x2 | 2484 | 611 | 1153 |  |  | 214.7 | 42 | 42 | 630 | EC motor | 5060 | 2 | no | no | D | D | Epoxy coated aluminum | 2025-01-02 | 4 | 4 | yes | piece | 1
GCVC PD 080.2/12-41 | GCVC PD | 080.2/12-41 | 4252765 | finoox | GCVC 080.2D/1x2-2487-1-D/6/40/2.10/2400/EXS/1/015023 | 9737 | 2 | 1 | 2487 | Axial | 84528 | 84921 | 301.1 | 16995 | 600 | VT03061U.1 | 0.855 | 1985-01-01 | C | 40.51 | 72.03 | 2025-04-25 | VerticalCompact-BCD_1x2 | 2484 | 608 | 1153 |  |  | 210.2 | 35 | 35 | 800 | EC motor | 5060 | 1 | no | no | D | D | Epoxy coated aluminum | 2025-01-02 | 6 | 6 | yes | piece | 1
GCVC PD 063.2/22-38 | GCVC PD | 063.2/22-38 | 4246774 | finoox | GCVC 063.2C/2x2-2511-1-D/3/64/2.10/1800/AXS/1/015023 | 11138 | 2 | 2 | 2511 | Axial | 74501 | 74391 | 180.66 | 23482 | 730 | VT03145U.1 | 0.794 | 1 | C | 37.87 | 69.5 | 2025-09-16 | VerticalCompact-BCD_2x2 | 1884 | 800 | 1761 |  |  | 211.2 | 35 | 35 | 630 | EC motor | 5060 | 1 | no | no | C | D | Aluminum | 2025-01-02 | 8 | 3 | yes | piece | 1
GCVC PD 050.2/12-41 | GCVC PD | 050.2/12-41 | 4249592 | finoox | GCVC 050.2C/1x2-2519-1-D/6/32/2.10/1800/AXS/1/015023 | 5237 | 2 | 1 | 2519 | Axial | 50036 | 50308 | 180.66 | 9800 | 1010 | VT03011U.1 | 0.512 | 2015-01-01 | C | 40.87 | 72.26 | 2025-01-15 | VerticalCompact-BCD_1x2 | 1884 | 586 | 953 |  |  | 134.5 | 28 | 28 | 500 | EC motor | 5060 | 1 | no | no | C | D | Aluminum | 2025-01-02 | 8 | 6 | yes | piece | 1
GCVC PD 050.2/13-43 | GCVC PD | 050.2/13-43 | 4250785 | finoox | GCVC 050.2D/1x3-2519-1-D/6/40/2.10/3600/EXS/1/015023 | 10641 | 3 | 1 | 2519 | Axial | 90743 | 91058 | 451.65 | 16934 | 1010 | VT03011U.1 | 0.706 | 2015-01-01 | B | 42.96 | 74.64 | 36.9 | VerticalCompact-BCD_1x3 | 3684 | 586 | 1153 |  |  | 288.1 | 35 | 35 | 500 | EC motor | 5060 | 1 | no | no | D | D | Epoxy coated aluminum | 2025-01-02 | 6 | 6 | yes | piece | 1
GCVC PD 050.2/23-49 | GCVC PD | 050.2/23-49 | 4246392 | finoox | GCVC 050.2D/2x3-2522-1-D/6/80/2.10/3600/AXS/1/015023 | 19747 | 3 | 2 | 2522 | Axial | 209414 | 210199 | 903.29 | 40404 | 1200 | VT03011U.1 | 2313 | 2025-09-01 | C | 49.46 | 81.42 | 78.2 | VerticalCompact-BCD_2x3 | 3684 | 800 | 2161 |  |  | 563.7 | 54 | 54 | 500 | EC motor | 5060 | 1 | no | no | D | D | Aluminum | 2025-01-02 | 6 | 6 | yes | piece | 1
GCVC PD 063.2/11-38 | GCVC PD | 063.2/11-38 | 4251887 | finoox | GCVC 063.2D/1x1-2556-2-D/4/40/2.10/1200/AXS/1/015023 | 4567 | 1 | 1 | 2556 | Axial | 35906 | 36019 | 100.37 | 8851 | 850 | VT03144U.1 | 0.374 | 0.77 | C | 38.34 | 69.7 | 2025-06-08 | VerticalCompact-BCD_1x1 | 1284 | 623 | 1153 |  |  | 94.7 | 22 | 22 | 630 | EC motor | 5060 | 2 | no | no | D | D | Aluminum | 2025-01-02 | 10 | 4 | yes | piece | 1
GCVC PD 050.2/23-57 | GCVC PD | 050.2/23-57 | 4245458 | finoox | GCVC 050.2C/2x3-2561-2-D/4/64/2.10/2700/EXS/1/015023 | 17839 | 3 | 2 | 2561 | Axial | 164852 | 165248 | 361.32 | 47947 | 1505 | VT03013U.1 | 4599 | 1938-01-01 | E | 56.93 | 88.68 | 34.7 | VerticalCompact-BCD_2x3 | 2784 | 800 | 1761 |  |  | 360.2 | 54 | 54 | 500 | EC motor | 5060 | 2 | no | no | C | D | Epoxy coated aluminum | 2025-01-02 | 4 | 4 | yes | piece | 1
GCVC PD 063.2/13-23 | GCVC PD | 063.2/13-23 | 4251329 | finoox | GCVC 063.2C/1x3-2501-1-D/4/32/2.10/2700/AXS/1/015023 | 8331 | 3 | 1 | 2501 | Axial | 35795 | 35819 | 180.66 | 7331 | 345 | VT03145U.1 | 0.095 | 0.15 | A+ | 22.53 | 54.04 | 2025-06-14 | VerticalCompact-BCD_1x3 | 2784 | 615 | 953 |  |  | 173 | 22 | 22 | 630 | EC motor | 5060 | 1 | no | no | C | D | Aluminum | 2025-01-02 | 8 | 4 | yes | piece | 1
GCVC PD 050.2/24-36 | GCVC PD | 050.2/24-36 | 4245619 | finoox | GCVC 050.2C/2x4-2513-1-D/4/64/2.10/3600/AXS/1/015023 | 17469 | 4 | 2 | 2513 | Axial | 121022 | 121453 | 481.75 | 25866 | 630 | VT03011U.1 | 0.549 | 0.37 | A | 36.29 | 68.15 | 41.4 | VerticalCompact-BCD_2x4 | 3684 | 800 | 1761 |  |  | 424.1 | 42 | 42 | 500 | EC motor | 5060 | 1 | no | no | C | D | Aluminum | 2025-01-02 | 4 | 4 | yes | piece | 1
GCVC PD 050.2/21-40 | GCVC PD | 050.2/21-40 | 4244941 | finoox | GCVC 050.2C/2x1-2518-1-D/4/64/2.10/900/AXS/1/015023 | 5287 | 1 | 2 | 2518 | Axial | 40616 | 40851 | 120.44 | 9877 | 945 | VT03011U.1 | 0.41 | 1 | C | 39.5 | 71.01 | 2025-07-10 | VerticalCompact-BCD_2x1 | 984 | 800 | 1761 |  |  | 126.4 | 22 | 22 | 500 | EC motor | 5060 | 1 | no | no | C | D | Aluminum | 2025-01-02 | 8 | 4 | yes | piece | 1
GCVC PD 080.2/22-61 | GCVC PD | 080.2/22-61 | 4248514 | finoox | GCVC 080.2D/2x2-2658-J-D/3/80/2.10/2400/EXS/1/015023 | 15068 | 2 | 2 | 2658 | Axial | 168164 | 168615 | 301.1 | 66221 | 1030 | VT01384U | 6662 | 2025-03-03 | E | 60.85 | 92.66 | 31.6 | VerticalCompact-BCD_2x2 | 2484 | 800 | 2161 |  |  | 384.3 | 54 | 54 | 800 | AC motor | 60 | J | no | no | D | D | Epoxy coated aluminum | 2025-01-02 | 4 | 3 | yes | piece | 1
GCVC PD 080.3/12-58 | GCVC PD | 080.3/12-58 | 6178453 | finoox | GCVC 080.3D/1x2-3557-2-D/3/40/2.10/2400/AXS/1/015023 | 9685 | 2 | 1 | 3557 | Axial | 97657 | 97558 | 150.55 | 40966 | 1100 | VT01445U.3 | 5416 | 2025-02-04 | E | 58.34 | 89.87 | 2025-06-13 | VerticalCompact-BCD_1x2 | 2484 | 620 | 1153 |  |  | 207.8 | 35 | 35 | 800 | EC motor | 5060 | 2 | no | no | D | D | Aluminum | 2025-01-02 | 4 | 3 | yes | piece | 1
GCVC PD 080.3/23-58 | GCVC PD | 080.3/23-58 | 6116907 | finoox | GCVC 080.3D/2x3-3561-2-D/3/80/2.10/3600/EXS/1/015023 | 32741 | 3 | 2 | 3561 | Axial | 236.31 | 234684 | 451.65 | 103317 | 930 | VT01445U.3 | 9923 | 1975-02-01 | E | 58.23 | 90.19 | 43.1 | VerticalCompact-BCD_2x3 | 3684 | 800 | 2161 |  |  | 595.8 | 54 | 54 | 800 | EC motor | 5060 | 2 | no | no | D | D | Epoxy coated aluminum | 2025-01-02 | 4 | 3 | yes | piece | 1
GCVC PD 045.2/24-53 | GCVC PD | 045.2/24-53 | 4244687 | finoox | GCVC 045.2C/2x4-0426-W-D/3/64/2.10/3600/EXS/1/015023 | 9993 | 4 | 2 | 426 | Axial | 140354 | 140222 | 361.32 | 44095 | 1360 | VT0326U | 2027-03-01 | 2025-02-02 | D | 53.24 | 85.11 | 32 | VerticalCompact-BCD_2x4 | 3684 | 800 | 1761 |  |  | 405.1 | 42 | 42 | 450 | AC motor | 50 | W | no | no | C | D | Epoxy coated aluminum | 2025-01-02 | 4 | 3 | yes | piece | 1
GCVC PD 050.2/11-24 | GCVC PD | 050.2/11-24 | 4244041 | finoox | GCVC 050.2B/1x1-2385-J-D/3/24/2.10/720/EXS/1/015023 | 1891 | 1 | 1 | 2385 | Axial | 7896 | 7938 | 2025-01-27 | 2115 | 430 | VT01435 | 0.133 | 0.32 | D | 24.42 | 55.61 | 2025-04-02 | VerticalCompact-BCD_1x1 | 804 | 596 | 753 |  |  | 49.1 | 16 | 16 | 500 | AC motor | 60 | J | no | no | B | D | Epoxy coated aluminum | 2025-01-02 | 12 | 3 | yes | piece | 1
GCVC PD 050.2/13-50 | GCVC PD | 050.2/13-50 | 4249683 | finoox | GCVC 050.2C/1x3-2347-D-D/6/32/2.10/2700/EXS/1/015023 | 6754 | 3 | 1 | 2347 | Axial | 92573 | 92798 | 270.99 | 20789 | 1390 | VT03150U | 2145 | 1941-01-01 | D | 49.78 | 81.29 | 2025-06-22 | VerticalCompact-BCD_1x3 | 2784 | 569 | 953 |  |  | 211.3 | 35 | 35 | 500 | AC motor | 50 | D | no | no | C | D | Epoxy coated aluminum | 2025-01-02 | 6 | 6 | yes | piece | 1
GCVC PD 040.2/12-49 | GCVC PD | 040.2/12-49 | 4243709 | finoox | GCVC 040.2A/1x2-2408-1-D/3/20/2.10/1200/AXS/2/015023 | 2644 | 2 | 1 | 2408 | Axial | 20763 | 20.73 | 37.64 | 7988 | 1630 | VT03142U.1 | 0.864 | 2025-06-02 | E | 49.46 | 80.62 | 2025-02-03 | VerticalCompact-A_1x2 | 1260 | 355 | 507 |  |  | 33.5 | 18 | 18 | 400 | EC motor | 5060 | 1 | no | no | A | D | Aluminum | 2025-01-02 | 10 | 3 | yes | piece | 1
GCVC PD 045.2/22-50 | GCVC PD | 045.2/22-50 | 4244521 | finoox | GCVC 045.2C/2x2-2419-1-D/6/64/2.10/1800/EXS/1/015023 | 10183 | 2 | 2 | 2419 | Axial | 103259 | 103733 | 361.32 | 20906 | 1350 | VT03007U.1 | 1519 | 1965-01-01 | D | 50.43 | 82.06 | 31.2 | VerticalCompact-BCD_2x2 | 1884 | 800 | 1761 |  |  | 253.8 | 35 | 35 | 450 | EC motor | 5060 | 1 | no | no | C | D | Epoxy coated aluminum | 2025-01-02 | 8 | 6 | yes | piece | 1
GCVC PD 063.2/13-61 | GCVC PD | 063.2/13-61 | 4252339 | finoox | GCVC 063.2D/1x3-2549-2-D/3/40/2.10/3600/EXS/1/015023 | 12988 | 3 | 1 | 2549 | Axial | 108477 | 108354 | 225.82 | 42214 | 1210 | VT03143U.1 | 4869 | 1986-02-01 | E | 60.77 | 92.46 | 2025-01-20 | VerticalCompact-BCD_1x3 | 3684 | 611 | 1153 |  |  | 293.6 | 42 | 42 | 630 | EC motor | 5060 | 2 | no | no | D | D | Epoxy coated aluminum | 2025-01-02 | 4 | 3 | yes | piece | 1
GCVC PD 080.2/21-13 | GCVC PD | 080.2/21-13 | 4248087 | finoox | GCVC 080.2D/2x1-2488-1-D/4/80/2.10/1200/EXS/1/015023 | 8088 | 1 | 2 | 2488 | Axial | 29952 | 30076 | 200.73 | 5746 | 195 | VT03062U.1 | 0.049 | 0.12 | A+ | 13.39 | 45.04 | 2025-02-17 | VerticalCompact-BCD_2x1 | 1284 | 800 | 2161 |  |  | 188.7 | 22 | 22 | 800 | EC motor | 5060 | 1 | no | no | D | D | Epoxy coated aluminum | 2025-01-02 | 10 | 4 | yes | piece | 1
GCVC PD 063.2/23-45 | GCVC PD | 063.2/23-45 | 4247027 | finoox | GCVC 063.2C/2x3-2555-2-D/6/64/2.10/2700/EXS/1/015023 | 22108 | 3 | 2 | 2555 | Axial | 172598 | 173059 | 541.97 | 37180 | 800 | VT03144U.1 | 2277 | 0.69 | C | 44.69 | 76.43 | 48.8 | VerticalCompact-BCD_2x3 | 2784 | 800 | 1761 |  |  | 416.2 | 54 | 54 | 630 | EC motor | 5060 | 2 | no | no | C | D | Epoxy coated aluminum | 2025-01-02 | 6 | 6 | yes | piece | 1
GCVC PD 050.2/13-54 | GCVC PD | 050.2/13-54 | 4244393 | finoox | GCVC 050.2B/1x3-2560-2-D/4/24/2.10/2160/AXS/1/015023 | 7492 | 3 | 1 | 2560 | Axial | 56.77 | 56456 | 108.39 | 18310 | 1415 | VT03013U.1 | 2025-05-02 | 2021-01-01 | E | 53.83 | 85.22 | 2025-02-09 | VerticalCompact-BCD_1x3a | 2244 | 607 | 753 |  |  | 137.1 | 28 | 28 | 500 | EC motor | 5060 | 2 | no | no | B | D | Aluminum | 2025-01-02 | 6 | 4 | yes | piece | 1
GCVC PD 063.2/23-28 | GCVC PD | 063.2/23-28 | 4246935 | finoox | GCVC 063.2C/2x3-2503-1-D/3/64/2.10/2700/EXS/1/015023 | 16323 | 3 | 2 | 2503 | Axial | 75695 | 75606 | 270.99 | 19597 | 425 | VT03145U.1 | 0.286 | 0.25 | A+ | 28.19 | 59.94 | 2025-09-23 | VerticalCompact-BCD_2x3 | 2784 | 800 | 1761 |  |  | 304.5 | 35 | 35 | 630 | EC motor | 5060 | 1 | no | no | C | D | Epoxy coated aluminum | 2025-01-02 | 6 | 3 | yes | piece | 1
GCVC PD 050.2/23-44 | GCVC PD | 050.2/23-44 | 4246368 | finoox | GCVC 050.2D/2x3-2518-1-D/6/80/2.10/3600/AXS/1/015023 | 19747 | 3 | 2 | 2518 | Axial | 174472 | 175.23 | 903.29 | 31691 | 945 | VT03011U.1 | 1175 | 1 | B | 44.27 | 76.23 | 78.2 | VerticalCompact-BCD_2x3 | 3684 | 800 | 2161 |  |  | 563.7 | 54 | 54 | 500 | EC motor | 5060 | 1 | no | no | D | D | Aluminum | 2025-01-02 | 6 | 6 | yes | piece | 1
GCVC PD 063.2/14-34 | GCVC PD | 063.2/14-34 | 4251563 | finoox | GCVC 063.2C/1x4-2505-1-D/6/32/2.10/3600/EXS/1/015023 | 12794 | 4 | 1 | 2505 | Axial | 68966 | 69233 | 361.32 | 12670 | 500 | VT03145U.1 | 0.306 | 0.39 | A | 33.65 | 65.28 | 2025-05-29 | VerticalCompact-BCD_1x4 | 3684 | 615 | 953 |  |  | 261.9 | 35 | 35 | 630 | EC motor | 5060 | 1 | no | no | C | D | Epoxy coated aluminum | 2025-01-02 | 6 | 6 | yes | piece | 1
GCVC PD 050.2/22-36 | GCVC PD | 050.2/22-36 | 4246104 | finoox | GCVC 050.2D/2x2-2514-1-D/6/80/2.10/2400/AXS/1/015023 | 12901 | 2 | 2 | 2514 | Axial | 89571 | 90197 | 602.19 | 15353 | 695 | VT03011U.1 | 0.336 | 0.47 | A+ | 35.85 | 67.66 | 50.5 | VerticalCompact-BCD_2x2 | 2484 | 800 | 2161 |  |  | 380 | 35 | 35 | 500 | EC motor | 5060 | 1 | no | no | D | D | Aluminum | 2025-01-02 | 8 | 6 | yes | piece | 1
GCVC PD 045.2/12-45 | GCVC PD | 045.2/12-45 | 4248966 | finoox | GCVC 045.2C/1x2-2529-1-D/3/32/2.10/1800/AXS/1/015023 | 4392 | 2 | 1 | 2529 | Axial | 32281 | 32254 | 90.33 | 9156 | 1125 | VT03007U.1 | 0.453 | 1 | C | 44.61 | 75.99 | 2025-06-07 | VerticalCompact-BCD_1x2 | 1884 | 535 | 953 |  |  | 104.4 | 22 | 22 | 450 | EC motor | 5060 | 1 | no | no | C | D | Aluminum | 2025-01-02 | 8 | 3 | yes | piece | 1
GCVC PD 080.2/12-36 | GCVC PD | 080.2/12-36 | 4252741 | finoox | GCVC 080.2D/1x2-2483-1-D/6/40/2.10/2400/EXS/1/015023 | 9710 | 2 | 1 | 2483 | Axial | 68234 | 68577 | 301.1 | 13095 | 470 | VT03061U.1 | 0.433 | 0.9 | B | 35.86 | 67.39 | 2025-03-25 | VerticalCompact-BCD_1x2 | 2484 | 608 | 1153 |  |  | 210.2 | 35 | 35 | 800 | EC motor | 5060 | 1 | no | no | D | D | Epoxy coated aluminum | 2025-01-02 | 8 | 6 | yes | piece | 1
GCVC PD 080.3/12-50 | GCVC PD | 080.3/12-50 | 6084872 | finoox | GCVC 080.3D/1x2-3560-2-D/4/40/2.10/2400/AXS/1/015023 | 10289 | 2 | 1 | 3560 | Axial | 116279 | 116688 | 200.73 | 37685 | 990 | VT01445U.3 | 4034 | 2025-01-03 | E | 50.24 | 81.77 | 2025-03-18 | VerticalCompact-BCD_1x2 | 2484 | 620 | 1153 |  |  | 223.7 | 42 | 42 | 800 | EC motor | 5060 | 2 | no | no | D | D | Aluminum | 2025-01-02 | 4 | 4 | yes | piece | 1
GCVC PD 063.2/22-24 | GCVC PD | 063.2/22-24 | 4247524 | finoox | GCVC 063.2D/2x2-2359-S-D/4/80/2.10/2400/EXS/1/015023 | 12398 | 2 | 2 | 2359 | Axial | 69442 | 69586 | 401.46 | 13719 | 320 | VT01442 | 0.25 | 0.14 | A+ | 23.89 | 55.7 | 34.8 | VerticalCompact-BCD_2x2 | 2484 | 800 | 2161 |  |  | 336.9 | 35 | 35 | 630 | AC motor | 50 | S | no | no | D | D | Epoxy coated aluminum | 2025-01-02 | 8 | 4 | yes | piece | 1
GCVC PD 063.2/22-63 | GCVC PD | 063.2/22-63 | 4246638 | finoox | GCVC 063.2C/2x2-2356-D-D/3/64/2.10/1800/AXS/1/015023 | 10802 | 2 | 2 | 2356 | Axial | 120249 | 120378 | 180.66 | 55244 | 1330 | VT01441 | 10323 | 5 | E | 62.7 | 94.33 | 2025-02-18 | VerticalCompact-BCD_2x2 | 1884 | 800 | 1761 |  |  | 303.8 | 42 | 42 | 630 | AC motor | 50 | D | no | no | C | D | Aluminum | 2025-01-02 | 6 | 3 | yes | piece | 1
GCVC PD 050.2/11-45 | GCVC PD | 050.2/11-45 | 4249208 | finoox | GCVC 050.2C/1x1-2347-D-D/6/32/2.10/900/AXS/1/015023 | 2619 | 1 | 1 | 2347 | Axial | 32.02 | 32334 | 90.33 | 6930 | 1390 | VT03150U | 0.715 | 1941-01-01 | D | 45.25 | 76.52 | 2025-08-07 | VerticalCompact-BCD_1x1 | 984 | 569 | 953 |  |  | 77.5 | 22 | 22 | 500 | AC motor | 50 | D | no | no | C | D | Aluminum | 2025-01-02 | 8 | 6 | yes | piece | 1
GCVC PD 063.2/11-17 | GCVC PD | 063.2/11-17 | 4251724 | finoox | GCVC 063.2D/1x1-2399-J-D/3/40/2.10/1200/AXS/1/015023 | 3503 | 1 | 1 | 2399 | Axial | 15366 | 15429 | 75.27 | 3441 | 290 | VT01442 | 0.07 | 0.14 | A | 17.29 | 48.65 | 2025-03-06 | VerticalCompact-BCD_1x1 | 1284 | 598 | 1153 |  |  | 85.8 | 16 | 16 | 630 | AC motor | 60 | J | no | no | D | D | Aluminum | 2025-01-02 | 10 | 3 | yes | piece | 1
GCVC PD 045.2/13-35 | GCVC PD | 045.2/13-35 | 4249020 | finoox | GCVC 045.2C/1x3-2523-1-D/3/32/2.10/2700/AXS/1/015023 | 6002 | 3 | 1 | 2523 | Axial | 33.92 | 33891 | 135.49 | 8122 | 675 | VT03007U.1 | 0.173 | 0.3 | A | 35.12 | 66.62 | 2025-01-11 | VerticalCompact-BCD_1x3 | 2784 | 535 | 953 |  |  | 152.3 | 22 | 22 | 450 | EC motor | 5060 | 1 | no | no | C | D | Aluminum | 2025-01-02 | 6 | 3 | yes | piece | 1
GCVC PD 080.2/13-52 | GCVC PD | 080.2/13-52 | 4253117 | finoox | GCVC 080.2D/1x3-2538-2-D/6/40/2.10/3600/EXS/1/015023 | 16487 | 3 | 1 | 2538 | Axial | 156828 | 157414 | 451.65 | 34606 | 800 | VT03059U.2 | 3073 | 1989-01-01 | D | 52.48 | 84.17 | 39.4 | VerticalCompact-BCD_1x3 | 3684 | 650 | 1153 |  |  | 347.4 | 54 | 54 | 800 | EC motor | 5060 | 2 | no | no | D | D | Epoxy coated aluminum | 2025-01-02 | 4 | 6 | yes | piece | 1
GCVC PD 063.2/14-39 | GCVC PD | 063.2/14-39 | 4251598 | finoox | GCVC 063.2C/1x4-2511-1-D/4/32/2.10/3600/EXS/1/015023 | 11228 | 4 | 1 | 2511 | Axial | 85294 | 85371 | 240.88 | 21984 | 730 | VT03145U.1 | 0.819 | 1 | C | 38.82 | 70.45 | 2025-02-20 | VerticalCompact-BCD_1x4 | 3684 | 615 | 953 |  |  | 227.3 | 35 | 35 | 630 | EC motor | 5060 | 1 | no | no | C | D | Epoxy coated aluminum | 2025-01-02 | 4 | 4 | yes | piece | 1
GCVC PD 050.2/21-37 | GCVC PD | 050.2/21-37 | 4245874 | finoox | GCVC 050.2D/2x1-2516-1-D/3/80/2.10/1200/AXS/1/015023 | 5882 | 1 | 2 | 2516 | Axial | 39596 | 39644 | 150.55 | 9623 | 820 | VT03011U.1 | 0.252 | 0.68 | B | 37.19 | 68.84 | 2025-02-13 | VerticalCompact-BCD_2x1 | 1284 | 800 | 2161 |  |  | 161 | 22 | 22 | 500 | EC motor | 5060 | 1 | no | no | D | D | Aluminum | 2025-01-02 | 10 | 3 | yes | piece | 1
GCVC PD 045.2/21-36 | GCVC PD | 045.2/21-36 | 4244439 | finoox | GCVC 045.2C/2x1-2524-1-D/4/64/2.10/900/AXS/1/015023 | 4848 | 1 | 2 | 2524 | Axial | 27597 | 27718 | 120.44 | 5860 | 750 | VT03007U.1 | 0.151 | 0.37 | B | 35.63 | 67.14 | 2025-07-10 | VerticalCompact-BCD_2x1 | 984 | 800 | 1761 |  |  | 123 | 22 | 22 | 450 | EC motor | 5060 | 1 | no | no | C | D | Aluminum | 2025-01-02 | 12 | 4 | yes | piece | 1
GCVC PD 045.2/12-36 | GCVC PD | 045.2/12-36 | 4248937 | finoox | GCVC 045.2C/1x2-2524-1-D/4/32/2.10/1800/AXS/1/015023 | 4609 | 2 | 1 | 2524 | Axial | 28035 | 28133 | 120.44 | 5860 | 750 | VT03007U.1 | 0.151 | 0.37 | A | 35.75 | 67.14 | 10 | VerticalCompact-BCD_1x2 | 1884 | 535 | 953 |  |  | 113.1 | 22 | 22 | 450 | EC motor | 5060 | 1 | no | no | C | D | Aluminum | 2025-01-02 | 8 | 4 | yes | piece | 1
GCVC PD 050.2/11-50 | GCVC PD | 050.2/11-50 | 4250341 | finoox | GCVC 050.2D/1x1-2561-2-D/6/40/2.10/1200/EXS/1/015023 | 4443 | 1 | 1 | 2561 | Axial | 42084 | 42.34 | 150.55 | 8483 | 1505 | VT03013U.1 | 0.737 | 1938-01-01 | D | 50.04 | 81.4 | 2025-01-13 | VerticalCompact-BCD_1x1 | 1284 | 607 | 1153 |  |  | 109.4 | 28 | 28 | 500 | EC motor | 5060 | 2 | no | no | D | D | Epoxy coated aluminum | 2025-01-02 | 10 | 6 | yes | piece | 1
GCVC PD 080.2/21-54 | GCVC PD | 080.2/21-54 | 4247997 | finoox | GCVC 080.2D/2x1-1656-2-D/3/80/2.10/1200/EXS/1/015023 | 9772 | 1 | 2 | 1656 | Axial | 89332 | 89557 | 150.55 | 37940 | 1000 | VT03059U.2 | 4185 | 2025-02-03 | E | 53.78 | 85.43 | 2025-04-15 | VerticalCompact-BCD_2x1 | 1284 | 800 | 2161 |  |  | 200.1 | 35 | 35 | 800 | EC motor | 5060 | 2 | no | no | D | D | Epoxy coated aluminum | 2025-01-02 | 8 | 3 | yes | piece | 1
GCVC PD 050.2/21-33 | GCVC PD | 050.2/21-33 | 4245734 | finoox | GCVC 050.2D/2x1-2336-D-D/4/80/2.10/1200/EXS/1/015023 | 5418 | 1 | 2 | 2336 | Axial | 39.36 | 39514 | 200.73 | 8055 | 660 | VT01437 | 0.243 | 0.33 | B | 33.44 | 65.09 | 2025-02-17 | VerticalCompact-BCD_2x1 | 1284 | 800 | 2161 |  |  | 180.4 | 22 | 22 | 500 | AC motor | 50 | D | no | no | D | D | Epoxy coated aluminum | 2025-01-02 | 10 | 4 | yes | piece | 1
GCVC PD 063.2/13-25 | GCVC PD | 063.2/13-25 | 4252233 | finoox | GCVC 063.2D/1x3-2401-L-D/6/40/2.10/3600/EXS/1/015023 | 10782 | 3 | 1 | 2401 | Axial | 58597 | 59182 | 451.65 | 9950 | 340 | VT01442 | 0.264 | 0.16 | A | 25.42 | 57.1 | 36.2 | VerticalCompact-BCD_1x3 | 3684 | 598 | 1153 |  |  | 300.3 | 28 | 28 | 630 | AC motor | 60 | L | no | no | D | D | Epoxy coated aluminum | 2025-01-02 | 6 | 6 | yes | piece | 1
GCVC PD 050.2/22-23 | GCVC PD | 050.2/22-23 | 4245099 | finoox | GCVC 050.2C/2x2-2389-J-D/4/64/2.10/1800/AXS/1/015023 | 6755 | 2 | 2 | 2389 | Axial | 47429 | 47572 | 240.88 | 9486 | 450 | VT01437 | 0.329 | 0.17 | B | 23.37 | 55 | 2025-06-20 | VerticalCompact-BCD_2x2 | 1884 | 800 | 1761 |  |  | 234 | 28 | 28 | 500 | AC motor | 60 | J | no | no | C | D | Aluminum | 2025-01-02 | 8 | 4 | yes | piece | 1
GCVC PD 050.2/14-23 | GCVC PD | 050.2/14-23 | 4249983 | finoox | GCVC 050.2C/1x4-2389-J-D/6/32/2.10/3600/EXS/1/015023 | 8349 | 4 | 1 | 2389 | Axial | 49296 | 49654 | 361.32 | 8421 | 450 | VT01437 | 0.33 | 0.17 | B | 22.68 | 54.3 | 29 | VerticalCompact-BCD_1x4 | 3684 | 596 | 953 |  |  | 266.4 | 28 | 28 | 500 | AC motor | 60 | J | no | no | C | D | Epoxy coated aluminum | 2025-01-02 | 6 | 6 | yes | piece | 1
GCVC PD 050.2/21-34 | GCVC PD | 050.2/21-34 | 4244869 | finoox | GCVC 050.2C/2x1-2390-K-D/4/64/2.10/900/AXS/1/015023 | 4148 | 1 | 2 | 2390 | Axial | 36028 | 36213 | 120.44 | 8356 | 760 | VT01437 | 0.353 | 0.35 | C | 34.21 | 65.72 | 2025-07-10 | VerticalCompact-BCD_2x1 | 984 | 800 | 1761 |  |  | 131.2 | 22 | 22 | 500 | AC motor | 60 | K | no | no | C | D | Aluminum | 2025-01-02 | 8 | 4 | yes | piece | 1
GCVC PD 063.2/14-36 | GCVC PD | 063.2/14-36 | 4251582 | finoox | GCVC 063.2C/1x4-2509-1-D/3/32/2.10/3600/AXS/1/015023 | 10093 | 4 | 1 | 2509 | Axial | 69837 | 69808 | 180.66 | 20847 | 655 | VT03145U.1 | 0.583 | 0.75 | B | 35.55 | 67.18 | 2025-05-15 | VerticalCompact-BCD_1x4 | 3684 | 615 | 953 |  |  | 210 | 35 | 35 | 630 | EC motor | 5060 | 1 | no | no | C | D | Aluminum | 2025-01-02 | 4 | 3 | yes | piece | 1
GCVC PD 080.2/13-19 | GCVC PD | 080.2/13-19 | 4253048 | finoox | GCVC 080.2D/1x3-2490-1-D/3/40/2.10/3600/AXS/1/015023 | 9752 | 3 | 1 | 2490 | Axial | 49731 | 49628 | 225.82 | 11824 | 245 | VT03062U.1 | 0.111 | 0.2 | A+ | 2025-08-18 | 50.48 | 2025-06-18 | VerticalCompact-BCD_1x3 | 3684 | 608 | 1153 |  |  | 241.8 | 28 | 28 | 800 | EC motor | 5060 | 1 | no | no | D | D | Aluminum | 2025-01-02 | 6 | 3 | yes | piece | 1
GCVC PD 080.2/23-22 | GCVC PD | 080.2/23-22 | 4248642 | finoox | GCVC 080.2D/2x3-2490-1-D/3/80/2.10/3600/EXS/1/015023 | 22677 | 3 | 2 | 2490 | Axial | 98031 | 97719 | 451.65 | 23649 | 245 | VT03062U.1 | 0.222 | 0.2 | A+ | 21.53 | 53.49 | 38.5 | VerticalCompact-BCD_2x3 | 3684 | 800 | 2161 |  |  | 460.4 | 35 | 35 | 800 | EC motor | 5060 | 1 | no | no | D | D | Epoxy coated aluminum | 2025-01-02 | 6 | 3 | yes | piece | 1
GCVC PD 063.2/24-31 | GCVC PD | 063.2/24-31 | 4247137 | finoox | GCVC 063.2C/2x4-2502-1-D/6/64/2.10/3600/EXS/1/015023 | 25942 | 4 | 2 | 2502 | Axial | 111665 | 109736 | 722.63 | 18977 | 385 | VT03145U.1 | 0.325 | 0.2 | A+ | 31.24 | 63.1 | 60.1 | VerticalCompact-BCD_2x4 | 3684 | 800 | 1761 |  |  | 501.9 | 42 | 42 | 630 | EC motor | 5060 | 1 | no | no | C | D | Epoxy coated aluminum | 2025-01-02 | 6 | 6 | yes | piece | 1
GCVC PD 050.2/12-40 | GCVC PD | 050.2/12-40 | 4250538 | finoox | GCVC 050.2D/1x2-2518-1-D/4/40/2.10/2400/EXS/1/015023 | 5849 | 2 | 1 | 2518 | Axial | 49068 | 49048 | 200.73 | 10953 | 945 | VT03011U.1 | 0.38 | 1 | B | 40.28 | 71.8 | 2025-08-16 | VerticalCompact-BCD_1x2 | 2484 | 586 | 1153 |  |  | 166.4 | 28 | 28 | 500 | EC motor | 5060 | 1 | no | no | D | D | Epoxy coated aluminum | 2025-01-02 | 8 | 4 | yes | piece | 1
GCVC PD 050.2/24-39 | GCVC PD | 050.2/24-39 | 4245624 | finoox | GCVC 050.2C/2x4-2514-1-D/3/64/2.10/3600/AXS/1/015023 | 16237 | 4 | 2 | 2514 | Axial | 113256 | 113234 | 361.32 | 29653 | 695 | VT03011U.1 | 0.687 | 0.47 | B | 38.56 | 70.42 | 32 | VerticalCompact-BCD_2x4 | 3684 | 800 | 1761 |  |  | 389.3 | 42 | 42 | 500 | EC motor | 5060 | 1 | no | no | C | D | Aluminum | 2025-01-02 | 4 | 3 | yes | piece | 1
GCVC PD 080.2/23-38 | GCVC PD | 080.2/23-38 | 4248606 | finoox | GCVC 080.2D/2x3-2483-1-D/4/80/2.10/3600/EXS/1/015023 | 26970 | 3 | 2 | 2483 | Axial | 188403 | 188572 | 602.19 | 45196 | 470 | VT03061U.1 | 1252 | 0.9 | B | 37.64 | 69.6 | 54.8 | VerticalCompact-BCD_2x3 | 3684 | 800 | 2161 |  |  | 516.6 | 54 | 54 | 800 | EC motor | 5060 | 1 | no | no | D | D | Epoxy coated aluminum | 2025-01-02 | 4 | 4 | yes | piece | 1
GCVC PD 080.3/21-45 | GCVC PD | 080.3/21-45 | 6087613 | finoox | GCVC 080.3D/2x1-3563-2-D/3/80/2.10/1200/EXS/1/015023 | 10358 | 1 | 2 | 3563 | Axial | 69.41 | 69322 | 150.55 | 24077 | 670 | VT01445U.3 | 1281 | 2015-01-01 | D | 44.52 | 76.17 | 2025-03-15 | VerticalCompact-BCD_2x1 | 1284 | 800 | 2161 |  |  | 218.9 | 35 | 35 | 800 | EC motor | 5060 | 2 | no | no | D | D | Epoxy coated aluminum | 2025-01-02 | 10 | 3 | yes | piece | 1
GCVC PD 040.2/12-45 | GCVC PD | 040.2/12-45 | 4243791 | finoox | GCVC 040.2B/1x2-1734-W-D/4/24/2.10/1440/EXS/1/015023 | 2703 | 2 | 1 | 1734 | Axial | 25931 | 2025-04-26 | 72.26 | 6593 | 1310 | VT0605 | 0.399 | 0.85 | D | 44.78 | 76.05 | 6 | VerticalCompact-BCD_1x2 | 1524 | 476 | 753 |  |  | 79.9 | 18 | 18 | 400 | AC motor | 50 | W | no | no | B | D | Epoxy coated aluminum | 2025-01-02 | 8 | 4 | yes | piece | 1
GCVC PD 050.2/13-35 | GCVC PD | 050.2/13-35 | 4244282 | finoox | GCVC 050.2B/1x3-2336-D-D/3/24/2.10/2160/AXS/1/015023 | 3959 | 3 | 1 | 2336 | Axial | 31177 | 31245 | 81.3 | 9038 | 660 | VT01437 | 0.391 | 0.33 | C | 35.03 | 66.41 | 2025-08-06 | VerticalCompact-BCD_1x3a | 2244 | 596 | 753 |  |  | 121 | 22 | 22 | 500 | AC motor | 50 | D | no | no | B | D | Aluminum | 2025-01-02 | 6 | 3 | yes | piece | 1
GCVC PD 050.2/12-30 | GCVC PD | 050.2/12-30 | 4249427 | finoox | GCVC 050.2C/1x2-2333-S-D/3/32/2.10/1800/EXS/1/015023 | 3498 | 2 | 1 | 2333 | Axial | 26.23 | 26215 | 90.33 | 6841 | 530 | VT01435 | 0.298 | 0.35 | C | 30.19 | 61.58 | 2025-06-07 | VerticalCompact-BCD_1x2 | 1884 | 596 | 953 |  |  | 117.8 | 22 | 22 | 500 | AC motor | 50 | S | no | no | C | D | Epoxy coated aluminum | 2025-01-02 | 8 | 3 | yes | piece | 1
GCVC PD 050.2/14-30 | GCVC PD | 050.2/14-30 | 4249908 | finoox | GCVC 050.2C/1x4-2337-S-D/3/32/2.10/3600/AXS/1/015023 | 5994 | 4 | 1 | 2337 | Axial | 48304 | 48286 | 180.66 | 11754 | 510 | VT01437 | 0.317 | 0.16 | B | 29.91 | 61.54 | 2025-09-14 | VerticalCompact-BCD_1x4 | 3684 | 596 | 953 |  |  | 214.5 | 28 | 28 | 500 | AC motor | 50 | S | no | no | C | D | Aluminum | 2025-01-02 | 4 | 3 | yes | piece | 1
GCVC PD 050.2/23-48 | GCVC PD | 050.2/23-48 | 4246270 | finoox | GCVC 050.2D/2x3-2386-K-D/3/80/2.10/3600/AXS/1/015023 | 11514 | 3 | 2 | 2386 | Axial | 144448 | 144478 | 451.65 | 38255 | 910 | VT01435 | 2329 | 0.92 | D | 47.78 | 79.74 | 40 | VerticalCompact-BCD_2x3 | 3684 | 800 | 2161 |  |  | 453.9 | 42 | 42 | 500 | AC motor | 60 | K | no | no | D | D | Aluminum | 2025-01-02 | 4 | 3 | yes | piece | 1
GCVC PD 063.2/23-63 | GCVC PD | 063.2/23-63 | 4247748 | finoox | GCVC 063.2D/2x3-2356-D-D/3/80/2.10/3600/AXS/1/015023 | 18378 | 3 | 2 | 2356 | Axial | 243.27 | 241481 | 451.65 | 101540 | 1330 | VT01441 | 14463 | 5 | E | 63.13 | 95.09 | 46.4 | VerticalCompact-BCD_2x3 | 3684 | 800 | 2161 |  |  | 576.7 | 64 | 64 | 630 | AC motor | 50 | D | no | no | D | D | Aluminum | 2025-01-02 | 4 | 3 | yes | piece | 1
GCVC PD 063.2/21-59 | GCVC PD | 063.2/21-59 | 4247260 | finoox | GCVC 063.2D/2x1-2356-D-D/4/80/2.10/1200/EXS/1/015023 | 8346 | 1 | 2 | 2356 | Axial | 100563 | 100.57 | 200.73 | 32640 | 1330 | VT01441 | 4906 | 5 | E | 58.79 | 90.44 | 2025-04-19 | VerticalCompact-BCD_2x1 | 1284 | 800 | 2161 |  |  | 225.3 | 35 | 35 | 630 | AC motor | 50 | D | no | no | D | D | Epoxy coated aluminum | 2025-01-02 | 10 | 4 | yes | piece | 1
GCVC PD 050.2/22-49 | GCVC PD | 050.2/22-49 | 4246074 | finoox | GCVC 050.2D/2x2-2411-1-D/6/80/2.10/2400/AXS/1/015023 | 13006 | 2 | 2 | 2411 | Axial | 147324 | 147895 | 602.19 | 28395 | 1260 | VT03011U.1 | 1791 | 2025-02-02 | C | 48.98 | 80.79 | 52 | VerticalCompact-BCD_2x2 | 2484 | 800 | 2161 |  |  | 382.6 | 42 | 42 | 500 | EC motor | 5060 | 1 | no | no | D | D | Aluminum | 2025-01-02 | 8 | 6 | yes | piece | 1
GCVC PD 063.2/11-21 | GCVC PD | 063.2/11-21 | 4250893 | finoox | GCVC 063.2C/1x1-2401-L-D/4/32/2.10/900/EXS/1/015023 | 3307 | 1 | 1 | 2401 | Axial | 12912 | 13049 | 60.22 | 2775 | 340 | VT01442 | 0.09 | 0.16 | B | 20.62 | 51.89 | 2025-01-05 | VerticalCompact-BCD_1x1 | 984 | 598 | 953 |  |  | 67.9 | 16 | 16 | 630 | AC motor | 60 | L | no | no | C | D | Epoxy coated aluminum | 2025-01-02 | 8 | 4 | yes | piece | 1
GCVC PD 050.2/21-20 | GCVC PD | 050.2/21-20 | 4244867 | finoox | GCVC 050.2C/2x1-2389-J-D/6/64/2.10/900/EXS/1/015023 | 5111 | 1 | 2 | 2389 | Axial | 24255 | 24.49 | 180.66 | 4210 | 450 | VT01437 | 0.165 | 0.17 | B | 19.78 | 51.29 | 2025-03-15 | VerticalCompact-BCD_2x1 | 984 | 800 | 1761 |  |  | 147.9 | 18 | 18 | 500 | AC motor | 60 | J | no | no | C | D | Epoxy coated aluminum | 2025-01-02 | 12 | 6 | yes | piece | 1
GCVC PD 050.2/11-33 | GCVC PD | 050.2/11-33 | 4244034 | finoox | GCVC 050.2B/1x1-2355-X-D/3/24/2.10/720/AXS/1/015023 | 1819 | 1 | 1 | 2355 | Axial | 11874 | 1997-11-01 | 2025-01-27 | 3797 | 810 | VT03093U | 0.297 | 2025-03-01 | D | 32.88 | 64.06 | 2025-04-02 | VerticalCompact-BCD_1x1 | 804 | 569 | 753 |  |  | 47.2 | 16 | 16 | 500 | AC motor | 60 | X | no | no | B | D | Aluminum | 2025-01-02 | 8 | 3 | yes | piece | 1
GCVC PD 063.2/11-58 | GCVC PD | 063.2/11-58 | 4250990 | finoox | GCVC 063.2C/1x1-2549-2-D/3/32/2.10/900/AXS/1/015023 | 4759 | 1 | 1 | 2549 | Axial | 28853 | 29077 | 45.16 | 11826 | 1210 | VT03143U.1 | 1747 | 1986-02-01 | E | 58.05 | 89.32 | 2025-02-04 | VerticalCompact-BCD_1x1 | 984 | 611 | 953 |  |  | 83 | 22 | 22 | 630 | EC motor | 5060 | 2 | no | no | C | D | Aluminum | 2025-01-02 | 8 | 3 | yes | piece | 1
GCVC PD 063.2/11-35 | GCVC PD | 063.2/11-35 | 4251868 | finoox | GCVC 063.2D/1x1-2553-2-D/3/40/2.10/1200/AXS/1/015023 | 4371 | 1 | 1 | 2553 | Axial | 26855 | 26871 | 75.27 | 7451 | 700 | VT03144U.1 | 0.209 | 0.52 | B | 34.61 | 65.97 | 2025-06-06 | VerticalCompact-BCD_1x1 | 1284 | 623 | 1153 |  |  | 87.4 | 22 | 22 | 630 | EC motor | 5060 | 2 | no | no | D | D | Aluminum | 2025-01-02 | 10 | 3 | yes | piece | 1
GCVC PD 063.2/22-45 | GCVC PD | 063.2/22-45 | 4246837 | finoox | GCVC 063.2C/2x2-2558-2-D/3/64/2.10/1800/EXS/1/015023 | 12820 | 2 | 2 | 2558 | Axial | 94171 | 94279 | 180.66 | 35491 | 950 | VT03144U.1 | 2267 | 1 | D | 45.09 | 76.72 | 17 | VerticalCompact-BCD_2x2 | 1884 | 800 | 1761 |  |  | 228.1 | 35 | 35 | 630 | EC motor | 5060 | 2 | no | no | C | D | Epoxy coated aluminum | 2025-01-02 | 6 | 3 | yes | piece | 1
GCVC PD 063.2/21-65 | GCVC PD | 063.2/21-65 | 4246597 | finoox | GCVC 063.2C/2x1-2552-2-D/4/64/2.10/900/EXS/1/015023 | 9662 | 1 | 2 | 2552 | Axial | 72716 | 73296 | 120.44 | 26643 | 1435 | VT03143U.1 | 5891 | 2025-03-04 | E | 65.11 | 96.62 | 2025-05-12 | VerticalCompact-BCD_2x1 | 984 | 800 | 1761 |  |  | 174.8 | 35 | 35 | 630 | EC motor | 5060 | 2 | no | no | C | D | Epoxy coated aluminum | 2025-01-02 | 8 | 4 | yes | piece | 1
GCVC PD 050.2/21-35 | GCVC PD | 050.2/21-35 | 4245871 | finoox | GCVC 050.2D/2x1-2515-1-D/3/80/2.10/1200/EXS/1/015023 | 6174 | 1 | 2 | 2515 | Axial | 36676 | 36701 | 150.55 | 8871 | 755 | VT03011U.1 | 0.203 | 0.58 | A | 35.44 | 67.09 | 2025-02-13 | VerticalCompact-BCD_2x1 | 1284 | 800 | 2161 |  |  | 161 | 22 | 22 | 500 | EC motor | 5060 | 1 | no | no | D | D | Epoxy coated aluminum | 2025-01-02 | 10 | 3 | yes | piece | 1
GCVC PD 050.2/11-33 | GCVC PD | 050.2/11-33 | 4249341 | finoox | GCVC 050.2C/1x1-2516-1-D/6/32/2.10/900/EXS/1/015023 | 3214 | 1 | 1 | 2516 | Axial | 20437 | 20615 | 90.33 | 3931 | 820 | VT03011U.1 | 0.143 | 0.68 | B | 33.49 | 64.76 | 2025-06-07 | VerticalCompact-BCD_1x1 | 984 | 586 | 953 |  |  | 72.3 | 16 | 16 | 500 | EC motor | 5060 | 1 | no | no | C | D | Epoxy coated aluminum | 2025-01-02 | 12 | 6 | yes | piece | 1
GCVC PD 045.2/14-41 | GCVC PD | 045.2/14-41 | 4249126 | finoox | GCVC 045.2C/1x4-2525-1-D/4/32/2.10/3600/EXS/1/015023 | 8613 | 4 | 1 | 2525 | Axial | 59574 | 59714 | 240.88 | 12938 | 825 | VT03007U.1 | 0.388 | 0.47 | B | 40.6 | 72.21 | 2025-06-19 | VerticalCompact-BCD_1x4 | 3684 | 535 | 953 |  |  | 216.4 | 28 | 28 | 450 | EC motor | 5060 | 1 | no | no | C | D | Epoxy coated aluminum | 2025-01-02 | 4 | 4 | yes | piece | 1
GCVC PD 050.2/11-51 | GCVC PD | 050.2/11-51 | 4244127 | finoox | GCVC 050.2B/1x1-2561-2-D/4/24/2.10/720/EXS/1/015023 | 2912 | 1 | 1 | 2561 | Axial | 19263 | 19457 | 36.13 | 6518 | 1505 | VT03013U.1 | 0.817 | 1938-01-01 | E | 50.52 | 81.71 | 2025-02-03 | VerticalCompact-BCD_1x1 | 804 | 607 | 753 |  |  | 51.9 | 16 | 16 | 500 | EC motor | 5060 | 2 | no | no | B | D | Epoxy coated aluminum | 2025-01-02 | 8 | 4 | yes | piece | 1
GCVC PD 063.2/12-20 | GCVC PD | 063.2/12-20 | 4252021 | finoox | GCVC 063.2D/1x2-2502-1-D/3/40/2.10/2400/EXS/1/015023 | 6965 | 2 | 1 | 2502 | Axial | 2025-05-31 | 30894 | 150.55 | 7171 | 385 | VT03145U.1 | 0.07 | 0.2 | A+ | 2025-08-20 | 51.61 | 2025-04-12 | VerticalCompact-BCD_1x2 | 2484 | 615 | 1153 |  |  | 152.9 | 22 | 22 | 630 | EC motor | 5060 | 1 | no | no | D | D | Epoxy coated aluminum | 2025-01-02 | 8 | 3 | yes | piece | 1
GCVC PD 050.2/13-33 | GCVC PD | 050.2/13-33 | 4250744 | finoox | GCVC 050.2D/1x3-2513-1-D/3/40/2.10/3600/AXS/1/015023 | 7683 | 3 | 1 | 2513 | Axial | 47517 | 47443 | 225.82 | 11053 | 630 | VT03011U.1 | 0.189 | 0.37 | A+ | 33.18 | 64.85 | 2025-06-18 | VerticalCompact-BCD_1x3 | 3684 | 586 | 1153 |  |  | 222.2 | 28 | 28 | 500 | EC motor | 5060 | 1 | no | no | D | D | Aluminum | 2025-01-02 | 6 | 3 | yes | piece | 1
GCVC PD 050.2/11-28 | GCVC PD | 050.2/11-28 | 4244078 | finoox | GCVC 050.2B/1x1-2513-1-D/3/24/2.10/720/EXS/1/015023 | 2393 | 1 | 1 | 2513 | Axial | 9465 | 1951-09-01 | 2025-01-27 | 2766 | 630 | VT03011U.1 | 0.072 | 0.37 | B | 28.37 | 59.56 | 2025-04-02 | VerticalCompact-BCD_1x1 | 804 | 586 | 753 |  |  | 44.1 | 16 | 16 | 500 | EC motor | 5060 | 1 | no | no | B | D | Epoxy coated aluminum | 2025-01-02 | 12 | 3 | yes | piece | 1
GCVC PD 045.2/13-43 | GCVC PD | 045.2/13-43 | 4243969 | finoox | GCVC 045.2B/1x3-2526-1-D/4/24/2.10/2160/AXS/1/015023 | 5434 | 3 | 1 | 2526 | Axial | 36666 | 36769 | 108.39 | 8766 | 900 | VT03007U.1 | 0.372 | 0.58 | C | 42.77 | 74.14 | 2025-09-08 | VerticalCompact-BCD_1x3a | 2244 | 535 | 753 |  |  | 117.7 | 22 | 22 | 450 | EC motor | 5060 | 1 | no | no | B | D | Aluminum | 2025-01-02 | 6 | 4 | yes | piece | 1
GCVC PD 045.2/24-49 | GCVC PD | 045.2/24-49 | 4244733 | finoox | GCVC 045.2C/2x4-2528-1-D/4/64/2.10/3600/AXS/1/015023 | 15243 | 4 | 2 | 2528 | Axial | 145388 | 145542 | 481.75 | 33217 | 1050 | VT03007U.1 | 1507 | 0.84 | C | 48.6 | 80.46 | 41.4 | VerticalCompact-BCD_2x4 | 3684 | 800 | 1761 |  |  | 410.3 | 42 | 42 | 450 | EC motor | 5060 | 1 | no | no | C | D | Aluminum | 2025-01-02 | 4 | 4 | yes | piece | 1
GCVC PD 063.2/14-40 | GCVC PD | 063.2/14-40 | 4251631 | finoox | GCVC 063.2C/1x4-2554-2-D/4/32/2.10/3600/AXS/1/015023 | 11849 | 4 | 1 | 2554 | Axial | 96803 | 96929 | 240.88 | 26093 | 750 | VT03144U.1 | 1188 | 0.6 | C | 39.99 | 71.62 | 2025-02-20 | VerticalCompact-BCD_1x4 | 3684 | 623 | 953 |  |  | 244.1 | 35 | 35 | 630 | EC motor | 5060 | 2 | no | no | C | D | Aluminum | 2025-01-02 | 4 | 4 | yes | piece | 1
GCVC PD 050.2/22-41 | GCVC PD | 050.2/22-41 | 4245010 | finoox | GCVC 050.2C/2x2-2332-D-D/3/64/2.10/1800/AXS/1/015023 | 6300 | 2 | 2 | 2332 | Axial | 68762 | 68694 | 180.66 | 20362 | 850 | VT01435 | 1038 | 0.74 | D | 40.81 | 72.44 | 2025-09-16 | VerticalCompact-BCD_2x2 | 1884 | 800 | 1761 |  |  | 227.9 | 35 | 35 | 500 | AC motor | 50 | D | no | no | C | D | Aluminum | 2025-01-02 | 8 | 3 | yes | piece | 1
GCVC PD 050.2/12-39 | GCVC PD | 050.2/12-39 | 4250370 | finoox | GCVC 050.2D/1x2-2332-D-D/4/40/2.10/2400/EXS/1/015023 | 4813 | 2 | 1 | 2332 | Axial | 49089 | 49065 | 200.73 | 10959 | 850 | VT01435 | 0.498 | 0.74 | C | 38.53 | 70.05 | 2025-08-16 | VerticalCompact-BCD_1x2 | 2484 | 596 | 1153 |  |  | 176.3 | 28 | 28 | 500 | AC motor | 50 | D | no | no | D | D | Epoxy coated aluminum | 2025-01-02 | 8 | 4 | yes | piece | 1
GCVC PD 050.2/14-33 | GCVC PD | 050.2/14-33 | 4249899 | finoox | GCVC 050.2C/1x4-2333-S-D/3/32/2.10/3600/EXS/1/015023 | 6371 | 4 | 1 | 2333 | Axial | 52607 | 52566 | 180.66 | 13681 | 530 | VT01435 | 0.596 | 0.35 | C | 32.96 | 64.59 | 2025-09-14 | VerticalCompact-BCD_1x4 | 3684 | 596 | 953 |  |  | 224.8 | 28 | 28 | 500 | AC motor | 50 | S | no | no | C | D | Epoxy coated aluminum | 2025-01-02 | 4 | 3 | yes | piece | 1
GCVC PD 063.2/23-69 | GCVC PD | 063.2/23-69 | 4247005 | finoox | GCVC 063.2C/2x3-2551-2-D/4/64/2.10/2700/EXS/1/015023 | 24837 | 3 | 2 | 2551 | Axial | 208408 | 209421 | 361.32 | 75395 | 1360 | VT03143U.1 | 15042 | 4 | E | 68.51 | 100.26 | 34.7 | VerticalCompact-BCD_2x3 | 2784 | 800 | 1761 |  |  | 471.1 | 54 | 54 | 630 | EC motor | 5060 | 2 | no | no | C | D | Epoxy coated aluminum | 2025-01-02 | 4 | 4 | yes | piece | 1
GCVC PD 063.2/11-59 | GCVC PD | 063.2/11-59 | 4251860 | finoox | GCVC 063.2D/1x1-2551-2-D/4/40/2.10/1200/EXS/1/015023 | 5641 | 1 | 1 | 2551 | Axial | 48738 | 48755 | 100.37 | 15370 | 1360 | VT03143U.1 | 2346 | 4 | E | 59.1 | 90.47 | 2025-01-09 | VerticalCompact-BCD_1x1 | 1284 | 611 | 1153 |  |  | 113.4 | 28 | 28 | 630 | EC motor | 5060 | 2 | no | no | D | D | Epoxy coated aluminum | 2025-01-02 | 10 | 4 | yes | piece | 1
GCVC PD 063.2/21-24 | GCVC PD | 063.2/21-24 | 4247378 | finoox | GCVC 063.2D/2x1-2504-1-D/6/80/2.10/1200/AXS/1/015023 | 9363 | 1 | 2 | 2504 | Axial | 44522 | 44918 | 301.1 | 7696 | 460 | VT03145U.1 | 0.114 | 0.3 | A+ | 24.43 | 56.08 | 2025-01-26 | VerticalCompact-BCD_2x1 | 1284 | 800 | 2161 |  |  | 210 | 28 | 28 | 630 | EC motor | 5060 | 1 | no | no | D | D | Aluminum | 2025-01-02 | 10 | 6 | yes | piece | 1
GCVC PD 050.2/11-51 | GCVC PD | 050.2/11-51 | 4249397 | finoox | GCVC 050.2C/1x1-2562-2-D/4/32/2.10/900/AXS/1/015023 | 3189 | 1 | 1 | 2562 | Axial | 29276 | 29504 | 60.22 | 8480 | 1595 | VT03013U.1 | 0.907 | 1965-01-01 | E | 50.88 | 82.15 | 2025-04-05 | VerticalCompact-BCD_1x1 | 984 | 607 | 953 |  |  | 68.8 | 22 | 22 | 500 | EC motor | 5060 | 2 | no | no | C | D | Aluminum | 2025-01-02 | 8 | 4 | yes | piece | 1
GCVC PD 050.2/13-47 | GCVC PD | 050.2/13-47 | 4244384 | finoox | GCVC 050.2B/1x3-2522-1-D/3/24/2.10/2160/AXS/1/015023 | 5663 | 3 | 1 | 2522 | Axial | 43085 | 43023 | 81.3 | 16532 | 1200 | VT03011U.1 | 1289 | 2025-09-01 | E | 46.54 | 77.92 | 2025-01-07 | VerticalCompact-BCD_1x3a | 2244 | 586 | 753 |  |  | 114.3 | 28 | 28 | 500 | EC motor | 5060 | 1 | no | no | B | D | Aluminum | 2025-01-02 | 6 | 3 | yes | piece | 1
GCVC PD 050.2/22-56 | GCVC PD | 050.2/22-56 | 4246170 | finoox | GCVC 050.2D/2x2-2561-2-D/6/80/2.10/2400/AXS/1/015023 | 15337 | 2 | 2 | 2561 | Axial | 172106 | 173095 | 602.19 | 33931 | 1505 | VT03013U.1 | 2948 | 1938-01-01 | D | 55.62 | 87.42 | 55.2 | VerticalCompact-BCD_2x2 | 2484 | 800 | 2161 |  |  | 407.3 | 54 | 54 | 500 | EC motor | 5060 | 2 | no | no | D | D | Aluminum | 2025-01-02 | 6 | 6 | yes | piece | 1
GCVC PD 063.2/23-23 | GCVC PD | 063.2/23-23 | 4246918 | finoox | GCVC 063.2C/2x3-2500-1-D/4/64/2.10/2700/EXS/1/015023 | 17432 | 3 | 2 | 2500 | Axial | 64237 | 64303 | 361.32 | 12895 | 310 | VT03145U.1 | 0.152 | 0.13 | A+ | 22.94 | 54.69 | 2025-09-30 | VerticalCompact-BCD_2x3 | 2784 | 800 | 1761 |  |  | 330.6 | 35 | 35 | 630 | EC motor | 5060 | 1 | no | no | C | D | Epoxy coated aluminum | 2025-01-02 | 8 | 4 | yes | piece | 1
GCVC PD 050.2/13-42 | GCVC PD | 050.2/13-42 | 4250775 | finoox | GCVC 050.2D/1x3-2518-1-D/4/40/2.10/3600/AXS/1/015023 | 8394 | 3 | 1 | 2518 | Axial | 76621 | 76798 | 301.1 | 16429 | 945 | VT03011U.1 | 0.571 | 1 | B | 41.89 | 73.57 | 2025-02-25 | VerticalCompact-BCD_1x3 | 3684 | 586 | 1153 |  |  | 244.6 | 35 | 35 | 500 | EC motor | 5060 | 1 | no | no | D | D | Aluminum | 2025-01-02 | 4 | 4 | yes | piece | 1
GCVC PD 080.2/22-48 | GCVC PD | 080.2/22-48 | 4248421 | finoox | GCVC 080.2D/2x2-2536-2-D/3/80/2.10/2400/EXS/1/015023 | 21005 | 2 | 2 | 2536 | Axial | 135667 | 135348 | 301.1 | 49234 | 700 | VT03059U.2 | 2662 | 2025-04-01 | D | 48.15 | 79.96 | 2025-04-28 | VerticalCompact-BCD_2x2 | 2484 | 800 | 2161 |  |  | 366.1 | 42 | 42 | 800 | EC motor | 5060 | 2 | no | no | D | D | Epoxy coated aluminum | 2025-01-02 | 6 | 3 | yes | piece | 1
GCVC PD 080.3/21-51 | GCVC PD | 080.3/21-51 | 6063697 | finoox | GCVC 080.3D/2x1-3559-2-D/3/80/2.10/1200/AXS/1/015023 | 10030 | 1 | 2 | 3559 | Axial | 97975 | 98291 | 150.55 | 42051 | 1045 | VT01445U.3 | 1959-04-01 | 1965-03-01 | E | 50.8 | 82.45 | 2025-04-15 | VerticalCompact-BCD_2x1 | 1284 | 800 | 2161 |  |  | 218.9 | 35 | 35 | 800 | EC motor | 5060 | 2 | no | no | D | D | Aluminum | 2025-01-02 | 8 | 3 | yes | piece | 1
GCVC PD 050.2/24-54 | GCVC PD | 050.2/24-54 | 4245518 | finoox | GCVC 050.2C/2x4-2349-I-D/3/64/2.10/3600/AXS/1/015023 | 11898 | 4 | 2 | 2349 | Axial | 182296 | 181386 | 361.32 | 69824 | 1590 | VT03150U | 6941 | 2025-07-01 | E | 53.89 | 85.75 | 34.6 | VerticalCompact-BCD_2x4 | 3684 | 800 | 1761 |  |  | 431 | 54 | 54 | 500 | AC motor | 60 | I | no | no | C | D | Aluminum | 2025-01-02 | 4 | 3 | yes | piece | 1
GCVC PD 063.2/13-54 | GCVC PD | 063.2/13-54 | 4252162 | finoox | GCVC 063.2D/1x3-2357-S-D/3/40/2.10/3600/AXS/1/015023 | 8989 | 3 | 1 | 2357 | Axial | 107783 | 107384 | 225.82 | 38672 | 1040 | VT01441 | 4509 | 3 | E | 53.74 | 85.42 | 2025-01-20 | VerticalCompact-BCD_1x3 | 3684 | 606 | 1153 |  |  | 294.8 | 42 | 42 | 630 | AC motor | 50 | S | no | no | D | D | Aluminum | 2025-01-02 | 4 | 3 | yes | piece | 1
GCVC PD 063.2/22-33 | GCVC PD | 063.2/22-33 | 4247556 | finoox | GCVC 063.2D/2x2-2398-I-D/3/80/2.10/2400/AXS/1/015023 | 10534 | 2 | 2 | 2398 | Axial | 81453 | 81427 | 301.1 | 19943 | 460 | VT01442 | 0.529 | 0.32 | B | 32.84 | 64.65 | 2025-09-26 | VerticalCompact-BCD_2x2 | 2484 | 800 | 2161 |  |  | 307.8 | 35 | 35 | 630 | AC motor | 60 | I | no | no | D | D | Aluminum | 2025-01-02 | 6 | 3 | yes | piece | 1
GCVC PD 063.2/13-32 | GCVC PD | 063.2/13-32 | 4252210 | finoox | GCVC 063.2D/1x3-2398-I-D/3/40/2.10/3600/AXS/1/015023 | 7529 | 3 | 1 | 2398 | Axial | 61151 | 61128 | 225.82 | 14957 | 460 | VT01442 | 0.397 | 0.32 | B | 31.72 | 63.4 | 2025-06-18 | VerticalCompact-BCD_1x3 | 3684 | 598 | 1153 |  |  | 235.2 | 28 | 28 | 630 | AC motor | 60 | I | no | no | D | D | Aluminum | 2025-01-02 | 4 | 3 | yes | piece | 1
GCVC PD 063.2/22-67 | GCVC PD | 063.2/22-67 | 4247580 | finoox | GCVC 063.2D/2x2-2412-2-D/3/80/2.10/2400/AXS/1/015023 | 17907 | 2 | 2 | 2412 | Axial | 181351 | 182016 | 301.1 | 70908 | 1510 | VT03143U.1 | 12581 | 5 | E | 66.69 | 98.5 | 31.6 | VerticalCompact-BCD_2x2 | 2484 | 800 | 2161 |  |  | 391.8 | 54 | 54 | 630 | EC motor | 5060 | 2 | no | no | D | D | Aluminum | 2025-01-02 | 4 | 3 | yes | piece | 1
GCVC PD 045.2/24-47 | GCVC PD | 045.2/24-47 | 4244731 | finoox | GCVC 045.2C/2x4-2527-1-D/6/64/2.10/3600/EXS/1/015023 | 18687 | 4 | 2 | 2527 | Axial | 152086 | 152553 | 722.63 | 28828 | 975 | VT03007U.1 | 1241 | 0.68 | B | 47.19 | 79.05 | 60.1 | VerticalCompact-BCD_2x4 | 3684 | 800 | 1761 |  |  | 481 | 42 | 42 | 450 | EC motor | 5060 | 1 | no | no | C | D | Epoxy coated aluminum | 2025-01-02 | 6 | 6 | yes | piece | 1
GCVC PD 045.2/11-39 | GCVC PD | 045.2/11-39 | 4248869 | finoox | GCVC 045.2C/1x1-2527-1-D/6/32/2.10/900/EXS/1/015023 | 3239 | 1 | 1 | 2527 | Axial | 19052 | 19228 | 90.33 | 3603 | 975 | VT03007U.1 | 0.155 | 0.68 | B | 38.76 | 70.02 | 2025-06-07 | VerticalCompact-BCD_1x1 | 984 | 535 | 953 |  |  | 70.6 | 16 | 16 | 450 | EC motor | 5060 | 1 | no | no | C | D | Epoxy coated aluminum | 2025-01-02 | 12 | 6 | yes | piece | 1
GCVC PD 080.2/21-31 | GCVC PD | 080.2/21-31 | 4248051 | finoox | GCVC 080.2D/2x1-2482-1-D/3/80/2.10/1200/EXS/1/015023 | 8119 | 1 | 2 | 2482 | Axial | 52477 | 52492 | 150.55 | 14956 | 440 | VT03061U.1 | 0.334 | 0.75 | B | 30.86 | 62.51 | 14 | VerticalCompact-BCD_2x1 | 1284 | 800 | 2161 |  |  | 176.7 | 28 | 28 | 800 | EC motor | 5060 | 1 | no | no | D | D | Epoxy coated aluminum | 2025-01-02 | 10 | 3 | yes | piece | 1
GCVC PD 045.2/14-53 | GCVC PD | 045.2/14-53 | 4249170 | finoox | GCVC 045.2C/1x4-2533-1-D/3/32/2.10/3600/AXS/1/015023 | 7621 | 4 | 1 | 2533 | Axial | 74341 | 74308 | 180.66 | 23336 | 1425 | VT03007U.1 | 1791 | 2025-09-01 | D | 52.54 | 84.16 | 2025-05-15 | VerticalCompact-BCD_1x4 | 3684 | 535 | 953 |  |  | 199.7 | 35 | 35 | 450 | EC motor | 5060 | 1 | no | no | C | D | Aluminum | 2025-01-02 | 4 | 3 | yes | piece | 1
GCVC PD 063.2/11-36 | GCVC PD | 063.2/11-36 | 4251882 | finoox | GCVC 063.2D/1x1-2555-2-D/6/40/2.10/1200/AXS/1/015023 | 5240 | 1 | 1 | 2555 | Axial | 40.23 | 40.5 | 150.55 | 7813 | 800 | VT03144U.1 | 0.332 | 0.69 | B | 35.97 | 67.34 | 2025-07-12 | VerticalCompact-BCD_1x1 | 1284 | 623 | 1153 |  |  | 109.2 | 22 | 22 | 630 | EC motor | 5060 | 2 | no | no | D | D | Aluminum | 2025-01-02 | 10 | 6 | yes | piece | 1
GCVC PD 050.2/23-60 | GCVC PD | 050.2/23-60 | 4245469 | finoox | GCVC 050.2C/2x3-2563-2-D/3/64/2.10/2700/EXS/1/015023 | 16584 | 3 | 2 | 2563 | Axial | 144519 | 144.56 | 270.99 | 55475 | 1680 | VT03013U.1 | 6263 | 1975-01-01 | E | 59.59 | 91.33 | 2025-01-25 | VerticalCompact-BCD_2x3 | 2784 | 800 | 1761 |  |  | 329 | 42 | 42 | 500 | EC motor | 5060 | 2 | no | no | C | D | Epoxy coated aluminum | 2025-01-02 | 4 | 3 | yes | piece | 1
GCVC PD 063.2/11-15 | GCVC PD | 063.2/11-15 | 4251770 | finoox | GCVC 063.2D/1x1-2501-1-D/4/40/2.10/1200/EXS/1/015023 | 4457 | 1 | 1 | 2501 | Axial | 15887 | 15957 | 100.37 | 3089 | 345 | VT03145U.1 | 0.029 | 0.15 | A+ | 14.98 | 46.35 | 2025-03-08 | VerticalCompact-BCD_1x1 | 1284 | 615 | 1153 |  |  | 89.7 | 16 | 16 | 630 | EC motor | 5060 | 1 | no | no | D | D | Epoxy coated aluminum | 2025-01-02 | 10 | 4 | yes | piece | 1
GCVC PD 050.2/12-44 | GCVC PD | 050.2/12-44 | 4250555 | finoox | GCVC 050.2D/1x2-2521-1-D/3/40/2.10/2400/EXS/1/015023 | 5391 | 2 | 1 | 2521 | Axial | 48599 | 48525 | 150.55 | 13395 | 1135 | VT03011U.1 | 0.632 | 1965-01-01 | C | 44.44 | 75.96 | 2025-09-12 | VerticalCompact-BCD_1x2 | 2484 | 586 | 1153 |  |  | 151.9 | 28 | 28 | 500 | EC motor | 5060 | 1 | no | no | D | D | Epoxy coated aluminum | 2025-01-02 | 6 | 3 | yes | piece | 1
GCVC PD 045.2/11-40 | GCVC PD | 045.2/11-40 | 4248875 | finoox | GCVC 045.2C/1x1-2528-1-D/6/32/2.10/900/EXS/1/015023 | 3239 | 1 | 1 | 2528 | Axial | 20297 | 20467 | 90.33 | 3896 | 1050 | VT03007U.1 | 0.191 | 0.84 | C | 40.35 | 71.61 | 2025-06-07 | VerticalCompact-BCD_1x1 | 984 | 535 | 953 |  |  | 70.6 | 16 | 16 | 450 | EC motor | 5060 | 1 | no | no | C | D | Epoxy coated aluminum | 2025-01-02 | 12 | 6 | yes | piece | 1
GCVC PD 080.2/23-40 | GCVC PD | 080.2/23-40 | 4248604 | finoox | GCVC 080.2D/2x3-2483-1-D/6/80/2.10/3600/AXS/1/015023 | 29351 | 3 | 2 | 2483 | Axial | 205017 | 205978 | 903.29 | 39286 | 470 | VT03061U.1 | 2025-03-01 | 0.9 | B | 40.2 | 72.16 | 78.2 | VerticalCompact-BCD_2x3 | 3684 | 800 | 2161 |  |  | 606.4 | 54 | 54 | 800 | EC motor | 5060 | 1 | no | no | D | D | Aluminum | 2025-01-02 | 6 | 6 | yes | piece | 1
GCVC PD 050.2/12-27 | GCVC PD | 050.2/12-27 | 4244150 | finoox | GCVC 050.2B/1x2-2337-S-D/3/24/2.10/1440/AXS/1/015023 | 2766 | 2 | 1 | 2337 | Axial | 17.66 | 17678 | 54.2 | 4659 | 510 | VT01437 | 0.164 | 0.16 | C | 26.58 | 57.87 | 2025-05-04 | VerticalCompact-BCD_1x2 | 1524 | 596 | 753 |  |  | 83.5 | 16 | 16 | 500 | AC motor | 50 | S | no | no | B | D | Aluminum | 2025-01-02 | 8 | 3 | yes | piece | 1
GCVC PD 050.2/13-28 | GCVC PD | 050.2/13-28 | 4244288 | finoox | GCVC 050.2B/1x3-2337-S-D/3/24/2.10/2160/EXS/1/015023 | 4124 | 3 | 1 | 2337 | Axial | 25863 | 25849 | 81.3 | 6989 | 510 | VT01437 | 0.246 | 0.16 | C | 28.24 | 59.63 | 2025-07-06 | VerticalCompact-BCD_1x3a | 2244 | 596 | 753 |  |  | 120.6 | 18 | 18 | 500 | AC motor | 50 | S | no | no | B | D | Epoxy coated aluminum | 2025-01-02 | 6 | 3 | yes | piece | 1
GCVC PD 050.2/13-43 | GCVC PD | 050.2/13-43 | 4250669 | finoox | GCVC 050.2D/1x3-2384-I-D/3/40/2.10/3600/EXS/1/015023 | 6456 | 3 | 1 | 2384 | Axial | 66669 | 66461 | 225.82 | 17406 | 790 | VT01435 | 1055 | 0.88 | D | 43.49 | 75.17 | 2025-03-19 | VerticalCompact-BCD_1x3 | 3684 | 596 | 1153 |  |  | 237.9 | 35 | 35 | 500 | AC motor | 60 | I | no | no | D | D | Epoxy coated aluminum | 2025-01-02 | 4 | 3 | yes | piece | 1
GCVC PD 050.2/13-34 | GCVC PD | 050.2/13-34 | 4244319 | finoox | GCVC 050.2B/1x3-2388-I-D/3/24/2.10/2160/EXS/1/015023 | 4124 | 3 | 1 | 2388 | Axial | 32134 | 32.18 | 81.3 | 9959 | 710 | VT01437 | 0.5 | 0.34 | D | 33.85 | 65.24 | 2025-08-06 | VerticalCompact-BCD_1x3a | 2244 | 596 | 753 |  |  | 121 | 22 | 22 | 500 | AC motor | 60 | I | no | no | B | D | Epoxy coated aluminum | 2025-01-02 | 6 | 3 | yes | piece | 1
GCVC PD 063.2/22-27 | GCVC PD | 063.2/22-27 | 4246690 | finoox | GCVC 063.2C/2x2-2401-L-D/3/64/2.10/1800/EXS/1/015023 | 9085 | 2 | 2 | 2401 | Axial | 48318 | 48283 | 180.66 | 12121 | 340 | VT01442 | 0.355 | 0.16 | B | 26.51 | 58.14 | 2025-09-15 | VerticalCompact-BCD_2x2 | 1884 | 800 | 1761 |  |  | 223.9 | 28 | 28 | 630 | AC motor | 60 | L | no | no | C | D | Epoxy coated aluminum | 2025-01-02 | 8 | 3 | yes | piece | 1
GCVC PD 050.2/23-53 | GCVC PD | 050.2/23-53 | 4245274 | finoox | GCVC 050.2C/2x3-2347-D-D/4/64/2.10/2700/EXS/1/015023 | 11069 | 3 | 2 | 2347 | Axial | 159208 | 159603 | 361.32 | 45191 | 1390 | VT03150U | 4137 | 1941-01-01 | E | 52.59 | 84.34 | 34.7 | VerticalCompact-BCD_2x3 | 2784 | 800 | 1761 |  |  | 360.2 | 54 | 54 | 500 | AC motor | 50 | D | no | no | C | D | Epoxy coated aluminum | 2025-01-02 | 4 | 4 | yes | piece | 1
GCVC PD 080.2/12-35 | GCVC PD | 080.2/12-35 | 4252751 | finoox | GCVC 080.2D/1x2-2485-1-D/3/40/2.10/2400/EXS/1/015023 | 7760 | 2 | 1 | 2485 | Axial | 58.49 | 58416 | 150.55 | 18405 | 535 | VT03061U.1 | 0.578 | 1935-01-01 | C | 35.06 | 66.59 | 2025-09-12 | VerticalCompact-BCD_1x2 | 2484 | 608 | 1153 |  |  | 166.1 | 28 | 28 | 800 | EC motor | 5060 | 1 | no | no | D | D | Epoxy coated aluminum | 2025-01-02 | 6 | 3 | yes | piece | 1
GCVC PD 063.2/13-65 | GCVC PD | 063.2/13-65 | 4251412 | finoox | GCVC 063.2C/1x3-2551-2-D/3/32/2.10/2700/EXS/1/015023 | 11540 | 3 | 1 | 2551 | Axial | 85599 | 85202 | 135.49 | 40238 | 1360 | VT03143U.1 | 7433 | 4 | E | 65.06 | 96.57 | 12 | VerticalCompact-BCD_1x3 | 2784 | 611 | 953 |  |  | 227.8 | 35 | 35 | 630 | EC motor | 5060 | 2 | no | no | C | D | Epoxy coated aluminum | 2025-01-02 | 4 | 3 | yes | piece | 1
GCVC PD 063.2/21-33 | GCVC PD | 063.2/21-33 | 4247416 | finoox | GCVC 063.2D/2x1-2510-1-D/4/80/2.10/1200/EXS/1/015023 | 8488 | 1 | 2 | 2510 | Axial | 55892 | 56055 | 200.73 | 12754 | 695 | VT03145U.1 | 0.31 | 0.9 | A | 32.7 | 64.35 | 2025-01-18 | VerticalCompact-BCD_2x1 | 1284 | 800 | 2161 |  |  | 178.9 | 28 | 28 | 630 | EC motor | 5060 | 1 | no | no | D | D | Epoxy coated aluminum | 2025-01-02 | 10 | 4 | yes | piece | 1
GCVC PD 045.2/13-38 | GCVC PD | 045.2/13-38 | 4243960 | finoox | GCVC 045.2B/1x3-2524-1-D/3/24/2.10/2160/AXS/1/015023 | 5232 | 3 | 1 | 2524 | Axial | 28169 | 28175 | 81.3 | 7692 | 750 | VT03007U.1 | 0.229 | 0.37 | B | 38.31 | 69.69 | 2025-08-06 | VerticalCompact-BCD_1x3a | 2244 | 535 | 753 |  |  | 108.7 | 22 | 22 | 450 | EC motor | 5060 | 1 | no | no | B | D | Aluminum | 2025-01-02 | 6 | 3 | yes | piece | 1
GCVC PD 045.2/12-38 | GCVC PD | 045.2/12-38 | 4248946 | finoox | GCVC 045.2C/1x2-2525-1-D/4/32/2.10/1800/EXS/1/015023 | 4871 | 2 | 1 | 2525 | Axial | 29711 | 29786 | 120.44 | 6469 | 825 | VT03007U.1 | 0.194 | 0.47 | B | 37.82 | 69.2 | 10 | VerticalCompact-BCD_1x2 | 1884 | 535 | 953 |  |  | 113.1 | 22 | 22 | 450 | EC motor | 5060 | 1 | no | no | C | D | Epoxy coated aluminum | 2025-01-02 | 8 | 4 | yes | piece | 1
GCVC PD 050.2/13-54 | GCVC PD | 050.2/13-54 | 4244395 | finoox | GCVC 050.2B/1x3-2560-2-D/4/24/2.10/2160/EXS/1/015023 | 7732 | 3 | 1 | 2560 | Axial | 54522 | 54455 | 108.39 | 18310 | 1415 | VT03013U.1 | 2025-05-02 | 2021-01-01 | E | 53.83 | 85.22 | 2025-02-09 | VerticalCompact-BCD_1x3a | 2244 | 607 | 753 |  |  | 137.1 | 28 | 28 | 500 | EC motor | 5060 | 2 | no | no | B | D | Epoxy coated aluminum | 2025-01-02 | 6 | 4 | yes | piece | 1
GCVC PD 050.2/13-56 | GCVC PD | 050.2/13-56 | 4249871 | finoox | GCVC 050.2C/1x3-2562-2-D/3/32/2.10/2700/EXS/1/015023 | 8394 | 3 | 1 | 2562 | Axial | 70225 | 70316 | 135.49 | 26234 | 1595 | VT03013U.1 | 1967-02-01 | 1965-01-01 | E | 55.62 | 87.13 | 12 | VerticalCompact-BCD_1x3 | 2784 | 607 | 953 |  |  | 172.4 | 35 | 35 | 500 | EC motor | 5060 | 2 | no | no | C | D | Epoxy coated aluminum | 2025-01-02 | 4 | 3 | yes | piece | 1
GCVC PD 050.2/11-38 | GCVC PD | 050.2/11-38 | 4249358 | finoox | GCVC 050.2C/1x1-2519-1-D/4/32/2.10/900/EXS/1/015023 | 2835 | 1 | 1 | 2519 | Axial | 20698 | 20872 | 60.22 | 5283 | 1010 | VT03011U.1 | 0.246 | 2015-01-01 | C | 38.14 | 69.41 | 2025-02-05 | VerticalCompact-BCD_1x1 | 984 | 586 | 953 |  |  | 63.7 | 18 | 18 | 500 | EC motor | 5060 | 1 | no | no | C | D | Epoxy coated aluminum | 2025-01-02 | 8 | 4 | yes | piece | 1
GCVC PD 063.2/12-26 | GCVC PD | 063.2/12-26 | 4251133 | finoox | GCVC 063.2C/1x2-2502-1-D/6/32/2.10/1800/EXS/1/015023 | 7181 | 2 | 1 | 2502 | Axial | 27305 | 27494 | 180.66 | 4744 | 385 | VT03145U.1 | 0.081 | 0.2 | A+ | 25.69 | 57.08 | 2025-08-14 | VerticalCompact-BCD_1x2 | 1884 | 615 | 953 |  |  | 135.7 | 22 | 22 | 630 | EC motor | 5060 | 1 | no | no | C | D | Epoxy coated aluminum | 2025-01-02 | 8 | 6 | yes | piece | 1
GCVC PD 050.2/12-40 | GCVC PD | 050.2/12-40 | 4250536 | finoox | GCVC 050.2D/1x2-2518-1-D/6/40/2.10/2400/AXS/1/015023 | 6471 | 2 | 1 | 2518 | Axial | 58526 | 58849 | 301.1 | 10564 | 945 | VT03011U.1 | 0.392 | 1 | B | 39.94 | 71.46 | 2025-06-24 | VerticalCompact-BCD_1x2 | 2484 | 586 | 1153 |  |  | 195.3 | 28 | 28 | 500 | EC motor | 5060 | 1 | no | no | D | D | Aluminum | 2025-01-02 | 8 | 6 | yes | piece | 1
GCVC PD 050.2/11-37 | GCVC PD | 050.2/11-37 | 4249351 | finoox | GCVC 050.2C/1x1-2518-1-D/3/32/2.10/900/EXS/1/015023 | 2743 | 1 | 1 | 2518 | Axial | 17024 | 17094 | 45.16 | 5112 | 945 | VT03011U.1 | 0.201 | 1 | C | 36.93 | 68.2 | 2025-09-03 | VerticalCompact-BCD_1x1 | 984 | 586 | 953 |  |  | 59.3 | 16 | 16 | 500 | EC motor | 5060 | 1 | no | no | C | D | Epoxy coated aluminum | 2025-01-02 | 8 | 3 | yes | piece | 1
GCVC PD 045.2/11-38 | GCVC PD | 045.2/11-38 | 4243848 | finoox | GCVC 045.2B/1x1-2526-1-D/3/24/2.10/720/AXS/1/015023 | 2348 | 1 | 1 | 2526 | Axial | 10436 | 10512 | 2025-01-27 | 3115 | 900 | VT03007U.1 | 0.124 | 0.58 | C | 37.59 | 68.77 | 2025-04-02 | VerticalCompact-BCD_1x1 | 804 | 535 | 753 |  |  | 42.4 | 16 | 16 | 450 | EC motor | 5060 | 1 | no | no | B | D | Aluminum | 2025-01-02 | 8 | 3 | yes | piece | 1
GCVC PD 063.2/21-58 | GCVC PD | 063.2/21-58 | 4247430 | finoox | GCVC 063.2D/2x1-2548-2-D/3/80/2.10/1200/AXS/1/015023 | 9913 | 1 | 2 | 2548 | Axial | 77039 | 77.27 | 150.55 | 26322 | 1135 | VT03143U.1 | 2682 | 1937-02-01 | E | 57.66 | 89.31 | 2025-04-15 | VerticalCompact-BCD_2x1 | 1284 | 800 | 2161 |  |  | 209.9 | 35 | 35 | 630 | EC motor | 5060 | 2 | no | no | D | D | Aluminum | 2025-01-02 | 8 | 3 | yes | piece | 1
GCVC PD 050.2/11-30 | GCVC PD | 050.2/11-30 | 4250272 | finoox | GCVC 050.2D/1x1-2514-1-D/6/40/2.10/1200/AXS/1/015023 | 3670 | 1 | 1 | 2514 | Axial | 22.21 | 22409 | 150.55 | 3838 | 695 | VT03011U.1 | 0.084 | 0.47 | A+ | 30.28 | 61.64 | 2025-05-12 | VerticalCompact-BCD_1x1 | 1284 | 586 | 1153 |  |  | 103.4 | 18 | 18 | 500 | EC motor | 5060 | 1 | no | no | D | D | Aluminum | 2025-01-02 | 10 | 6 | yes | piece | 1
GCVC PD 050.2/11-41 | GCVC PD | 050.2/11-41 | 4250317 | finoox | GCVC 050.2D/1x1-2521-1-D/6/40/2.10/1200/EXS/1/015023 | 3937 | 1 | 1 | 2521 | Axial | 33614 | 33871 | 150.55 | 6371 | 1135 | VT03011U.1 | 0.33 | 1965-01-01 | C | 41.09 | 72.46 | 2025-07-12 | VerticalCompact-BCD_1x1 | 1284 | 586 | 1153 |  |  | 104.1 | 22 | 22 | 500 | EC motor | 5060 | 1 | no | no | D | D | Epoxy coated aluminum | 2025-01-02 | 10 | 6 | yes | piece | 1
GCVC PD 063.2/13-39 | GCVC PD | 063.2/13-39 | 4251427 | finoox | GCVC 063.2C/1x3-2554-2-D/3/32/2.10/2700/EXS/1/015023 | 9124 | 3 | 1 | 2554 | Axial | 61989 | 62052 | 135.49 | 20726 | 750 | VT03144U.1 | 0.861 | 0.6 | C | 38.77 | 70.28 | 2025-05-11 | VerticalCompact-BCD_1x3 | 2784 | 623 | 953 |  |  | 173.3 | 28 | 28 | 630 | EC motor | 5060 | 2 | no | no | C | D | Epoxy coated aluminum | 2025-01-02 | 4 | 3 | yes | piece | 1
GCVC PD 080.2/11-55 | GCVC PD | 080.2/11-55 | 4252646 | finoox | GCVC 080.2D/1x1-2658-J-D/3/40/2.10/1200/AXS/1/015023 | 3981 | 1 | 1 | 2658 | Axial | 43601 | 43742 | 75.27 | 16555 | 1030 | VT01384U | 1665 | 2025-03-03 | E | 55.27 | 86.64 | 2025-01-07 | VerticalCompact-BCD_1x1 | 1284 | 641 | 1153 |  |  | 104.3 | 28 | 28 | 800 | AC motor | 60 | J | no | no | D | D | Aluminum | 2025-01-02 | 8 | 3 | yes | piece | 1
GCVC PD 080.3/12-55 | GCVC PD | 080.3/12-55 | 6175968 | finoox | GCVC 080.3D/1x2-3561-2-D/6/40/2.10/2400/AXS/1/015023 | 11449 | 2 | 1 | 3561 | Axial | 123202 | 123563 | 301.1 | 28600 | 930 | VT01445U.3 | 3466 | 1975-02-01 | E | 55.04 | 86.57 | 2025-01-26 | VerticalCompact-BCD_1x2 | 2484 | 620 | 1153 |  |  | 252.6 | 42 | 42 | 800 | EC motor | 5060 | 2 | no | no | D | D | Aluminum | 2025-01-02 | 6 | 6 | yes | piece | 1
GCVC PD 050.3/11-43 | GCVC PD | 050.3/11-43 | 6199529 | finoox | GCVC 050.3C/1x1-3616-W-D/6/32/2.10/900/EXS/1/015023 | 2732 | 1 | 1 | 3616 | Axial | 29521 | 29724 | 90.33 | 6374 | 1240 | VT01524 | 0.689 | 2025-02-03 | D | 43.16 | 74.43 | 2025-08-07 | VerticalCompact-BCD_1x1 | 984 | 596 | 953 |  |  | 78.8 | 22 | 22 | 500 | AC motor | 50 | W | no | no | C | D | Epoxy coated aluminum | 2025-01-02 | 12 | 6 | yes | piece | 1
GCVC PD 050.2/23-38 | GCVC PD | 050.2/23-38 | 4245258 | finoox | GCVC 050.2C/2x3-2336-D-D/3/64/2.10/2700/AXS/1/015023 | 9037 | 3 | 2 | 2336 | Axial | 83767 | 83642 | 270.99 | 22268 | 660 | VT01437 | 0.749 | 0.33 | C | 37.82 | 69.57 | 2025-09-23 | VerticalCompact-BCD_2x3 | 2784 | 800 | 1761 |  |  | 313.6 | 35 | 35 | 500 | AC motor | 50 | D | no | no | C | D | Aluminum | 2025-01-02 | 6 | 3 | yes | piece | 1
GCVC PD 050.2/21-38 | GCVC PD | 050.2/21-38 | 4244777 | finoox | GCVC 050.2C/2x1-2332-D-D/3/64/2.10/900/EXS/1/015023 | 4172 | 1 | 2 | 2332 | Axial | 33954 | 34094 | 90.33 | 10181 | 850 | VT01435 | 0.519 | 0.74 | D | 37.93 | 69.43 | 2025-03-08 | VerticalCompact-BCD_2x1 | 984 | 800 | 1761 |  |  | 127.7 | 22 | 22 | 500 | AC motor | 50 | D | no | no | C | D | Epoxy coated aluminum | 2025-01-02 | 8 | 3 | yes | piece | 1
GCVC PD 050.2/13-31 | GCVC PD | 050.2/13-31 | 4244280 | finoox | GCVC 050.2B/1x3-2333-S-D/3/24/2.10/2160/AXS/1/015023 | 3990 | 3 | 1 | 2333 | Axial | 28748 | 28791 | 81.3 | 7939 | 530 | VT01435 | 0.451 | 0.35 | D | 2025-03-31 | 62.69 | 2025-08-06 | VerticalCompact-BCD_1x3a | 2244 | 596 | 753 |  |  | 128.7 | 22 | 22 | 500 | AC motor | 50 | S | no | no | B | D | Aluminum | 2025-01-02 | 6 | 3 | yes | piece | 1
GCVC PD 050.2/23-35 | GCVC PD | 050.2/23-35 | 4245255 | finoox | GCVC 050.2C/2x3-2333-S-D/3/64/2.10/2700/EXS/1/015023 | 9624 | 3 | 2 | 2333 | Axial | 78.04 | 77903 | 270.99 | 20522 | 530 | VT01435 | 0.893 | 0.35 | C | 34.6 | 66.35 | 2025-09-23 | VerticalCompact-BCD_2x3 | 2784 | 800 | 1761 |  |  | 329.1 | 35 | 35 | 500 | AC motor | 50 | S | no | no | C | D | Epoxy coated aluminum | 2025-01-02 | 6 | 3 | yes | piece | 1
GCVC PD 050.2/22-30 | GCVC PD | 050.2/22-30 | 4245977 | finoox | GCVC 050.2D/2x2-2337-S-D/4/80/2.10/2400/AXS/1/015023 | 8649 | 2 | 2 | 2337 | Axial | 67.07 | 67275 | 401.46 | 12953 | 510 | VT01437 | 0.31 | 0.16 | A | 30.35 | 62.16 | 34.8 | VerticalCompact-BCD_2x2 | 2484 | 800 | 2161 |  |  | 329.1 | 35 | 35 | 500 | AC motor | 50 | S | no | no | D | D | Aluminum | 2025-01-02 | 8 | 4 | yes | piece | 1
GCVC PD 050.2/23-33 | GCVC PD | 050.2/23-33 | 4246266 | finoox | GCVC 050.2D/2x3-2385-J-D/6/80/2.10/3600/AXS/1/015023 | 15875 | 3 | 2 | 2385 | Axial | 104507 | 105126 | 903.29 | 17466 | 430 | VT01435 | 0.796 | 0.32 | B | 33.32 | 65.28 | 73.5 | VerticalCompact-BCD_2x3 | 3684 | 800 | 2161 |  |  | 584.7 | 35 | 35 | 500 | AC motor | 60 | J | no | no | D | D | Aluminum | 2025-01-02 | 8 | 6 | yes | piece | 1
GCVC PD 050.2/11-34 | GCVC PD | 050.2/11-34 | 4244031 | finoox | GCVC 050.2B/1x1-2354-W-D/4/24/2.10/720/AXS/1/015023 | 1851 | 1 | 1 | 2354 | Axial | 13457 | 13719 | 36.13 | 3551 | 865 | VT03093U | 0.226 | 0.97 | D | 33.84 | 65.03 | 2025-02-03 | VerticalCompact-BCD_1x1 | 804 | 569 | 753 |  |  | 50.4 | 16 | 16 | 500 | AC motor | 50 | W | no | no | B | D | Aluminum | 2025-01-02 | 8 | 4 | yes | piece | 1
GCVC PD 050.2/21-41 | GCVC PD | 050.2/21-41 | 4245783 | finoox | GCVC 050.2D/2x1-2384-I-D/6/80/2.10/1200/EXS/1/015023 | 6752 | 1 | 2 | 2384 | Axial | 59011 | 59502 | 301.1 | 10853 | 790 | VT01435 | 0.721 | 0.88 | C | 41.39 | 73.04 | 2025-01-26 | VerticalCompact-BCD_2x1 | 1284 | 800 | 2161 |  |  | 218.1 | 28 | 28 | 500 | AC motor | 60 | I | no | no | D | D | Epoxy coated aluminum | 2025-01-02 | 10 | 6 | yes | piece | 1
GCVC PD 063.2/13-19 | GCVC PD | 063.2/13-19 | 4251296 | finoox | GCVC 063.2C/1x3-2399-J-D/3/32/2.10/2700/EXS/1/015023 | 6506 | 3 | 1 | 2399 | Axial | 33128 | 33087 | 135.49 | 8045 | 290 | VT01442 | 0.216 | 0.14 | B | 19.47 | 50.98 | 2025-01-11 | VerticalCompact-BCD_1x3 | 2784 | 598 | 953 |  |  | 170.3 | 22 | 22 | 630 | AC motor | 60 | J | no | no | C | D | Epoxy coated aluminum | 2025-01-02 | 6 | 3 | yes | piece | 1
GCVC PD 080.2/12-34 | GCVC PD | 080.2/12-34 | 4252742 | finoox | GCVC 080.2D/1x2-2484-1-D/3/40/2.10/2400/AXS/1/015023 | 7437 | 2 | 1 | 2484 | Axial | 57916 | 57877 | 150.55 | 17251 | 505 | VT03061U.1 | 0.487 | 2015-01-01 | B | 33.79 | 65.31 | 2025-09-12 | VerticalCompact-BCD_1x2 | 2484 | 608 | 1153 |  |  | 166.1 | 28 | 28 | 800 | EC motor | 5060 | 1 | no | no | D | D | Aluminum | 2025-01-02 | 6 | 3 | yes | piece | 1
GCVC PD 045.2/22-41 | GCVC PD | 045.2/22-41 | 4244539 | finoox | GCVC 045.2C/2x2-2525-1-D/6/64/2.10/1800/EXS/1/015023 | 10183 | 2 | 2 | 2525 | Axial | 67012 | 67393 | 361.32 | 12088 | 825 | VT03007U.1 | 0.393 | 0.47 | B | 40.84 | 72.47 | 31.2 | VerticalCompact-BCD_2x2 | 1884 | 800 | 1761 |  |  | 253.8 | 35 | 35 | 450 | EC motor | 5060 | 1 | no | no | C | D | Epoxy coated aluminum | 2025-01-02 | 8 | 6 | yes | piece | 1
GCVC PD 063.2/14-38 | GCVC PD | 063.2/14-38 | 4251581 | finoox | GCVC 063.2C/1x4-2508-1-D/6/32/2.10/3600/EXS/1/015023 | 12794 | 4 | 1 | 2508 | Axial | 81626 | 81.93 | 361.32 | 15921 | 615 | VT03145U.1 | 0.531 | 0.65 | B | 37.77 | 69.4 | 2025-05-29 | VerticalCompact-BCD_1x4 | 3684 | 615 | 953 |  |  | 261.9 | 35 | 35 | 630 | EC motor | 5060 | 1 | no | no | C | D | Epoxy coated aluminum | 2025-01-02 | 6 | 6 | yes | piece | 1
GCVC PD 050.2/11-50 | GCVC PD | 050.2/11-50 | 4249395 | finoox | GCVC 050.2C/1x1-2561-2-D/6/32/2.10/900/EXS/1/015023 | 3721 | 1 | 1 | 2561 | Axial | 32856 | 33134 | 90.33 | 7441 | 1505 | VT03013U.1 | 0.791 | 1938-01-01 | D | 49.55 | 80.82 | 2025-08-07 | VerticalCompact-BCD_1x1 | 984 | 607 | 953 |  |  | 77.5 | 22 | 22 | 500 | EC motor | 5060 | 2 | no | no | C | D | Epoxy coated aluminum | 2025-01-02 | 8 | 6 | yes | piece | 1
GCVC PD 050.2/22-42 | GCVC PD | 050.2/22-42 | 4245178 | finoox | GCVC 050.2C/2x2-2518-1-D/6/64/2.10/1800/AXS/1/015023 | 10305 | 2 | 2 | 2518 | Axial | 95032 | 95475 | 361.32 | 18301 | 945 | VT03011U.1 | 0.851 | 1 | C | 42.25 | 73.88 | 31.2 | VerticalCompact-BCD_2x2 | 1884 | 800 | 1761 |  |  | 260.8 | 35 | 35 | 500 | EC motor | 5060 | 1 | no | no | C | D | Aluminum | 2025-01-02 | 8 | 6 | yes | piece | 1
GCVC PD 045.2/23-53 | GCVC PD | 045.2/23-53 | 4244670 | finoox | GCVC 045.2C/2x3-2532-1-D/4/64/2.10/2700/EXS/1/015023 | 12567 | 3 | 2 | 2532 | Axial | 123231 | 123173 | 361.32 | 32299 | 1350 | VT03007U.1 | 2323 | 1965-01-01 | D | 52.93 | 84.67 | 32.1 | VerticalCompact-BCD_2x3 | 2784 | 800 | 1761 |  |  | 317.4 | 42 | 42 | 450 | EC motor | 5060 | 1 | no | no | C | D | Epoxy coated aluminum | 2025-01-02 | 6 | 4 | yes | piece | 1
GCVC PD 080.2/22-51 | GCVC PD | 080.2/22-51 | 4248423 | finoox | GCVC 080.2D/2x2-2536-2-D/6/80/2.10/2400/EXS/1/015023 | 25929 | 2 | 2 | 2536 | Axial | 189497 | 190207 | 602.19 | 39828 | 700 | VT03059U.2 | 2763 | 2025-04-01 | D | 50.94 | 82.74 | 55.2 | VerticalCompact-BCD_2x2 | 2484 | 800 | 2161 |  |  | 462 | 54 | 54 | 800 | EC motor | 5060 | 2 | no | no | D | D | Epoxy coated aluminum | 2025-01-02 | 6 | 6 | yes | piece | 1
GCVC PD 080.3/11-55 | GCVC PD | 080.3/11-55 | 6144210 | finoox | GCVC 080.3D/1x1-3558-2-D/3/40/2.10/1200/AXS/1/015023 | 5585 | 1 | 1 | 3558 | Axial | 47.54 | 47696 | 75.27 | 19719 | 1060 | VT01445U.3 | 2432 | 2025-04-04 | E | 54.54 | 85.91 | 2025-01-07 | VerticalCompact-BCD_1x1 | 1284 | 620 | 1153 |  |  | 110.7 | 28 | 28 | 800 | EC motor | 5060 | 2 | no | no | D | D | Aluminum | 2025-01-02 | 8 | 3 | yes | piece | 1
GCVC PD 080.3/23-62 | GCVC PD | 080.3/23-62 | 6184738 | finoox | GCVC 080.3D/2x3-3558-2-D/3/80/2.10/3600/AXS/1/015023 | 32059 | 3 | 2 | 3558 | Axial | 300558 | 296087 | 451.65 | 118313 | 1060 | VT01445U.3 | 14595 | 2025-04-04 | E | 61.73 | 93.69 | 46.5 | VerticalCompact-BCD_2x3 | 3684 | 800 | 2161 |  |  | 601.6 | 64 | 64 | 800 | EC motor | 5060 | 2 | no | no | D | D | Aluminum | 2025-01-02 | 2 | 3 | yes | piece | 1
GCVC PD 050.3/23-51 | GCVC PD | 050.3/23-51 | 6070556 | finoox | GCVC 050.3D/2x3-3616-W-D/6/80/2.10/3600/AXS/1/015023 | 16189 | 3 | 2 | 3616 | Axial | 224359 | 224824 | 903.29 | 44537 | 1240 | VT01524 | 3958 | 2025-02-03 | D | 51.29 | 83.25 | 78.2 | VerticalCompact-BCD_2x3 | 3684 | 800 | 2161 |  |  | 599.1 | 54 | 54 | 500 | AC motor | 50 | W | no | no | D | D | Aluminum | 2025-01-02 | 6 | 6 | yes | piece | 1
GCVC PD 080.3/22-46 | GCVC PD | 080.3/22-46 | 6200329 | finoox | GCVC 080.3D/2x2-1333-D-D/3/80/2.10/2400/EXS/1/015023 | 15124 | 2 | 2 | 1333 | Axial | 137309 | 136967 | 301.1 | 50524 | 670 | VT01371 | 3416 | 1995-01-01 | D | 46.02 | 77.83 | 2025-04-28 | VerticalCompact-BCD_2x2 | 2484 | 800 | 2161 |  |  | 406.5 | 42 | 42 | 800 | AC motor | 50 | D | no | no | D | D | Epoxy coated aluminum | 2025-01-02 | 6 | 3 | yes | piece | 1
GCVC PD 050.2/24-39 | GCVC PD | 050.2/24-39 | 4245496 | finoox | GCVC 050.2C/2x4-2336-D-D/6/64/2.10/3600/AXS/1/015023 | 15135 | 4 | 2 | 2336 | Axial | 142451 | 143041 | 722.63 | 26021 | 660 | VT01437 | 1028 | 0.33 | B | 38.74 | 70.61 | 60.1 | VerticalCompact-BCD_2x4 | 3684 | 800 | 1761 |  |  | 514 | 42 | 42 | 500 | AC motor | 50 | D | no | no | C | D | Aluminum | 2025-01-02 | 6 | 6 | yes | piece | 1
GCVC PD 050.2/21-29 | GCVC PD | 050.2/21-29 | 4245786 | finoox | GCVC 050.2D/2x1-2385-J-D/6/80/2.10/1200/AXS/1/015023 | 6141 | 1 | 2 | 2385 | Axial | 34836 | 35156 | 301.1 | 5822 | 430 | VT01435 | 0.265 | 0.32 | B | 28.86 | 60.51 | 2025-03-25 | VerticalCompact-BCD_2x1 | 1284 | 800 | 2161 |  |  | 216.7 | 22 | 22 | 500 | AC motor | 60 | J | no | no | D | D | Aluminum | 2025-01-02 | 12 | 6 | yes | piece | 1
GCVC PD 080.2/22-47 | GCVC PD | 080.2/22-47 | 4248316 | finoox | GCVC 080.2D/2x2-2449-2-D/3/80/2.10/2400/AXS/1/015023 | 18164 | 2 | 2 | 2449 | Axial | 158.46 | 158953 | 301.1 | 54865 | 770 | VT03060U.1 | 3364 | 2025-05-01 | D | 47.09 | 78.9 | 31.6 | VerticalCompact-BCD_2x2 | 2484 | 800 | 2161 |  |  | 339.5 | 54 | 54 | 800 | EC motor | 5060 | 2 | no | no | D | D | Aluminum | 2025-01-02 | 4 | 3 | yes | piece | 1
GCVC PD 050.2/13-36 | GCVC PD | 050.2/13-36 | 4250694 | finoox | GCVC 050.2D/1x3-2388-I-D/4/40/2.10/3600/EXS/1/015023 | 7157 | 3 | 1 | 2388 | Axial | 62597 | 62.6 | 301.1 | 13402 | 710 | VT01437 | 0.458 | 0.34 | B | 36.29 | 67.97 | 2025-05-24 | VerticalCompact-BCD_1x3 | 3684 | 596 | 1153 |  |  | 251.1 | 28 | 28 | 500 | AC motor | 60 | I | no | no | D | D | Epoxy coated aluminum | 2025-01-02 | 6 | 4 | yes | piece | 1
GCVC PD 050.2/11-29 | GCVC PD | 050.2/11-29 | 4249260 | finoox | GCVC 050.2C/1x1-2387-L-D/6/32/2.10/900/AXS/1/015023 | 2556 | 1 | 1 | 2387 | Axial | 15.46 | 15603 | 90.33 | 2761 | 500 | VT01435 | 0.178 | 0.37 | C | 28.77 | 60.04 | 2025-06-07 | VerticalCompact-BCD_1x1 | 984 | 596 | 953 |  |  | 77.3 | 16 | 16 | 500 | AC motor | 60 | L | no | no | C | D | Aluminum | 2025-01-02 | 12 | 6 | yes | piece | 1
GCVC PD 050.2/23-39 | GCVC PD | 050.2/23-39 | 4245340 | finoox | GCVC 050.2C/2x3-2390-K-D/3/64/2.10/2700/AXS/1/015023 | 9037 | 3 | 2 | 2390 | Axial | 92528 | 92.08 | 270.99 | 26099 | 760 | VT01437 | 1042 | 0.35 | C | 39.21 | 70.96 | 2025-09-23 | VerticalCompact-BCD_2x3 | 2784 | 800 | 1761 |  |  | 313.6 | 35 | 35 | 500 | AC motor | 60 | K | no | no | C | D | Aluminum | 2025-01-02 | 6 | 3 | yes | piece | 1
GCVC PD 050.2/24-50 | GCVC PD | 050.2/24-50 | 4245515 | finoox | GCVC 050.2C/2x4-2348-S-D/3/64/2.10/3600/EXS/1/015023 | 12589 | 4 | 2 | 2348 | Axial | 156583 | 156163 | 361.32 | 54429 | 1180 | VT03150U | 4211 | 0.9 | D | 49.68 | 81.54 | 34.6 | VerticalCompact-BCD_2x4 | 3684 | 800 | 1761 |  |  | 431 | 54 | 54 | 500 | AC motor | 50 | S | no | no | C | D | Epoxy coated aluminum | 2025-01-02 | 4 | 3 | yes | piece | 1
GCVC PD 050.2/12-50 | GCVC PD | 050.2/12-50 | 4249619 | finoox | GCVC 050.2C/1x2-2559-2-D/6/32/2.10/1800/EXS/1/015023 | 6512 | 2 | 1 | 2559 | Axial | 60165 | 60384 | 180.66 | 13038 | 1330 | VT03013U.1 | 1097 | 2025-08-01 | D | 49.73 | 81.13 | 2025-01-15 | VerticalCompact-BCD_1x2 | 1884 | 607 | 953 |  |  | 143.7 | 28 | 28 | 500 | EC motor | 5060 | 2 | no | no | C | D | Epoxy coated aluminum | 2025-01-02 | 8 | 6 | yes | piece | 1
GCVC PD 063.2/23-65 | GCVC PD | 063.2/23-65 | 4246994 | finoox | GCVC 063.2C/2x3-2549-2-D/3/64/2.10/2700/AXS/1/015023 | 22868 | 3 | 2 | 2549 | Axial | 169462 | 168929 | 270.99 | 70957 | 1210 | VT03143U.1 | 1948-10-01 | 1986-02-01 | E | 65.36 | 97.11 | 2025-07-27 | VerticalCompact-BCD_2x3 | 2784 | 800 | 1761 |  |  | 444.9 | 54 | 54 | 630 | EC motor | 5060 | 2 | no | no | C | D | Aluminum | 2025-01-02 | 4 | 3 | yes | piece | 1
GCVC PD 050.2/11-32 | GCVC PD | 050.2/11-32 | 4250278 | finoox | GCVC 050.2D/1x1-2515-1-D/6/40/2.10/1200/AXS/1/015023 | 3670 | 1 | 1 | 2515 | Axial | 24016 | 24215 | 150.55 | 4198 | 755 | VT03011U.1 | 0.106 | 0.58 | A | 32.19 | 63.55 | 2025-05-12 | VerticalCompact-BCD_1x1 | 1284 | 586 | 1153 |  |  | 103.4 | 18 | 18 | 500 | EC motor | 5060 | 1 | no | no | D | D | Aluminum | 2025-01-02 | 10 | 6 | yes | piece | 1
GCVC PD 045.2/12-47 | GCVC PD | 045.2/12-47 | 4248978 | finoox | GCVC 045.2C/1x2-2531-1-D/3/32/2.10/1800/AXS/1/015023 | 4392 | 2 | 1 | 2531 | Axial | 34826 | 34791 | 90.33 | 10411 | 1275 | VT03007U.1 | 0.648 | 2025-04-01 | D | 47.34 | 78.72 | 2025-06-07 | VerticalCompact-BCD_1x2 | 1884 | 535 | 953 |  |  | 104.4 | 22 | 22 | 450 | EC motor | 5060 | 1 | no | no | C | D | Aluminum | 2025-01-02 | 8 | 3 | yes | piece | 1
GCVC PD 045.2/14-50 | GCVC PD | 045.2/14-50 | 4249161 | finoox | GCVC 045.2C/1x4-2531-1-D/3/32/2.10/3600/EXS/1/015023 | 8031 | 4 | 1 | 2531 | Axial | 68008 | 67942 | 180.66 | 20822 | 1275 | VT03007U.1 | 1297 | 2025-04-01 | D | 50.12 | 81.74 | 2025-05-15 | VerticalCompact-BCD_1x4 | 3684 | 535 | 953 |  |  | 199.7 | 35 | 35 | 450 | EC motor | 5060 | 1 | no | no | C | D | Epoxy coated aluminum | 2025-01-02 | 4 | 3 | yes | piece | 1
GCVC PD 050.2/13-40 | GCVC PD | 050.2/13-40 | 4250770 | finoox | GCVC 050.2D/1x3-2517-1-D/6/40/2.10/3600/AXS/1/015023 | 9876 | 3 | 1 | 2517 | Axial | 82454 | 82854 | 451.65 | 14761 | 880 | VT03011U.1 | 0.485 | 0.84 | B | 40.03 | 71.71 | 36.9 | VerticalCompact-BCD_1x3 | 3684 | 586 | 1153 |  |  | 288.1 | 35 | 35 | 500 | EC motor | 5060 | 1 | no | no | D | D | Aluminum | 2025-01-02 | 6 | 6 | yes | piece | 1
GCVC PD 063.2/13-42 | GCVC PD | 063.2/13-42 | 4252380 | finoox | GCVC 063.2D/1x3-2556-2-D/6/40/2.10/3600/AXS/1/015023 | 12774 | 3 | 1 | 2556 | Axial | 127268 | 127.95 | 451.65 | 24976 | 850 | VT03144U.1 | 1184 | 0.77 | C | 41.78 | 73.46 | 39.2 | VerticalCompact-BCD_1x3 | 3684 | 623 | 1153 |  |  | 307.7 | 42 | 42 | 630 | EC motor | 5060 | 2 | no | no | D | D | Aluminum | 2025-01-02 | 4 | 6 | yes | piece | 1
GCVC PD 050.2/13-42 | GCVC PD | 050.2/13-42 | 4244370 | finoox | GCVC 050.2B/1x3-2518-1-D/3/24/2.10/2160/EXS/1/015023 | 5840 | 3 | 1 | 2518 | Axial | 36841 | 36.82 | 81.3 | 12834 | 945 | VT03011U.1 | 0.653 | 1 | D | 41.5 | 72.89 | 2025-08-06 | VerticalCompact-BCD_1x3a | 2244 | 586 | 753 |  |  | 113.8 | 22 | 22 | 500 | EC motor | 5060 | 1 | no | no | B | D | Epoxy coated aluminum | 2025-01-02 | 6 | 3 | yes | piece | 1
GCVC PD 050.2/11-31 | GCVC PD | 050.2/11-31 | 4250274 | finoox | GCVC 050.2D/1x1-2514-1-D/4/40/2.10/1200/EXS/1/015023 | 3316 | 1 | 1 | 2514 | Axial | 19535 | 19612 | 100.37 | 3990 | 695 | VT03011U.1 | 0.082 | 0.47 | A | 30.63 | 61.99 | 2025-03-08 | VerticalCompact-BCD_1x1 | 1284 | 586 | 1153 |  |  | 88.8 | 16 | 16 | 500 | EC motor | 5060 | 1 | no | no | D | D | Epoxy coated aluminum | 2025-01-02 | 10 | 4 | yes | piece | 1
GCVC PD 050.2/11-41 | GCVC PD | 050.2/11-41 | 4249366 | finoox | GCVC 050.2C/1x1-2521-1-D/3/32/2.10/900/AXS/1/015023 | 2639 | 1 | 1 | 2521 | Axial | 19823 | 19931 | 45.16 | 6175 | 1135 | VT03011U.1 | 0.338 | 1965-01-01 | D | 40.93 | 72.2 | 2025-09-03 | VerticalCompact-BCD_1x1 | 984 | 586 | 953 |  |  | 59.3 | 16 | 16 | 500 | EC motor | 5060 | 1 | no | no | C | D | Aluminum | 2025-01-02 | 8 | 3 | yes | piece | 1
GCVC PD 050.2/22-41 | GCVC PD | 050.2/22-41 | 4245015 | finoox | GCVC 050.2C/2x2-2332-D-D/6/64/2.10/1800/EXS/1/015023 | 8701 | 2 | 2 | 2332 | Axial | 92231 | 92742 | 361.32 | 17999 | 850 | VT01435 | 1092 | 0.74 | C | 40.56 | 72.19 | 31.2 | VerticalCompact-BCD_2x2 | 1884 | 800 | 1761 |  |  | 280.8 | 35 | 35 | 500 | AC motor | 50 | D | no | no | C | D | Epoxy coated aluminum | 2025-01-02 | 8 | 6 | yes | piece | 1
GCVC PD 050.2/21-43 | GCVC PD | 050.2/21-43 | 4245794 | finoox | GCVC 050.2D/2x1-2386-K-D/4/80/2.10/1200/EXS/1/015023 | 5519 | 1 | 2 | 2386 | Axial | 55164 | 55336 | 200.73 | 12526 | 910 | VT01435 | 0.785 | 0.92 | D | 43.19 | 74.84 | 2025-01-18 | VerticalCompact-BCD_2x1 | 1284 | 800 | 2161 |  |  | 187 | 28 | 28 | 500 | AC motor | 60 | K | no | no | D | D | Epoxy coated aluminum | 2025-01-02 | 10 | 4 | yes | piece | 1
GCVC PD 050.2/21-54 | GCVC PD | 050.2/21-54 | 4245843 | finoox | GCVC 050.2D/2x1-2420-2-D/6/80/2.10/1200/EXS/1/015023 | 8989 | 1 | 2 | 2420 | Axial | 91261 | 91737 | 301.1 | 18889 | 1600 | VT03013U.1 | 1799 | 1965-01-01 | D | 53.68 | 85.33 | 2025-04-27 | VerticalCompact-BCD_2x1 | 1284 | 800 | 2161 |  |  | 218.6 | 35 | 35 | 500 | EC motor | 5060 | 2 | no | no | D | D | Epoxy coated aluminum | 2025-01-02 | 10 | 6 | yes | piece | 1
GCVC PD 080.2/21-36 | GCVC PD | 080.2/21-36 | 4248070 | finoox | GCVC 080.2D/2x1-2485-1-D/4/80/2.10/1200/EXS/1/015023 | 8711 | 1 | 2 | 2485 | Axial | 68.88 | 69046 | 200.73 | 17248 | 535 | VT03061U.1 | 0.596 | 1935-01-01 | B | 35.75 | 67.4 | 2025-04-19 | VerticalCompact-BCD_2x1 | 1284 | 800 | 2161 |  |  | 192.5 | 35 | 35 | 800 | EC motor | 5060 | 1 | no | no | D | D | Epoxy coated aluminum | 2025-01-02 | 10 | 4 | yes | piece | 1
GCVC PD 050.2/13-52 | GCVC PD | 050.2/13-52 | 4244388 | finoox | GCVC 050.2B/1x3-2559-2-D/3/24/2.10/2160/AXS/1/015023 | 7236 | 3 | 1 | 2559 | Axial | 45.29 | 45.19 | 81.3 | 18303 | 1330 | VT03013U.1 | 1675 | 2025-08-01 | E | 51.84 | 83.23 | 2025-01-07 | VerticalCompact-BCD_1x3a | 2244 | 607 | 753 |  |  | 128.1 | 28 | 28 | 500 | EC motor | 5060 | 2 | no | no | B | D | Aluminum | 2025-01-02 | 6 | 3 | yes | piece | 1
GCVC PD 050.2/13-52 | GCVC PD | 050.2/13-52 | 4250806 | finoox | GCVC 050.2D/1x3-2559-2-D/6/40/2.10/3600/AXS/1/015023 | 11519 | 3 | 1 | 2559 | Axial | 112578 | 112807 | 451.65 | 22385 | 1330 | VT03013U.1 | 1532 | 2025-08-01 | C | 51.74 | 83.42 | 37.7 | VerticalCompact-BCD_1x3 | 3684 | 607 | 1153 |  |  | 303.3 | 42 | 42 | 500 | EC motor | 5060 | 2 | no | no | D | D | Aluminum | 2025-01-02 | 6 | 6 | yes | piece | 1
GCVC PD 063.2/12-41 | GCVC PD | 063.2/12-41 | 4251236 | finoox | GCVC 063.2C/1x2-2557-2-D/3/32/2.10/1800/AXS/1/015023 | 6360 | 2 | 1 | 2557 | Axial | 47561 | 47548 | 90.33 | 16759 | 900 | VT03144U.1 | 0.969 | 0.85 | D | 41.13 | 72.52 | 8 | VerticalCompact-BCD_1x2 | 1884 | 623 | 953 |  |  | 118.7 | 28 | 28 | 630 | EC motor | 5060 | 2 | no | no | C | D | Aluminum | 2025-01-02 | 6 | 3 | yes | piece | 1
GCVC PD 063.2/21-24 | GCVC PD | 063.2/21-24 | 4247380 | finoox | GCVC 063.2D/2x1-2504-1-D/4/80/2.10/1200/EXS/1/015023 | 8384 | 1 | 2 | 2504 | Axial | 40496 | 40658 | 200.73 | 8351 | 460 | VT03145U.1 | 0.108 | 0.3 | A+ | 23.91 | 55.57 | 2025-02-17 | VerticalCompact-BCD_2x1 | 1284 | 800 | 2161 |  |  | 177.5 | 22 | 22 | 630 | EC motor | 5060 | 1 | no | no | D | D | Epoxy coated aluminum | 2025-01-02 | 10 | 4 | yes | piece | 1
GCVC PD 080.2/21-52 | GCVC PD | 080.2/21-52 | 4248164 | finoox | GCVC 080.2D/2x1-2539-2-D/6/80/2.10/1200/AXS/1/015023 | 11237 | 1 | 2 | 2539 | Axial | 112721 | 113.38 | 301.1 | 24662 | 850 | VT03059U.2 | 2452 | 2019-02-01 | D | 51.97 | 83.63 | 2025-09-28 | VerticalCompact-BCD_2x1 | 1284 | 800 | 2161 |  |  | 248.5 | 42 | 42 | 800 | EC motor | 5060 | 2 | no | no | D | D | Aluminum | 2025-01-02 | 10 | 6 | yes | piece | 1
GCVC PD 080.2/13-54 | GCVC PD | 080.2/13-54 | 4253134 | finoox | GCVC 080.2D/1x3-2541-2-D/4/40/2.10/3600/EXS/1/015023 | 14391 | 3 | 1 | 2541 | Axial | 144412 | 143721 | 301.1 | 47921 | 950 | VT03059U.2 | 4995 | 1982-02-01 | E | 54.1 | 85.78 | 26 | VerticalCompact-BCD_1x3 | 3684 | 650 | 1153 |  |  | 300.7 | 42 | 42 | 800 | EC motor | 5060 | 2 | no | no | D | D | Epoxy coated aluminum | 2025-01-02 | 4 | 4 | yes | piece | 1
GCVC PD 063.2/22-34 | GCVC PD | 063.2/22-34 | 4246759 | finoox | GCVC 063.2C/2x2-2508-1-D/3/64/2.10/1800/EXS/1/015023 | 11567 | 2 | 2 | 2508 | Axial | 65444 | 65352 | 180.66 | 19536 | 615 | VT03145U.1 | 0.494 | 0.65 | B | 34.29 | 65.92 | 2025-09-16 | VerticalCompact-BCD_2x2 | 1884 | 800 | 1761 |  |  | 211.2 | 35 | 35 | 630 | EC motor | 5060 | 1 | no | no | C | D | Epoxy coated aluminum | 2025-01-02 | 8 | 3 | yes | piece | 1
GCVC PD 050.2/12-38 | GCVC PD | 050.2/12-38 | 4249578 | finoox | GCVC 050.2C/1x2-2517-1-D/3/32/2.10/1800/AXS/1/015023 | 4361 | 2 | 1 | 2517 | Axial | 33051 | 33022 | 90.33 | 9521 | 880 | VT03011U.1 | 0.331 | 0.84 | C | 38.3 | 69.69 | 2025-06-07 | VerticalCompact-BCD_1x2 | 1884 | 586 | 953 |  |  | 107.9 | 22 | 22 | 500 | EC motor | 5060 | 1 | no | no | C | D | Aluminum | 2025-01-02 | 8 | 3 | yes | piece | 1
GCVC PD 063.2/22-65 | GCVC PD | 063.2/22-65 | 4246792 | finoox | GCVC 063.2C/2x2-2550-2-D/3/64/2.10/1800/AXS/1/015023 | 15807 | 2 | 2 | 2550 | Axial | 115757 | 115848 | 180.66 | 50472 | 1285 | VT03143U.1 | 8364 | 2026-03-01 | E | 64.99 | 96.62 | 2025-02-18 | VerticalCompact-BCD_2x2 | 1884 | 800 | 1761 |  |  | 302.2 | 42 | 42 | 630 | EC motor | 5060 | 2 | no | no | C | D | Aluminum | 2025-01-02 | 6 | 3 | yes | piece | 1
GCVC PD 050.2/24-58 | GCVC PD | 050.2/24-58 | 4245690 | finoox | GCVC 050.2C/2x4-2561-2-D/3/64/2.10/3600/AXS/1/015023 | 20825 | 4 | 2 | 2561 | Axial | 177556 | 176886 | 361.32 | 65951 | 1505 | VT03013U.1 | 6018 | 1938-01-01 | E | 58.27 | 90.14 | 34.6 | VerticalCompact-BCD_2x4 | 3684 | 800 | 1761 |  |  | 431 | 54 | 54 | 500 | EC motor | 5060 | 2 | no | no | C | D | Aluminum | 2025-01-02 | 4 | 3 | yes | piece | 1
GCVC PD 045.2/13-47 | GCVC PD | 045.2/13-47 | 4243980 | finoox | GCVC 045.2B/1x3-2529-1-D/3/24/2.10/2160/AXS/1/015023 | 5232 | 3 | 1 | 2529 | Axial | 36448 | 36451 | 81.3 | 11853 | 1125 | VT03007U.1 | 0.699 | 1 | D | 46.88 | 78.26 | 2025-08-06 | VerticalCompact-BCD_1x3a | 2244 | 535 | 753 |  |  | 108.7 | 22 | 22 | 450 | EC motor | 5060 | 1 | no | no | B | D | Aluminum | 2025-01-02 | 6 | 3 | yes | piece | 1
GCVC PD 045.2/12-45 | GCVC PD | 045.2/12-45 | 4243922 | finoox | GCVC 045.2B/1x2-2529-1-D/3/24/2.10/1440/EXS/1/015023 | 3998 | 2 | 1 | 2529 | Axial | 23929 | 23933 | 54.2 | 7902 | 1125 | VT03007U.1 | 0.466 | 1 | D | 45.22 | 76.5 | 2025-06-04 | VerticalCompact-BCD_1x2 | 1524 | 535 | 753 |  |  | 75.4 | 18 | 18 | 450 | EC motor | 5060 | 1 | no | no | B | D | Epoxy coated aluminum | 2025-01-02 | 8 | 3 | yes | piece | 1
GCVC PD 063.2/21-39 | GCVC PD | 063.2/21-39 | 4247466 | finoox | GCVC 063.2D/2x1-2554-2-D/3/80/2.10/1200/AXS/1/015023 | 8176 | 1 | 2 | 2554 | Axial | 56239 | 56268 | 150.55 | 15998 | 750 | VT03144U.1 | 0.508 | 0.6 | C | 38.88 | 70.53 | 14 | VerticalCompact-BCD_2x1 | 1284 | 800 | 2161 |  |  | 172.7 | 28 | 28 | 630 | EC motor | 5060 | 2 | no | no | D | D | Aluminum | 2025-01-02 | 10 | 3 | yes | piece | 1
GCVC PD 080.2/11-56 | GCVC PD | 080.2/11-56 | 4252650 | finoox | GCVC 080.2D/1x1-2659-L-D/3/40/2.10/1200/AXS/1/015023 | 3981 | 1 | 1 | 2659 | Axial | 44543 | 44688 | 75.27 | 17265 | 1070 | VT01384U | 1799 | 2025-03-03 | E | 56.07 | 87.44 | 2025-01-07 | VerticalCompact-BCD_1x1 | 1284 | 641 | 1153 |  |  | 104.3 | 28 | 28 | 800 | AC motor | 60 | L | no | no | D | D | Aluminum | 2025-01-02 | 8 | 3 | yes | piece | 1
GCVC PD 045.2/11-44 | GCVC PD | 045.2/11-44 | 4243825 | finoox | GCVC 045.2B/1x1-0426-W-D/4/24/2.10/720/AXS/1/015023 | 1785 | 1 | 1 | 426 | Axial | 16197 | 16361 | 36.13 | 4604 | 1360 | VT0326U | 0.459 | 2025-02-02 | E | 44.16 | 75.34 | 2025-02-03 | VerticalCompact-BCD_1x1 | 804 | 521 | 753 |  |  | 49.3 | 16 | 16 | 450 | AC motor | 50 | W | no | no | B | D | Aluminum | 2025-01-02 | 8 | 4 | yes | piece | 1
GCVC PD 050.2/21-34 | GCVC PD | 050.2/21-34 | 4245807 | finoox | GCVC 050.2D/2x1-2388-I-D/6/80/2.10/1200/EXS/1/015023 | 6733 | 1 | 2 | 2388 | Axial | 48361 | 48739 | 301.1 | 8555 | 710 | VT01437 | 0.312 | 0.34 | B | 34.06 | 65.71 | 2025-01-26 | VerticalCompact-BCD_2x1 | 1284 | 800 | 2161 |  |  | 212.9 | 28 | 28 | 500 | AC motor | 60 | I | no | no | D | D | Epoxy coated aluminum | 2025-01-02 | 10 | 6 | yes | piece | 1
GCVC PD 050.2/14-48 | GCVC PD | 050.2/14-48 | 4250007 | finoox | GCVC 050.2C/1x4-2411-1-D/6/32/2.10/3600/EXS/1/015023 | 10834 | 4 | 1 | 2411 | Axial | 116677 | 117118 | 361.32 | 24812 | 1260 | VT03011U.1 | 1949 | 2025-02-02 | D | 48.49 | 80.11 | 31.4 | VerticalCompact-BCD_1x4 | 3684 | 586 | 953 |  |  | 260.8 | 42 | 42 | 500 | EC motor | 5060 | 1 | no | no | C | D | Epoxy coated aluminum | 2025-01-02 | 4 | 6 | yes | piece | 1
GCVC PD 063.2/11-63 | GCVC PD | 063.2/11-63 | 4250896 | finoox | GCVC 063.2C/1x1-2412-2-D/3/32/2.10/900/EXS/1/015023 | 4881 | 1 | 1 | 2412 | Axial | 30766 | 30995 | 45.16 | 15009 | 1510 | VT03143U.1 | 3389 | 5 | E | 62.74 | 94.01 | 2025-02-04 | VerticalCompact-BCD_1x1 | 984 | 611 | 953 |  |  | 83 | 22 | 22 | 630 | EC motor | 5060 | 2 | no | no | C | D | Epoxy coated aluminum | 2025-01-02 | 8 | 3 | yes | piece | 1
GCVC PD 045.2/14-44 | GCVC PD | 045.2/14-44 | 4249139 | finoox | GCVC 045.2C/1x4-2527-1-D/6/32/2.10/3600/EXS/1/015023 | 9913 | 4 | 1 | 2527 | Axial | 76043 | 76276 | 361.32 | 14414 | 975 | VT03007U.1 | 0.62 | 0.68 | B | 44.43 | 76.04 | 2025-05-29 | VerticalCompact-BCD_1x4 | 3684 | 535 | 953 |  |  | 251.6 | 35 | 35 | 450 | EC motor | 5060 | 1 | no | no | C | D | Epoxy coated aluminum | 2025-01-02 | 6 | 6 | yes | piece | 1
GCVC PD 063.2/12-44 | GCVC PD | 063.2/12-44 | 4251244 | finoox | GCVC 063.2C/1x2-2558-2-D/6/32/2.10/1800/AXS/1/015023 | 7453 | 2 | 1 | 2558 | Axial | 67449 | 67702 | 180.66 | 14944 | 950 | VT03144U.1 | 1248 | 1 | D | 43.67 | 75.07 | 2025-07-15 | VerticalCompact-BCD_1x2 | 1884 | 623 | 953 |  |  | 145.2 | 35 | 35 | 630 | EC motor | 5060 | 2 | no | no | C | D | Aluminum | 2025-01-02 | 8 | 6 | yes | piece | 1
GCVC PD 063.2/22-35 | GCVC PD | 063.2/22-35 | 4247657 | finoox | GCVC 063.2D/2x2-2509-1-D/6/80/2.10/2400/EXS/1/015023 | 17784 | 2 | 2 | 2509 | Axial | 120642 | 121167 | 602.19 | 22272 | 655 | VT03145U.1 | 0.561 | 0.75 | A | 34.65 | 66.46 | 52 | VerticalCompact-BCD_2x2 | 2484 | 800 | 2161 |  |  | 386.4 | 42 | 42 | 630 | EC motor | 5060 | 1 | no | no | D | D | Epoxy coated aluminum | 2025-01-02 | 8 | 6 | yes | piece | 1
GCVC PD 063.2/22-41 | GCVC PD | 063.2/22-41 | 4246779 | finoox | GCVC 063.2C/2x2-2511-1-D/6/64/2.10/1800/EXS/1/015023 | 14069 | 2 | 2 | 2511 | Axial | 96728 | 97389 | 361.32 | 19228 | 730 | VT03145U.1 | 0.858 | 1 | C | 41.18 | 72.81 | 31.2 | VerticalCompact-BCD_2x2 | 1884 | 800 | 1761 |  |  | 264.1 | 35 | 35 | 630 | EC motor | 5060 | 1 | no | no | C | D | Epoxy coated aluminum | 2025-01-02 | 8 | 6 | yes | piece | 1
GCVC PD 080.2/12-52 | GCVC PD | 080.2/12-52 | 4252856 | finoox | GCVC 080.2D/1x2-2541-2-D/3/40/2.10/2400/AXS/1/015023 | 9082 | 2 | 1 | 2541 | Axial | 89107 | 89.32 | 150.55 | 34156 | 950 | VT03059U.2 | 3277 | 1982-02-01 | E | 51.87 | 83.4 | 2025-06-13 | VerticalCompact-BCD_1x2 | 2484 | 650 | 1153 |  |  | 189 | 35 | 35 | 800 | EC motor | 5060 | 2 | no | no | D | D | Aluminum | 2025-01-02 | 4 | 3 | yes | piece | 1
GCVC PD 050.2/24-46 | GCVC PD | 050.2/24-46 | 4245656 | finoox | GCVC 050.2C/2x4-2519-1-D/6/64/2.10/3600/AXS/1/015023 | 20147 | 4 | 2 | 2519 | Axial | 200639 | 201718 | 722.63 | 39198 | 1010 | VT03011U.1 | 2047 | 2015-01-01 | C | 46.42 | 78.28 | 62.7 | VerticalCompact-BCD_2x4 | 3684 | 800 | 1761 |  |  | 499.9 | 54 | 54 | 500 | EC motor | 5060 | 1 | no | no | C | D | Aluminum | 2025-01-02 | 4 | 6 | yes | piece | 1
GCVC PD 063.2/12-18 | GCVC PD | 063.2/12-18 | 4252012 | finoox | GCVC 063.2D/1x2-2501-1-D/3/40/2.10/2400/AXS/1/015023 | 6650 | 2 | 1 | 2501 | Axial | 2025-04-29 | 29.02 | 150.55 | 6427 | 345 | VT03145U.1 | 0.057 | 0.15 | A+ | 17.78 | 49.31 | 2025-04-12 | VerticalCompact-BCD_1x2 | 2484 | 615 | 1153 |  |  | 152.9 | 22 | 22 | 630 | EC motor | 5060 | 1 | no | no | D | D | Aluminum | 2025-01-02 | 8 | 3 | yes | piece | 1
GCVC PD 050.2/13-33 | GCVC PD | 050.2/13-33 | 4244348 | finoox | GCVC 050.2B/1x3-2513-1-D/3/24/2.10/2160/AXS/1/015023 | 5658 | 3 | 1 | 2513 | Axial | 29569 | 29619 | 81.3 | 8299 | 630 | VT03011U.1 | 0.217 | 0.37 | B | 32.94 | 64.33 | 2025-08-06 | VerticalCompact-BCD_1x3a | 2244 | 586 | 753 |  |  | 113.8 | 22 | 22 | 500 | EC motor | 5060 | 1 | no | no | B | D | Aluminum | 2025-01-02 | 6 | 3 | yes | piece | 1
GCVC PD 050.2/23-36 | GCVC PD | 050.2/23-36 | 4246339 | finoox | GCVC 050.2D/2x3-2513-1-D/3/80/2.10/3600/EXS/1/015023 | 15835 | 3 | 2 | 2513 | Axial | 93719 | 92399 | 451.65 | 22106 | 630 | VT03011U.1 | 0.379 | 0.37 | A+ | 35.9 | 67.87 | 38.5 | VerticalCompact-BCD_2x3 | 3684 | 800 | 2161 |  |  | 421.3 | 35 | 35 | 500 | EC motor | 5060 | 1 | no | no | D | D | Epoxy coated aluminum | 2025-01-02 | 6 | 3 | yes | piece | 1
GCVC PD 050.2/21-28 | GCVC PD | 050.2/21-28 | 4244909 | finoox | GCVC 050.2C/2x1-2512-1-D/6/64/2.10/900/EXS/1/015023 | 6284 | 1 | 2 | 2512 | Axial | 29657 | 29921 | 180.66 | 5320 | 565 | VT03011U.1 | 0.109 | 0.28 | A+ | 28.34 | 59.85 | 2025-06-15 | VerticalCompact-BCD_2x1 | 984 | 800 | 1761 |  |  | 144.2 | 22 | 22 | 500 | EC motor | 5060 | 1 | no | no | C | D | Epoxy coated aluminum | 2025-01-02 | 12 | 6 | yes | piece | 1
GCVC PD 050.2/22-47 | GCVC PD | 050.2/22-47 | 4246147 | finoox | GCVC 050.2D/2x2-2521-1-D/3/80/2.10/2400/EXS/1/015023 | 10614 | 2 | 2 | 2521 | Axial | 97198 | 97051 | 301.1 | 26790 | 1135 | VT03011U.1 | 1264 | 1965-01-01 | C | 47.16 | 78.97 | 2025-09-26 | VerticalCompact-BCD_2x2 | 2484 | 800 | 2161 |  |  | 290.4 | 35 | 35 | 500 | EC motor | 5060 | 1 | no | no | D | D | Epoxy coated aluminum | 2025-01-02 | 6 | 3 | yes | piece | 1
GCVC PD 050.2/11-49 | GCVC PD | 050.2/11-49 | 4250355 | finoox | GCVC 050.2D/1x1-2790-K-D/4/40/2.10/1200/AXS/1/015023 | 2694 | 1 | 1 | 2790 | Axial | 38547 | 38723 | 100.37 | 9853 | 1640 | VT03150U | 0.934 | 1964-01-01 | D | 49.38 | 80.74 | 2025-06-08 | VerticalCompact-BCD_1x1 | 1284 | 569 | 1153 |  |  | 94.2 | 22 | 22 | 500 | AC motor | 60 | K | no | no | D | D | Aluminum | 2025-01-02 | 10 | 4 | yes | piece | 1
GCVC PD 080.3/12-50 | GCVC PD | 080.3/12-50 | 6175979 | finoox | GCVC 080.3D/1x2-3485-I-D/3/40/2.10/2400/AXS/1/015023 | 6645 | 2 | 1 | 3485 | Axial | 88416 | 88627 | 150.55 | 33636 | 900 | VT01526 | 4575 | 2025-09-03 | E | 50.36 | 81.89 | 2025-06-13 | VerticalCompact-BCD_1x2 | 2484 | 611 | 1153 |  |  | 206.6 | 35 | 35 | 800 | AC motor | 60 | I | no | no | D | D | Aluminum | 2025-01-02 | 4 | 3 | yes | piece | 1
GCVC PD 080.3/23-62 | GCVC PD | 080.3/23-62 | 6127543 | finoox | GCVC 080.3D/2x3-3558-2-D/4/80/2.10/3600/AXS/1/015023 | 33770 | 3 | 2 | 3558 | Axial | 319806 | 317303 | 602.19 | 111866 | 1060 | VT01445U.3 | 14924 | 2025-04-04 | E | 61.99 | 93.95 | 58.2 | VerticalCompact-BCD_2x3 | 3684 | 800 | 2161 |  |  | 645.3 | 64 | 64 | 800 | EC motor | 5060 | 2 | no | no | D | D | Aluminum | 2025-01-02 | 4 | 4 | yes | piece | 1
GCVC PD 050.2/13-38 | GCVC PD | 050.2/13-38 | 4244304 | finoox | GCVC 050.2B/1x3-2354-W-D/3/24/2.10/2160/EXS/1/015023 | 4097 | 3 | 1 | 2354 | Axial | 34.82 | 34.9 | 81.3 | 11516 | 865 | VT03093U | 0.667 | 0.97 | D | 38.07 | 69.45 | 2025-08-06 | VerticalCompact-BCD_1x3a | 2244 | 569 | 753 |  |  | 123.1 | 22 | 22 | 500 | AC motor | 50 | W | no | no | B | D | Epoxy coated aluminum | 2025-01-02 | 6 | 3 | yes | piece | 1
GCVC PD 050.2/13-39 | GCVC PD | 050.2/13-39 | 4249703 | finoox | GCVC 050.2C/1x3-2354-W-D/3/32/2.10/2700/EXS/1/015023 | 5037 | 3 | 1 | 2354 | Axial | 47642 | 47535 | 135.49 | 14410 | 865 | VT03093U | 0.624 | 0.97 | C | 39.19 | 70.7 | 2025-05-11 | VerticalCompact-BCD_1x3 | 2784 | 569 | 953 |  |  | 167.3 | 28 | 28 | 500 | AC motor | 50 | W | no | no | C | D | Epoxy coated aluminum | 2025-01-02 | 6 | 3 | yes | piece | 1
GCVC PD 050.2/24-51 | GCVC PD | 050.2/24-51 | 4245595 | finoox | GCVC 050.2C/2x4-2411-1-D/4/64/2.10/3600/AXS/1/015023 | 17620 | 4 | 2 | 2411 | Axial | 195999 | 196252 | 481.75 | 53324 | 1260 | VT03011U.1 | 3749 | 2025-02-02 | D | 51.47 | 83.33 | 44 | VerticalCompact-BCD_2x4 | 3684 | 800 | 1761 |  |  | 429.1 | 54 | 54 | 500 | EC motor | 5060 | 1 | no | no | C | D | Aluminum | 2025-01-02 | 4 | 4 | yes | piece | 1
GCVC PD 050.2/11-19 | GCVC PD | 050.2/11-19 | 4250221 | finoox | GCVC 050.2D/1x1-2389-J-D/6/40/2.10/1200/EXS/1/015023 | 3384 | 1 | 1 | 2389 | Axial | 15902 | 16051 | 150.55 | 2648 | 450 | VT01437 | 0.082 | 0.17 | A | 18.73 | 50.09 | 2025-04-12 | VerticalCompact-BCD_1x1 | 1284 | 596 | 1153 |  |  | 105.7 | 16 | 16 | 500 | AC motor | 60 | J | no | no | D | D | Epoxy coated aluminum | 2025-01-02 | 12 | 6 | yes | piece | 1
GCVC PD 050.2/13-27 | GCVC PD | 050.2/13-27 | 4250712 | finoox | GCVC 050.2D/1x3-2391-L-D/4/40/2.10/3600/EXS/1/015023 | 7157 | 3 | 1 | 2391 | Axial | 49959 | 50041 | 301.1 | 9874 | 520 | VT01437 | 0.303 | 0.18 | B | 2025-02-27 | 58.88 | 2025-05-24 | VerticalCompact-BCD_1x3 | 3684 | 596 | 1153 |  |  | 251.1 | 28 | 28 | 500 | AC motor | 60 | L | no | no | D | D | Epoxy coated aluminum | 2025-01-02 | 6 | 4 | yes | piece | 1
GCVC PD 063.2/12-30 | GCVC PD | 063.2/12-30 | 4251153 | finoox | GCVC 063.2C/1x2-2506-1-D/4/32/2.10/1800/AXS/1/015023 | 6045 | 2 | 1 | 2506 | Axial | 34976 | 35065 | 120.44 | 7899 | 540 | VT03145U.1 | 0.178 | 0.45 | A | 29.82 | 61.21 | 10 | VerticalCompact-BCD_1x2 | 1884 | 615 | 953 |  |  | 118.3 | 22 | 22 | 630 | EC motor | 5060 | 1 | no | no | C | D | Aluminum | 2025-01-02 | 8 | 4 | yes | piece | 1
GCVC PD 063.2/21-35 | GCVC PD | 063.2/21-35 | 4246563 | finoox | GCVC 063.2C/2x1-2510-1-D/4/64/2.10/900/AXS/1/015023 | 6993 | 1 | 2 | 2510 | Axial | 42002 | 42157 | 120.44 | 10368 | 695 | VT03145U.1 | 0.352 | 0.9 | B | 34.82 | 66.33 | 2025-04-11 | VerticalCompact-BCD_2x1 | 984 | 800 | 1761 |  |  | 129.4 | 28 | 28 | 630 | EC motor | 5060 | 1 | no | no | C | D | Aluminum | 2025-01-02 | 8 | 4 | yes | piece | 1
GCVC PD 063.2/21-33 | GCVC PD | 063.2/21-33 | 4246559 | finoox | GCVC 063.2C/2x1-2509-1-D/3/64/2.10/900/EXS/1/015023 | 6923 | 1 | 2 | 2509 | Axial | 34476 | 34619 | 90.33 | 10424 | 655 | VT03145U.1 | 0.291 | 0.75 | B | 32.66 | 64.17 | 2025-03-08 | VerticalCompact-BCD_2x1 | 984 | 800 | 1761 |  |  | 119.5 | 22 | 22 | 630 | EC motor | 5060 | 1 | no | no | C | D | Epoxy coated aluminum | 2025-01-02 | 8 | 3 | yes | piece | 1
GCVC PD 050.2/11-34 | GCVC PD | 050.2/11-34 | 4250282 | finoox | GCVC 050.2D/1x1-2516-1-D/3/40/2.10/1200/AXS/1/015023 | 3014 | 1 | 1 | 2516 | Axial | 19797 | 19821 | 75.27 | 4811 | 820 | VT03011U.1 | 0.126 | 0.68 | B | 34.47 | 65.83 | 2025-04-06 | VerticalCompact-BCD_1x1 | 1284 | 586 | 1153 |  |  | 81.7 | 18 | 18 | 500 | EC motor | 5060 | 1 | no | no | D | D | Aluminum | 2025-01-02 | 10 | 3 | yes | piece | 1
GCVC PD 045.2/21-36 | GCVC PD | 045.2/21-36 | 4244438 | finoox | GCVC 045.2C/2x1-2524-1-D/3/64/2.10/900/AXS/1/015023 | 4690 | 1 | 2 | 2524 | Axial | 24293 | 24365 | 90.33 | 6036 | 750 | VT03007U.1 | 0.15 | 0.37 | B | 35.64 | 67.15 | 8 | VerticalCompact-BCD_2x1 | 984 | 800 | 1761 |  |  | 113.2 | 18 | 18 | 450 | EC motor | 5060 | 1 | no | no | C | D | Aluminum | 2025-01-02 | 12 | 3 | yes | piece | 1
GCVC PD 080.2/12-50 | GCVC PD | 080.2/12-50 | 4252847 | finoox | GCVC 080.2D/1x2-2539-2-D/3/40/2.10/2400/EXS/1/015023 | 9425 | 2 | 1 | 2539 | Axial | 80437 | 80634 | 150.55 | 30319 | 850 | VT03059U.2 | 2358 | 2019-02-01 | E | 49.52 | 81.05 | 2025-06-13 | VerticalCompact-BCD_1x2 | 2484 | 650 | 1153 |  |  | 189 | 35 | 35 | 800 | EC motor | 5060 | 2 | no | no | D | D | Epoxy coated aluminum | 2025-01-02 | 4 | 3 | yes | piece | 1
GCVC PD 050.2/12-55 | GCVC PD | 050.2/12-55 | 4244265 | finoox | GCVC 050.2B/1x2-2562-2-D/4/24/2.10/1440/AXS/1/015023 | 4933 | 2 | 1 | 2562 | Axial | 41228 | 41291 | 72.26 | 13870 | 1595 | VT03013U.1 | 1934 | 1965-01-01 | E | 54.62 | 85.91 | 2025-04-06 | VerticalCompact-BCD_1x2 | 1524 | 607 | 753 |  |  | 94.7 | 28 | 28 | 500 | EC motor | 5060 | 2 | no | no | B | D | Aluminum | 2025-01-02 | 8 | 4 | yes | piece | 1
GCVC PD 050.2/23-43 | GCVC PD | 050.2/23-43 | 4246364 | finoox | GCVC 050.2D/2x3-2517-1-D/4/80/2.10/3600/EXS/1/015023 | 17587 | 3 | 2 | 2517 | Axial | 137746 | 137651 | 602.19 | 30626 | 880 | VT03011U.1 | 0.941 | 0.84 | B | 43.1 | 75.06 | 51.6 | VerticalCompact-BCD_2x3 | 3684 | 800 | 2161 |  |  | 467.7 | 42 | 42 | 500 | EC motor | 5060 | 1 | no | no | D | D | Epoxy coated aluminum | 2025-01-02 | 6 | 4 | yes | piece | 1
GCVC PD 050.2/13-43 | GCVC PD | 050.2/13-43 | 4244372 | finoox | GCVC 050.2B/1x3-2519-1-D/3/24/2.10/2160/AXS/1/015023 | 5663 | 3 | 1 | 2519 | Axial | 39391 | 39383 | 81.3 | 13757 | 1010 | VT03011U.1 | 0.786 | 2015-01-01 | D | 42.87 | 74.26 | 2025-01-07 | VerticalCompact-BCD_1x3a | 2244 | 586 | 753 |  |  | 114.3 | 28 | 28 | 500 | EC motor | 5060 | 1 | no | no | B | D | Aluminum | 2025-01-02 | 6 | 3 | yes | piece | 1
GCVC PD 080.2/23-37 | GCVC PD | 080.2/23-37 | 4248602 | finoox | GCVC 080.2D/2x3-2483-1-D/3/80/2.10/3600/AXS/1/015023 | 23542 | 3 | 2 | 2483 | Axial | 167058 | 166997 | 451.65 | 48305 | 470 | VT03061U.1 | 1217 | 0.9 | B | 36.77 | 68.73 | 43.1 | VerticalCompact-BCD_2x3 | 3684 | 800 | 2161 |  |  | 472.8 | 54 | 54 | 800 | EC motor | 5060 | 1 | no | no | D | D | Aluminum | 2025-01-02 | 4 | 3 | yes | piece | 1
GCVC PD 063.2/24-43 | GCVC PD | 063.2/24-43 | 4247226 | finoox | GCVC 063.2C/2x4-2554-2-D/4/64/2.10/3600/EXS/1/015023 | 25345 | 4 | 2 | 2554 | Axial | 188.52 | 188.66 | 481.75 | 52186 | 750 | VT03144U.1 | 2377 | 0.6 | C | 42.77 | 74.63 | 44 | VerticalCompact-BCD_2x4 | 3684 | 800 | 1761 |  |  | 469.8 | 54 | 54 | 630 | EC motor | 5060 | 2 | no | no | C | D | Epoxy coated aluminum | 2025-01-02 | 4 | 4 | yes | piece | 1
GCVC PD 050.2/22-41 | GCVC PD | 050.2/22-41 | 4245963 | finoox | GCVC 050.2D/2x2-2332-D-D/6/80/2.10/2400/EXS/1/015023 | 11781 | 2 | 2 | 2332 | Axial | 115.56 | 116099 | 602.19 | 21093 | 850 | VT01435 | 1019 | 0.74 | C | 40.88 | 72.69 | 52 | VerticalCompact-BCD_2x2 | 2484 | 800 | 2161 |  |  | 402.5 | 42 | 42 | 500 | AC motor | 50 | D | no | no | D | D | Epoxy coated aluminum | 2025-01-02 | 8 | 6 | yes | piece | 1
GCVC PD 050.2/21-29 | GCVC PD | 050.2/21-29 | 4244785 | finoox | GCVC 050.2C/2x1-2333-S-D/6/64/2.10/900/EXS/1/015023 | 5158 | 1 | 2 | 2333 | Axial | 31961 | 32247 | 180.66 | 5817 | 530 | VT01435 | 0.299 | 0.35 | C | 2025-03-29 | 60.81 | 2025-06-15 | VerticalCompact-BCD_2x1 | 984 | 800 | 1761 |  |  | 154.1 | 22 | 22 | 500 | AC motor | 50 | S | no | no | C | D | Epoxy coated aluminum | 2025-01-02 | 12 | 6 | yes | piece | 1
GCVC PD 063.2/14-21 | GCVC PD | 063.2/14-21 | 4251469 | finoox | GCVC 063.2C/1x4-2359-S-D/4/32/2.10/3600/EXS/1/015023 | 8872 | 4 | 1 | 2359 | Axial | 49364 | 49413 | 240.88 | 10483 | 320 | VT01442 | 0.264 | 0.14 | A | 21.42 | 53.04 | 2025-06-19 | VerticalCompact-BCD_1x4 | 3684 | 598 | 953 |  |  | 240.3 | 28 | 28 | 630 | AC motor | 50 | S | no | no | C | D | Epoxy coated aluminum | 2025-01-02 | 6 | 4 | yes | piece | 1
GCVC PD 050.2/12-36 | GCVC PD | 050.2/12-36 | 4250465 | finoox | GCVC 050.2D/1x2-2390-K-D/3/40/2.10/2400/EXS/1/015023 | 4332 | 2 | 1 | 2390 | Axial | 38.88 | 38849 | 150.55 | 9582 | 760 | VT01437 | 0.331 | 0.35 | B | 35.8 | 67.33 | 2025-04-12 | VerticalCompact-BCD_1x2 | 2484 | 596 | 1153 |  |  | 156 | 22 | 22 | 500 | AC motor | 60 | K | no | no | D | D | Epoxy coated aluminum | 2025-01-02 | 6 | 3 | yes | piece | 1
GCVC PD 050.2/12-44 | GCVC PD | 050.2/12-44 | 4249451 | finoox | GCVC 050.2C/1x2-2348-S-D/3/32/2.10/1800/EXS/1/015023 | 3540 | 2 | 1 | 2348 | Axial | 39116 | 38968 | 90.33 | 13607 | 1180 | VT03150U | 1053 | 0.9 | D | 44.13 | 75.52 | 2025-06-07 | VerticalCompact-BCD_1x2 | 1884 | 569 | 953 |  |  | 117.1 | 22 | 22 | 500 | AC motor | 50 | S | no | no | C | D | Epoxy coated aluminum | 2025-01-02 | 8 | 3 | yes | piece | 1
GCVC PD 063.2/12-29 | GCVC PD | 063.2/12-29 | 4251966 | finoox | GCVC 063.2D/1x2-2398-I-D/6/40/2.10/2400/AXS/1/015023 | 7189 | 2 | 1 | 2398 | Axial | 50185 | 50492 | 301.1 | 8769 | 460 | VT01442 | 0.277 | 0.32 | B | 28.52 | 60.05 | 2025-06-24 | VerticalCompact-BCD_1x2 | 2484 | 598 | 1153 |  |  | 203.9 | 28 | 28 | 630 | AC motor | 60 | I | no | no | D | D | Aluminum | 2025-01-02 | 8 | 6 | yes | piece | 1
GCVC PD 050.2/11-41 | GCVC PD | 050.2/11-41 | 4244071 | finoox | GCVC 050.2B/1x1-2421-1-D/4/24/2.10/720/EXS/1/015023 | 2436 | 1 | 1 | 2421 | Axial | 16682 | 16791 | 36.13 | 5066 | 1150 | VT03011U.1 | 0.389 | 1975-01-01 | D | 41.06 | 72.24 | 2025-02-03 | VerticalCompact-BCD_1x1 | 804 | 586 | 753 |  |  | 47.3 | 16 | 16 | 500 | EC motor | 5060 | 1 | no | no | B | D | Epoxy coated aluminum | 2025-01-02 | 12 | 4 | yes | piece | 1
GCVC PD 063.2/23-35 | GCVC PD | 063.2/23-35 | 4247816 | finoox | GCVC 063.2D/2x3-2400-K-D/6/80/2.10/3600/AXS/1/015023 | 20182 | 3 | 2 | 2400 | Axial | 157541 | 158353 | 903.29 | 27900 | 490 | VT01442 | 0.948 | 0.34 | B | 34.8 | 66.76 | 78.2 | VerticalCompact-BCD_2x3 | 3684 | 800 | 2161 |  |  | 589.5 | 54 | 54 | 630 | AC motor | 60 | K | no | no | D | D | Aluminum | 2025-01-02 | 6 | 6 | yes | piece | 1
GCVC PD 063.2/22-38 | GCVC PD | 063.2/22-38 | 4246772 | finoox | GCVC 063.2C/2x2-2510-1-D/4/64/2.10/1800/EXS/1/015023 | 12329 | 2 | 2 | 2510 | Axial | 82099 | 82122 | 240.88 | 20736 | 695 | VT03145U.1 | 0.704 | 0.9 | B | 37.71 | 69.34 | 2025-07-21 | VerticalCompact-BCD_2x2 | 1884 | 800 | 1761 |  |  | 228.7 | 35 | 35 | 630 | EC motor | 5060 | 1 | no | no | C | D | Epoxy coated aluminum | 2025-01-02 | 8 | 4 | yes | piece | 1
GCVC PD 045.2/12-35 | GCVC PD | 045.2/12-35 | 4243897 | finoox | GCVC 045.2B/1x2-2523-1-D/4/24/2.10/1440/AXS/1/015023 | 3949 | 2 | 1 | 2523 | Axial | 19.55 | 19613 | 72.26 | 4284 | 675 | VT03007U.1 | 0.117 | 0.3 | B | 35.08 | 66.36 | 2025-09-05 | VerticalCompact-BCD_1x2 | 1524 | 535 | 753 |  |  | 81.1 | 16 | 16 | 450 | EC motor | 5060 | 1 | no | no | B | D | Aluminum | 2025-01-02 | 8 | 4 | yes | piece | 1
GCVC PD 063.2/14-29 | GCVC PD | 063.2/14-29 | 4251556 | finoox | GCVC 063.2C/1x4-2504-1-D/4/32/2.10/3600/EXS/1/015023 | 11205 | 4 | 1 | 2504 | Axial | 61023 | 61118 | 240.88 | 13364 | 460 | VT03145U.1 | 0.241 | 0.3 | A+ | 29.47 | 61.1 | 2025-06-19 | VerticalCompact-BCD_1x4 | 3684 | 615 | 953 |  |  | 226.7 | 28 | 28 | 630 | EC motor | 5060 | 1 | no | no | C | D | Epoxy coated aluminum | 2025-01-02 | 4 | 4 | yes | piece | 1
GCVC PD 045.2/14-39 | GCVC PD | 045.2/14-39 | 4249116 | finoox | GCVC 045.2C/1x4-2524-1-D/3/32/2.10/3600/AXS/1/015023 | 7618 | 4 | 1 | 2524 | Axial | 49225 | 49206 | 180.66 | 12071 | 750 | VT03007U.1 | 0.299 | 0.37 | B | 38.55 | 70.16 | 2025-09-14 | VerticalCompact-BCD_1x4 | 3684 | 535 | 953 |  |  | 199.1 | 28 | 28 | 450 | EC motor | 5060 | 1 | no | no | C | D | Aluminum | 2025-01-02 | 4 | 3 | yes | piece | 1
GCVC PD 080.2/22-42 | GCVC PD | 080.2/22-42 | 4248456 | finoox | GCVC 080.2D/2x2-2542-2-D/3/80/2.10/2400/EXS/1/015023 | 18648 | 2 | 2 | 2542 | Axial | 127261 | 127056 | 301.1 | 43271 | 615 | VT03060U.1 | 1758 | 0.92 | C | 42.37 | 74.17 | 2025-04-28 | VerticalCompact-BCD_2x2 | 2484 | 800 | 2161 |  |  | 333.3 | 42 | 42 | 800 | EC motor | 5060 | 2 | no | no | D | D | Epoxy coated aluminum | 2025-01-02 | 6 | 3 | yes | piece | 1
GCVC PD 063.2/23-33 | GCVC PD | 063.2/23-33 | 4247889 | finoox | GCVC 063.2D/2x3-2507-1-D/3/80/2.10/3600/EXS/1/015023 | 19427 | 3 | 2 | 2507 | Axial | 127796 | 127671 | 451.65 | 32767 | 580 | VT03145U.1 | 0.552 | 0.55 | A | 33.27 | 65.23 | 40 | VerticalCompact-BCD_2x3 | 3684 | 800 | 2161 |  |  | 429.4 | 42 | 42 | 630 | EC motor | 5060 | 1 | no | no | D | D | Epoxy coated aluminum | 2025-01-02 | 4 | 3 | yes | piece | 1
GCVC PD 063.2/24-68 | GCVC PD | 063.2/24-68 | 4247207 | finoox | GCVC 063.2C/2x4-2550-2-D/4/64/2.10/3600/EXS/1/015023 | 32487 | 4 | 2 | 2550 | Axial | 252552 | 250821 | 481.75 | 94501 | 1285 | VT03143U.1 | 16917 | 2026-03-01 | E | 68.45 | 100.31 | 46.7 | VerticalCompact-BCD_2x4 | 3684 | 800 | 1761 |  |  | 618.4 | 64 | 64 | 630 | EC motor | 5060 | 2 | no | no | C | D | Epoxy coated aluminum | 2025-01-02 | 4 | 4 | yes | piece | 1
GCVC PD 050.2/13-33 | GCVC PD | 050.2/13-33 | 4244350 | finoox | GCVC 050.2B/1x3-2513-1-D/3/24/2.10/2160/EXS/1/015023 | 5840 | 3 | 1 | 2513 | Axial | 28838 | 28882 | 81.3 | 8299 | 630 | VT03011U.1 | 0.217 | 0.37 | B | 32.94 | 64.33 | 2025-08-06 | VerticalCompact-BCD_1x3a | 2244 | 586 | 753 |  |  | 113.8 | 22 | 22 | 500 | EC motor | 5060 | 1 | no | no | B | D | Epoxy coated aluminum | 2025-01-02 | 6 | 3 | yes | piece | 1
GCVC PD 045.2/13-42 | GCVC PD | 045.2/13-42 | 4249040 | finoox | GCVC 045.2C/1x3-2526-1-D/6/32/2.10/2700/AXS/1/015023 | 7236 | 3 | 1 | 2526 | Axial | 54135 | 54352 | 270.99 | 9937 | 900 | VT03007U.1 | 0.373 | 0.58 | B | 41.58 | 73.08 | 22 | VerticalCompact-BCD_1x3 | 2784 | 535 | 953 |  |  | 191.8 | 28 | 28 | 450 | EC motor | 5060 | 1 | no | no | C | D | Aluminum | 2025-01-02 | 8 | 6 | yes | piece | 1
GCVC PD 063.2/11-55 | GCVC PD | 063.2/11-55 | 4251842 | finoox | GCVC 063.2D/1x1-2548-2-D/4/40/2.10/1200/EXS/1/015023 | 5641 | 1 | 1 | 2548 | Axial | 43.88 | 43934 | 100.37 | 12710 | 1135 | VT03143U.1 | 1367 | 1937-02-01 | E | 55.21 | 86.57 | 2025-01-09 | VerticalCompact-BCD_1x1 | 1284 | 611 | 1153 |  |  | 113.4 | 28 | 28 | 630 | EC motor | 5060 | 2 | no | no | D | D | Epoxy coated aluminum | 2025-01-02 | 10 | 4 | yes | piece | 1
GCVC PD 063.2/13-39 | GCVC PD | 063.2/13-39 | 4252368 | finoox | GCVC 063.2D/1x3-2554-2-D/6/40/2.10/3600/AXS/1/015023 | 12614 | 3 | 1 | 2554 | Axial | 110916 | 111168 | 451.65 | 21906 | 750 | VT03144U.1 | 0.827 | 0.6 | B | 38.99 | 70.68 | 37.7 | VerticalCompact-BCD_1x3 | 3684 | 623 | 1153 |  |  | 304.7 | 42 | 42 | 630 | EC motor | 5060 | 2 | no | no | D | D | Aluminum | 2025-01-02 | 6 | 6 | yes | piece | 1
GCVC PD 035.2/11-39 | GCVC PD | 035.2/11-39 | 4243659 | finoox | GCVC 035.2A/1x1-2724-X-D/3/20/2.10/600/EXS/2/015023 | 1182 | 1 | 1 | 2724 | Axial | 7882 | 7945 | 18.82 | 2610 | 1550 | VT03167U | 0.23 | 0.95 | E | 39.34 | 70.42 | 2025-07-01 | VerticalCompact-A_1x1 | 660 | 330 | 507 |  |  | 2025-09-16 | 16 | 16 | 350 | AC motor | 60 | X | no | no | A | D | Epoxy coated aluminum | 2025-01-02 | 10 | 3 | yes | piece | 1
GCVC PD 050.3/23-54 | GCVC PD | 050.3/23-54 | 6159126 | finoox | GCVC 050.3D/2x3-3617-X-D/4/80/2.10/3600/AXS/1/015023 | 13178 | 3 | 2 | 3617 | Axial | 204354 | 204672 | 602.19 | 49490 | 1260 | VT01524 | 5517 | 2025-04-04 | E | 53.5 | 85.46 | 54.8 | VerticalCompact-BCD_2x3 | 3684 | 800 | 2161 |  |  | 509.3 | 54 | 54 | 500 | AC motor | 60 | X | no | no | D | D | Aluminum | 2025-01-02 | 4 | 4 | yes | piece | 1
GCVC PD 080.3/12-38 | GCVC PD | 080.3/12-38 | 6157343 | finoox | GCVC 080.3D/1x2-1334-S-D/3/40/2.10/2400/EXS/1/015023 | 6927 | 2 | 1 | 1334 | Axial | 59779 | 59.7 | 150.55 | 19167 | 510 | VT01371 | 1058 | 1 | D | 38.43 | 69.96 | 2025-09-12 | VerticalCompact-BCD_1x2 | 2484 | 605 | 1153 |  |  | 208.5 | 28 | 28 | 800 | AC motor | 50 | S | no | no | D | D | Epoxy coated aluminum | 2025-01-02 | 6 | 3 | yes | piece | 1
GCVC PD 050.2/22-36 | GCVC PD | 050.2/22-36 | 4245027 | finoox | GCVC 050.2C/2x2-2336-D-D/6/64/2.10/1800/EXS/1/015023 | 8661 | 2 | 2 | 2336 | Axial | 71191 | 71584 | 361.32 | 13011 | 660 | VT01437 | 0.514 | 0.33 | B | 35.97 | 67.6 | 31.2 | VerticalCompact-BCD_2x2 | 1884 | 800 | 1761 |  |  | 270.4 | 35 | 35 | 500 | AC motor | 50 | D | no | no | C | D | Epoxy coated aluminum | 2025-01-02 | 8 | 6 | yes | piece | 1
GCVC PD 050.2/13-36 | GCVC PD | 050.2/13-36 | 4250691 | finoox | GCVC 050.2D/1x3-2388-I-D/4/40/2.10/3600/AXS/1/015023 | 6664 | 3 | 1 | 2388 | Axial | 63459 | 63483 | 301.1 | 13402 | 710 | VT01437 | 0.458 | 0.34 | B | 36.29 | 67.97 | 2025-02-25 | VerticalCompact-BCD_1x3 | 3684 | 596 | 1153 |  |  | 251.8 | 35 | 35 | 500 | AC motor | 60 | I | no | no | D | D | Aluminum | 2025-01-02 | 6 | 4 | yes | piece | 1
GCVC PD 063.2/24-45 | GCVC PD | 063.2/24-45 | 4247116 | finoox | GCVC 063.2C/2x4-2414-1-D/6/64/2.10/3600/AXS/1/015023 | 24737 | 4 | 2 | 2414 | Axial | 206574 | 207756 | 722.63 | 40681 | 770 | VT03145U.1 | 1983 | 2015-01-01 | C | 44.98 | 76.84 | 62.7 | VerticalCompact-BCD_2x4 | 3684 | 800 | 1761 |  |  | 507 | 54 | 54 | 630 | EC motor | 5060 | 1 | no | no | C | D | Aluminum | 2025-01-02 | 4 | 6 | yes | piece | 1
GCVC PD 063.2/21-52 | GCVC PD | 063.2/21-52 | 4246435 | finoox | GCVC 063.2C/2x1-2357-S-D/3/64/2.10/900/EXS/1/015023 | 6729 | 1 | 2 | 2357 | Axial | 50883 | 51187 | 90.33 | 20254 | 1040 | VT01441 | 3116 | 3 | E | 52.02 | 83.53 | 9 | VerticalCompact-BCD_2x1 | 984 | 800 | 1761 |  |  | 165.8 | 28 | 28 | 630 | AC motor | 50 | S | no | no | C | D | Epoxy coated aluminum | 2025-01-02 | 8 | 3 | yes | piece | 1
GCVC PD 050.2/11-51 | GCVC PD | 050.2/11-51 | 4249304 | finoox | GCVC 050.2C/1x1-2420-2-D/4/32/2.10/900/EXS/1/015023 | 3319 | 1 | 1 | 2420 | Axial | 29076 | 29276 | 60.22 | 8896 | 1600 | VT03013U.1 | 0.938 | 1965-01-01 | E | 50.67 | 81.94 | 2025-04-05 | VerticalCompact-BCD_1x1 | 984 | 607 | 953 |  |  | 68.8 | 22 | 22 | 500 | EC motor | 5060 | 2 | no | no | C | D | Epoxy coated aluminum | 2025-01-02 | 8 | 4 | yes | piece | 1
GCVC PD 050.2/11-46 | GCVC PD | 050.2/11-46 | 4250154 | finoox | GCVC 050.2D/1x1-2347-D-D/4/40/2.10/1200/EXS/1/015023 | 2867 | 1 | 1 | 2347 | Axial | 33841 | 33927 | 100.37 | 8400 | 1390 | VT03150U | 0.646 | 1941-01-01 | D | 46.26 | 77.62 | 2025-06-08 | VerticalCompact-BCD_1x1 | 1284 | 569 | 1153 |  |  | 94.2 | 22 | 22 | 500 | AC motor | 50 | D | no | no | D | D | Epoxy coated aluminum | 2025-01-02 | 10 | 4 | yes | piece | 1
GCVC PD 063.2/13-30 | GCVC PD | 063.2/13-30 | 4251289 | finoox | GCVC 063.2C/1x3-2398-I-D/4/32/2.10/2700/AXS/1/015023 | 6675 | 3 | 1 | 2398 | Axial | 50189 | 50273 | 180.66 | 11301 | 460 | VT01442 | 0.43 | 0.32 | B | 29.74 | 61.25 | 15 | VerticalCompact-BCD_1x3 | 2784 | 598 | 953 |  |  | 183.8 | 28 | 28 | 630 | AC motor | 60 | I | no | no | C | D | Aluminum | 2025-01-02 | 6 | 4 | yes | piece | 1
GCVC PD 063.2/21-32 | GCVC PD | 063.2/21-32 | 4246540 | finoox | GCVC 063.2C/2x1-2506-1-D/6/64/2.10/900/AXS/1/015023 | 7727 | 1 | 2 | 2506 | Axial | 37179 | 37.51 | 180.66 | 6874 | 540 | VT03145U.1 | 0.185 | 0.45 | A | 32.23 | 63.74 | 2025-06-15 | VerticalCompact-BCD_2x1 | 984 | 800 | 1761 |  |  | 146 | 22 | 22 | 630 | EC motor | 5060 | 1 | no | no | C | D | Aluminum | 2025-01-02 | 12 | 6 | yes | piece | 1
GCVC PD 063.2/21-37 | GCVC PD | 063.2/21-37 | 4247463 | finoox | GCVC 063.2D/2x1-2553-2-D/3/80/2.10/1200/EXS/1/015023 | 8523 | 1 | 2 | 2553 | Axial | 52352 | 52371 | 150.55 | 14902 | 700 | VT03144U.1 | 0.418 | 0.52 | B | 37.33 | 68.98 | 14 | VerticalCompact-BCD_2x1 | 1284 | 800 | 2161 |  |  | 172.7 | 28 | 28 | 630 | EC motor | 5060 | 2 | no | no | D | D | Epoxy coated aluminum | 2025-01-02 | 10 | 3 | yes | piece | 1
GCVC PD 063.2/11-22 | GCVC PD | 063.2/11-22 | 4251789 | finoox | GCVC 063.2D/1x1-2504-1-D/6/40/2.10/1200/EXS/1/015023 | 5219 | 1 | 1 | 2504 | Axial | 22096 | 22276 | 150.55 | 3848 | 460 | VT03145U.1 | 0.057 | 0.3 | A+ | 21.71 | 53.07 | 2025-05-12 | VerticalCompact-BCD_1x1 | 1284 | 615 | 1153 |  |  | 104.3 | 18 | 18 | 630 | EC motor | 5060 | 1 | no | no | D | D | Epoxy coated aluminum | 2025-01-02 | 12 | 6 | yes | piece | 1
GCVC PD 050.2/14-45 | GCVC PD | 050.2/14-45 | 4250068 | finoox | GCVC 050.2C/1x4-2520-1-D/3/32/2.10/3600/AXS/1/015023 | 8255 | 4 | 1 | 2520 | Axial | 74244 | 74.21 | 180.66 | 23279 | 1070 | VT03011U.1 | 1146 | 2025-04-01 | D | 45.34 | 76.97 | 2025-05-15 | VerticalCompact-BCD_1x4 | 3684 | 586 | 953 |  |  | 205.4 | 35 | 35 | 500 | EC motor | 5060 | 1 | no | no | C | D | Aluminum | 2025-01-02 | 4 | 3 | yes | piece | 1
GCVC PD 050.2/23-56 | GCVC PD | 050.2/23-56 | 4245450 | finoox | GCVC 050.2C/2x3-2560-2-D/6/64/2.10/2700/AXS/1/015023 | 18949 | 3 | 2 | 2560 | Axial | 190465 | 191066 | 541.97 | 41877 | 1415 | VT03013U.1 | 3974 | 2021-01-01 | D | 55.54 | 87.29 | 48.8 | VerticalCompact-BCD_2x3 | 2784 | 800 | 1761 |  |  | 413.3 | 54 | 54 | 500 | EC motor | 5060 | 2 | no | no | C | D | Aluminum | 2025-01-02 | 6 | 6 | yes | piece | 1
GCVC PD 050.2/22-57 | GCVC PD | 050.2/22-57 | 4245225 | finoox | GCVC 050.2C/2x2-2562-2-D/4/64/2.10/1800/AXS/1/015023 | 11235 | 2 | 2 | 2562 | Axial | 112106 | 111914 | 240.88 | 33921 | 1595 | VT03013U.1 | 3627 | 1965-01-01 | E | 56.54 | 88.17 | 2025-09-22 | VerticalCompact-BCD_2x2 | 1884 | 800 | 1761 |  |  | 245.9 | 42 | 42 | 500 | EC motor | 5060 | 2 | no | no | C | D | Aluminum | 2025-01-02 | 8 | 4 | yes | piece | 1
GCVC PD 063.2/11-17 | GCVC PD | 063.2/11-17 | 4250919 | finoox | GCVC 063.2C/1x1-2501-1-D/3/32/2.10/900/EXS/1/015023 | 3774 | 1 | 1 | 2501 | Axial | 10798 | 10825 | 45.16 | 2631 | 345 | VT03145U.1 | 0.031 | 0.15 | A+ | 16.76 | 48.03 | 2025-09-03 | VerticalCompact-BCD_1x1 | 984 | 615 | 953 |  |  | 60.1 | 16 | 16 | 630 | EC motor | 5060 | 1 | no | no | C | D | Epoxy coated aluminum | 2025-01-02 | 12 | 3 | yes | piece | 1
GCVC PD 050.2/13-42 | GCVC PD | 050.2/13-42 | 4244371 | finoox | GCVC 050.2B/1x3-2518-1-D/4/24/2.10/2160/EXS/1/015023 | 6146 | 3 | 1 | 2518 | Axial | 43512 | 43576 | 108.39 | 11964 | 945 | VT03011U.1 | 0.663 | 1 | D | 42.18 | 73.57 | 2025-02-09 | VerticalCompact-BCD_1x3a | 2244 | 586 | 753 |  |  | 123.3 | 28 | 28 | 500 | EC motor | 5060 | 1 | no | no | B | D | Epoxy coated aluminum | 2025-01-02 | 6 | 4 | yes | piece | 1
GCVC PD 080.3/12-33 | GCVC PD | 080.3/12-33 | 6147996 | finoox | GCVC 080.3D/1x2-3564-2-D/3/40/2.10/2400/AXS/1/015023 | 9681 | 2 | 1 | 3564 | Axial | 55532 | 55.64 | 150.55 | 15422 | 440 | VT01445U.3 | 0.427 | 0.6 | B | 33.24 | 64.77 | 2025-09-12 | VerticalCompact-BCD_1x2 | 2484 | 620 | 1153 |  |  | 207.1 | 28 | 28 | 800 | EC motor | 5060 | 2 | no | no | D | D | Aluminum | 2025-01-02 | 4 | 3 | yes | piece | 1
GCVC PD 050.3/12-47 | GCVC PD | 050.3/12-47 | 6073912 | finoox | GCVC 050.3C/1x2-3616-W-D/4/32/2.10/1800/AXS/1/015023 | 3579 | 2 | 1 | 3616 | Axial | 50.03 | 49977 | 120.44 | 13833 | 1240 | VT01524 | 1353 | 2025-02-03 | E | 46.61 | 78 | 2025-04-10 | VerticalCompact-BCD_1x2 | 1884 | 596 | 953 |  |  | 128.9 | 28 | 28 | 500 | AC motor | 50 | W | no | no | C | D | Aluminum | 2025-01-02 | 8 | 4 | yes | piece | 1
GCVC PD 080.2/22-57 | GCVC PD | 080.2/22-57 | 4248272 | finoox | GCVC 080.2D/2x2-1656-2-D/4/80/2.10/2400/EXS/1/015023 | 22893 | 2 | 2 | 1656 | Axial | 216924 | 217772 | 401.46 | 71477 | 1000 | VT03059U.2 | 8624 | 2025-02-03 | E | 57.38 | 89.19 | 39.5 | VerticalCompact-BCD_2x2 | 2484 | 800 | 2161 |  |  | 401.5 | 54 | 54 | 800 | EC motor | 5060 | 2 | no | no | D | D | Epoxy coated aluminum | 2025-01-02 | 4 | 4 | yes | piece | 1
GCVC PD 050.2/22-30 | GCVC PD | 050.2/22-30 | 4245028 | finoox | GCVC 050.2C/2x2-2337-S-D/3/64/2.10/1800/AXS/1/015023 | 6254 | 2 | 2 | 2337 | Axial | 48173 | 48.16 | 180.66 | 11754 | 510 | VT01437 | 0.317 | 0.16 | B | 29.91 | 61.54 | 2025-09-15 | VerticalCompact-BCD_2x2 | 1884 | 800 | 1761 |  |  | 216.6 | 28 | 28 | 500 | AC motor | 50 | S | no | no | C | D | Aluminum | 2025-01-02 | 8 | 3 | yes | piece | 1
GCVC PD 050.2/13-31 | GCVC PD | 050.2/13-31 | 4250672 | finoox | GCVC 050.2D/1x3-2385-J-D/3/40/2.10/3600/AXS/1/015023 | 6016 | 3 | 1 | 2385 | Axial | 42675 | 42608 | 225.82 | 9491 | 430 | VT01435 | 0.396 | 0.32 | C | 2025-07-31 | 62.75 | 2025-06-18 | VerticalCompact-BCD_1x3 | 3684 | 596 | 1153 |  |  | 237.2 | 28 | 28 | 500 | AC motor | 60 | J | no | no | D | D | Aluminum | 2025-01-02 | 6 | 3 | yes | piece | 1
GCVC PD 050.2/22-42 | GCVC PD | 050.2/22-42 | 4246006 | finoox | GCVC 050.2D/2x2-2354-W-D/3/80/2.10/2400/AXS/1/015023 | 7761 | 2 | 2 | 2354 | Axial | 85.61 | 85778 | 301.1 | 21406 | 865 | VT03093U | 0.792 | 0.97 | C | 42.11 | 73.91 | 2025-09-26 | VerticalCompact-BCD_2x2 | 2484 | 800 | 2161 |  |  | 302.8 | 35 | 35 | 500 | AC motor | 50 | W | no | no | D | D | Aluminum | 2025-01-02 | 6 | 3 | yes | piece | 1
GCVC PD 050.2/11-39 | GCVC PD | 050.2/11-39 | 4250190 | finoox | GCVC 050.2D/1x1-2384-I-D/4/40/2.10/1200/EXS/1/015023 | 2832 | 1 | 1 | 2384 | Axial | 2025-07-25 | 25775 | 100.37 | 5684 | 790 | VT01435 | 0.354 | 0.88 | D | 38.91 | 70.28 | 2025-04-08 | VerticalCompact-BCD_1x1 | 1284 | 596 | 1153 |  |  | 93.9 | 18 | 18 | 500 | AC motor | 60 | I | no | no | D | D | Epoxy coated aluminum | 2025-01-02 | 10 | 4 | yes | piece | 1
GCVC PD 063.2/23-63 | GCVC PD | 063.2/23-63 | 4247752 | finoox | GCVC 063.2D/2x3-2356-D-D/4/80/2.10/3600/EXS/1/015023 | 21400 | 3 | 2 | 2356 | Axial | 291597 | 290179 | 602.19 | 97921 | 1330 | VT01441 | 14718 | 5 | E | 63.25 | 95.21 | 58.2 | VerticalCompact-BCD_2x3 | 3684 | 800 | 2161 |  |  | 620.6 | 64 | 64 | 630 | AC motor | 50 | D | no | no | D | D | Epoxy coated aluminum | 2025-01-02 | 4 | 4 | yes | piece | 1
GCVC PD 050.2/13-45 | GCVC PD | 050.2/13-45 | 4249689 | finoox | GCVC 050.2C/1x3-2348-S-D/6/32/2.10/2700/EXS/1/015023 | 6754 | 3 | 1 | 2348 | Axial | 83898 | 84119 | 270.99 | 17799 | 1180 | VT03150U | 1965-01-01 | 0.9 | D | 44.97 | 76.48 | 2025-06-22 | VerticalCompact-BCD_1x3 | 2784 | 569 | 953 |  |  | 211.3 | 35 | 35 | 500 | AC motor | 50 | S | no | no | C | D | Epoxy coated aluminum | 2025-01-02 | 6 | 6 | yes | piece | 1
GCVC PD 050.2/23-48 | GCVC PD | 050.2/23-48 | 4245372 | finoox | GCVC 050.2C/2x3-2421-1-D/6/64/2.10/2700/AXS/1/015023 | 15624 | 3 | 2 | 2421 | Axial | 168021 | 168569 | 541.97 | 34626 | 1150 | VT03011U.1 | 2022-02-01 | 1975-01-01 | C | 47.59 | 79.34 | 48.8 | VerticalCompact-BCD_2x3 | 2784 | 800 | 1761 |  |  | 385.7 | 54 | 54 | 500 | EC motor | 5060 | 1 | no | no | C | D | Aluminum | 2025-01-02 | 6 | 6 | yes | piece | 1
GCVC PD 063.2/14-69 | GCVC PD | 063.2/14-69 | 4251515 | finoox | GCVC 063.2C/1x4-2412-2-D/4/32/2.10/3600/EXS/1/015023 | 15654 | 4 | 1 | 2412 | Axial | 135148 | 133731 | 240.88 | 56321 | 1510 | VT03143U.1 | 13727 | 5 | E | 69.07 | 100.7 | 2025-08-20 | VerticalCompact-BCD_1x4 | 3684 | 611 | 953 |  |  | 317.2 | 42 | 42 | 630 | EC motor | 5060 | 2 | no | no | C | D | Epoxy coated aluminum | 2025-01-02 | 4 | 4 | yes | piece | 1
GCVC PD 063.2/13-63 | GCVC PD | 063.2/13-63 | 4252348 | finoox | GCVC 063.2D/1x3-2551-2-D/3/40/2.10/3600/AXS/1/015023 | 12487 | 3 | 1 | 2551 | Axial | 118478 | 117982 | 225.82 | 47689 | 1360 | VT03143U.1 | 6902 | 4 | E | 63.3 | 94.98 | 2025-01-20 | VerticalCompact-BCD_1x3 | 3684 | 611 | 1153 |  |  | 293.6 | 42 | 42 | 630 | EC motor | 5060 | 2 | no | no | D | D | Aluminum | 2025-01-02 | 4 | 3 | yes | piece | 1
GCVC PD 050.2/14-53 | GCVC PD | 050.2/14-53 | 4250091 | finoox | GCVC 050.2C/1x4-2559-2-D/6/32/2.10/3600/EXS/1/015023 | 12954 | 4 | 1 | 2559 | Axial | 120633 | 121087 | 361.32 | 26076 | 1330 | VT03013U.1 | 2193 | 2025-08-01 | D | 52.51 | 84.14 | 31.4 | VerticalCompact-BCD_1x4 | 3684 | 607 | 953 |  |  | 279.2 | 42 | 42 | 500 | EC motor | 5060 | 2 | no | no | C | D | Epoxy coated aluminum | 2025-01-02 | 4 | 6 | yes | piece | 1
GCVC PD 063.2/11-29 | GCVC PD | 063.2/11-29 | 4250948 | finoox | GCVC 063.2C/1x1-2506-1-D/6/32/2.10/900/AXS/1/015023 | 4206 | 1 | 1 | 2506 | Axial | 18589 | 18755 | 90.33 | 3437 | 540 | VT03145U.1 | 0.093 | 0.45 | A | 29.46 | 60.73 | 2025-06-07 | VerticalCompact-BCD_1x1 | 984 | 615 | 953 |  |  | 73.2 | 16 | 16 | 630 | EC motor | 5060 | 1 | no | no | C | D | Aluminum | 2025-01-02 | 12 | 6 | yes | piece | 1
GCVC PD 045.2/12-34 | GCVC PD | 045.2/12-34 | 4243896 | finoox | GCVC 045.2B/1x2-2523-1-D/3/24/2.10/1440/AXS/1/015023 | 3842 | 2 | 1 | 2523 | Axial | 17457 | 17474 | 54.2 | 4581 | 675 | VT03007U.1 | 0.117 | 0.3 | B | 34.43 | 65.71 | 2025-05-04 | VerticalCompact-BCD_1x2 | 1524 | 535 | 753 |  |  | 75.3 | 16 | 16 | 450 | EC motor | 5060 | 1 | no | no | B | D | Aluminum | 2025-01-02 | 8 | 3 | yes | piece | 1
GCVC PD 080.2/22-20 | GCVC PD | 080.2/22-20 | 4248368 | finoox | GCVC 080.2D/2x2-2490-1-D/3/80/2.10/2400/EXS/1/015023 | 15920 | 2 | 2 | 2490 | Axial | 66321 | 66247 | 301.1 | 15766 | 245 | VT03062U.1 | 0.148 | 0.2 | A+ | 19.92 | 51.73 | 2025-09-26 | VerticalCompact-BCD_2x2 | 2484 | 800 | 2161 |  |  | 316.6 | 35 | 35 | 800 | EC motor | 5060 | 1 | no | no | D | D | Epoxy coated aluminum | 2025-01-02 | 8 | 3 | yes | piece | 1
GCVC PD 050.2/23-41 | GCVC PD | 050.2/23-41 | 4245403 | finoox | GCVC 050.2C/2x3-2516-1-D/3/64/2.10/2700/EXS/1/015023 | 13172 | 3 | 2 | 2516 | Axial | 91063 | 90668 | 270.99 | 26448 | 820 | VT03011U.1 | 0.807 | 0.68 | B | 41.09 | 72.84 | 2025-09-23 | VerticalCompact-BCD_2x3 | 2784 | 800 | 1761 |  |  | 299.2 | 35 | 35 | 500 | EC motor | 5060 | 1 | no | no | C | D | Epoxy coated aluminum | 2025-01-02 | 6 | 3 | yes | piece | 1
GCVC PD 050.2/14-45 | GCVC PD | 050.2/14-45 | 4250071 | finoox | GCVC 050.2C/1x4-2520-1-D/3/32/2.10/3600/EXS/1/015023 | 8615 | 4 | 1 | 2520 | Axial | 72244 | 72176 | 180.66 | 23279 | 1070 | VT03011U.1 | 1146 | 2025-04-01 | D | 45.34 | 76.97 | 2025-05-15 | VerticalCompact-BCD_1x4 | 3684 | 586 | 953 |  |  | 205.4 | 35 | 35 | 500 | EC motor | 5060 | 1 | no | no | C | D | Epoxy coated aluminum | 2025-01-02 | 4 | 3 | yes | piece | 1
GCVC PD 045.2/11-34 | GCVC PD | 045.2/11-34 | 4243843 | finoox | GCVC 045.2B/1x1-2524-1-D/4/24/2.10/720/EXS/1/015023 | 2461 | 1 | 1 | 2524 | Axial | 10179 | 10249 | 36.13 | 2400 | 750 | VT03007U.1 | 0.076 | 0.37 | B | 34.37 | 65.56 | 2025-02-03 | VerticalCompact-BCD_1x1 | 804 | 535 | 753 |  |  | 45.6 | 16 | 16 | 450 | EC motor | 5060 | 1 | no | no | B | D | Epoxy coated aluminum | 2025-01-02 | 12 | 4 | yes | piece | 1
GCVC PD 063.2/23-35 | GCVC PD | 063.2/23-35 | 4247892 | finoox | GCVC 063.2D/2x3-2508-1-D/3/80/2.10/3600/AXS/1/015023 | 18441 | 3 | 2 | 2508 | Axial | 136423 | 136311 | 451.65 | 35033 | 615 | VT03145U.1 | 0.656 | 0.65 | A | 34.68 | 66.64 | 40 | VerticalCompact-BCD_2x3 | 3684 | 800 | 2161 |  |  | 429.4 | 42 | 42 | 630 | EC motor | 5060 | 1 | no | no | D | D | Aluminum | 2025-01-02 | 4 | 3 | yes | piece | 1
GCVC PD 050.2/23-49 | GCVC PD | 050.2/23-49 | 4245441 | finoox | GCVC 050.2C/2x3-2522-1-D/6/64/2.10/2700/EXS/1/015023 | 16619 | 3 | 2 | 2522 | Axial | 166718 | 167151 | 541.97 | 35249 | 1200 | VT03011U.1 | 2517 | 2025-09-01 | D | 49.01 | 80.76 | 48.8 | VerticalCompact-BCD_2x3 | 2784 | 800 | 1761 |  |  | 385.7 | 54 | 54 | 500 | EC motor | 5060 | 1 | no | no | C | D | Epoxy coated aluminum | 2025-01-02 | 6 | 6 | yes | piece | 1
GCVC PD 050.2/21-44 | GCVC PD | 050.2/21-44 | 4245906 | finoox | GCVC 050.2D/2x1-2521-1-D/6/80/2.10/1200/AXS/1/015023 | 7410 | 1 | 2 | 2521 | Axial | 68304 | 68746 | 301.1 | 12742 | 1135 | VT03011U.1 | 0.66 | 1965-01-01 | C | 43.82 | 75.47 | 2025-04-27 | VerticalCompact-BCD_2x1 | 1284 | 800 | 2161 |  |  | 209.4 | 35 | 35 | 500 | EC motor | 5060 | 1 | no | no | D | D | Aluminum | 2025-01-02 | 10 | 6 | yes | piece | 1
GCVC PD 080.2/23-63 | GCVC PD | 080.2/23-63 | 4248790 | finoox | GCVC 080.2D/2x3-2659-L-D/3/80/2.10/3600/AXS/1/015023 | 20380 | 3 | 2 | 2659 | Axial | 245264 | 243253 | 451.65 | 103591 | 1070 | VT01384U | 10791 | 2025-03-03 | E | 63.26 | 95.22 | 46.4 | VerticalCompact-BCD_2x3 | 3684 | 800 | 2161 |  |  | 563 | 64 | 64 | 800 | AC motor | 60 | L | no | no | D | D | Aluminum | 2025-01-02 | 4 | 3 | yes | piece | 1
GCVC PD 080.2/12-53 | GCVC PD | 080.2/12-53 | 4252945 | finoox | GCVC 080.2D/1x2-2710-2-D/4/40/2.10/2400/AXS/1/015023 | 9684 | 2 | 1 | 2710 | Axial | 110264 | 110.78 | 200.73 | 34271 | 975 | VT03059U.2 | 3848 | 3 | E | 53.36 | 84.89 | 2025-03-18 | VerticalCompact-BCD_1x2 | 2484 | 650 | 1153 |  |  | 204.9 | 42 | 42 | 800 | EC motor | 5060 | 2 | no | no | D | D | Aluminum | 2025-01-02 | 4 | 4 | yes | piece | 1
GCVC PD 050.3/21-47 | GCVC PD | 050.3/21-47 | 6116664 | finoox | GCVC 050.3C/2x1-3617-X-D/6/64/2.10/900/AXS/1/015023 | 4935 | 1 | 2 | 3617 | Axial | 62347 | 62943 | 180.66 | 13367 | 1260 | VT01524 | 1941 | 2025-04-04 | E | 46.93 | 78.44 | 2025-03-16 | VerticalCompact-BCD_2x1 | 984 | 800 | 1761 |  |  | 157.1 | 28 | 28 | 500 | AC motor | 60 | X | no | no | C | D | Aluminum | 2025-01-02 | 8 | 6 | yes | piece | 1
GCVC PD 050.2/24-39 | GCVC PD | 050.2/24-39 | 4245499 | finoox | GCVC 050.2C/2x4-2336-D-D/6/64/2.10/3600/EXS/1/015023 | 16401 | 4 | 2 | 2336 | Axial | 140773 | 141306 | 722.63 | 26021 | 660 | VT01437 | 1028 | 0.33 | B | 38.74 | 70.61 | 60.1 | VerticalCompact-BCD_2x4 | 3684 | 800 | 1761 |  |  | 514 | 42 | 42 | 500 | AC motor | 50 | D | no | no | C | D | Epoxy coated aluminum | 2025-01-02 | 6 | 6 | yes | piece | 1
GCVC PD 050.2/22-30 | GCVC PD | 050.2/22-30 | 4245029 | finoox | GCVC 050.2C/2x2-2337-S-D/4/64/2.10/1800/AXS/1/015023 | 6755 | 2 | 2 | 2337 | Axial | 54153 | 54.31 | 240.88 | 11209 | 510 | VT01437 | 0.32 | 0.16 | B | 29.67 | 61.3 | 2025-06-20 | VerticalCompact-BCD_2x2 | 1884 | 800 | 1761 |  |  | 234 | 28 | 28 | 500 | AC motor | 50 | S | no | no | C | D | Aluminum | 2025-01-02 | 8 | 4 | yes | piece | 1
GCVC PD 050.2/11-24 | GCVC PD | 050.2/11-24 | 4244017 | finoox | GCVC 050.2B/1x1-2337-S-D/4/24/2.10/720/EXS/1/015023 | 1925 | 1 | 1 | 2337 | Axial | 9369 | 1943-09-01 | 36.13 | 2143 | 510 | VT01437 | 0.083 | 0.16 | C | 23.73 | 54.92 | 2025-02-03 | VerticalCompact-BCD_1x1 | 804 | 596 | 753 |  |  | 49.7 | 16 | 16 | 500 | AC motor | 50 | S | no | no | B | D | Epoxy coated aluminum | 2025-01-02 | 12 | 4 | yes | piece | 1
GCVC PD 035.2/11-25 | GCVC PD | 035.2/11-25 | 4243712 | finoox | GCVC 035.2B/1x1-2344-W-D/3/24/2.10/720/AXS/1/015023 | 1631 | 1 | 1 | 2344 | Axial | 7204 | 7237 | 2025-01-27 | 1808 | 910 | VT03149U | 0.071 | 0.35 | C | 25.46 | 56.64 | 2025-04-02 | VerticalCompact-BCD_1x1 | 804 | 514 | 753 |  |  | 39.9 | 16 | 16 | 350 | AC motor | 50 | W | no | no | B | D | Aluminum | 2025-01-02 | 12 | 3 | yes | piece | 1
GCVC PD 050.2/11-24 | GCVC PD | 050.2/11-24 | 4244040 | finoox | GCVC 050.2B/1x1-2385-J-D/3/24/2.10/720/AXS/1/015023 | 1829 | 1 | 1 | 2385 | Axial | 8083 | 8115 | 2025-01-27 | 2115 | 430 | VT01435 | 0.133 | 0.32 | D | 24.42 | 55.61 | 2025-04-02 | VerticalCompact-BCD_1x1 | 804 | 596 | 753 |  |  | 49.1 | 16 | 16 | 500 | AC motor | 60 | J | no | no | B | D | Aluminum | 2025-01-02 | 12 | 3 | yes | piece | 1
GCVC PD 063.2/22-27 | GCVC PD | 063.2/22-27 | 4247578 | finoox | GCVC 063.2D/2x2-2401-L-D/4/80/2.10/2400/EXS/1/015023 | 12398 | 2 | 2 | 2401 | Axial | 73.62 | 73698 | 401.46 | 14776 | 340 | VT01442 | 0.345 | 0.16 | A | 26.82 | 58.63 | 34.8 | VerticalCompact-BCD_2x2 | 2484 | 800 | 2161 |  |  | 336.9 | 35 | 35 | 630 | AC motor | 60 | L | no | no | D | D | Epoxy coated aluminum | 2025-01-02 | 8 | 4 | yes | piece | 1
GCVC PD 045.2/12-51 | GCVC PD | 045.2/12-51 | 4248918 | finoox | GCVC 045.2C/1x2-2409-1-D/3/32/2.10/1800/AXS/1/015023 | 4392 | 2 | 1 | 2409 | Axial | 38115 | 38051 | 90.33 | 12253 | 1500 | VT03007U.1 | 1033 | 2025-02-02 | E | 51.07 | 82.46 | 2025-06-07 | VerticalCompact-BCD_1x2 | 1884 | 535 | 953 |  |  | 104.4 | 22 | 22 | 450 | EC motor | 5060 | 1 | no | no | C | D | Aluminum | 2025-01-02 | 8 | 3 | yes | piece | 1
GCVC PD 063.2/12-28 | GCVC PD | 063.2/12-28 | 4251082 | finoox | GCVC 063.2C/1x2-2398-I-D/3/32/2.10/1800/AXS/1/015023 | 4630 | 2 | 1 | 2398 | Axial | 29981 | 29958 | 90.33 | 8129 | 460 | VT01442 | 0.282 | 0.32 | C | 28.14 | 59.53 | 2025-06-07 | VerticalCompact-BCD_1x2 | 1884 | 598 | 953 |  |  | 116.4 | 22 | 22 | 630 | AC motor | 60 | I | no | no | C | D | Aluminum | 2025-01-02 | 8 | 3 | yes | piece | 1
GCVC PD 050.2/13-59 | GCVC PD | 050.2/13-59 | 4250717 | finoox | GCVC 050.2D/1x3-2410-2-D/3/40/2.10/3600/EXS/1/015023 | 9729 | 3 | 1 | 2410 | Axial | 93.85 | 93751 | 225.82 | 31349 | 1770 | VT03013U.1 | 3436 | 2025-01-02 | E | 58.76 | 90.44 | 2025-03-19 | VerticalCompact-BCD_1x3 | 3684 | 607 | 1153 |  |  | 236.7 | 35 | 35 | 500 | EC motor | 5060 | 2 | no | no | D | D | Epoxy coated aluminum | 2025-01-02 | 4 | 3 | yes | piece | 1
GCVC PD 063.2/13-33 | GCVC PD | 063.2/13-33 | 4252307 | finoox | GCVC 063.2D/1x3-2509-1-D/4/40/2.10/3600/AXS/1/015023 | 10021 | 3 | 1 | 2509 | Axial | 82082 | 82243 | 301.1 | 18024 | 655 | VT03145U.1 | 0.398 | 0.75 | A | 33.19 | 64.87 | 2025-02-25 | VerticalCompact-BCD_1x3 | 3684 | 615 | 1153 |  |  | 247.3 | 35 | 35 | 630 | EC motor | 5060 | 1 | no | no | D | D | Aluminum | 2025-01-02 | 4 | 4 | yes | piece | 1
GCVC PD 045.2/24-55 | GCVC PD | 045.2/24-55 | 4244766 | finoox | GCVC 045.2C/2x4-2533-1-D/4/64/2.10/3600/EXS/1/015023 | 16362 | 4 | 2 | 2533 | Axial | 174229 | 174384 | 481.75 | 45537 | 1425 | VT03007U.1 | 3625 | 2025-09-01 | D | 55.24 | 87.1 | 44 | VerticalCompact-BCD_2x4 | 3684 | 800 | 1761 |  |  | 415.3 | 54 | 54 | 450 | EC motor | 5060 | 1 | no | no | C | D | Epoxy coated aluminum | 2025-01-02 | 4 | 4 | yes | piece | 1
GCVC PD 050.2/11-39 | GCVC PD | 050.2/11-39 | 4249364 | finoox | GCVC 050.2C/1x1-2520-1-D/4/32/2.10/900/EXS/1/015023 | 2835 | 1 | 1 | 2520 | Axial | 21701 | 21835 | 60.22 | 5627 | 1070 | VT03011U.1 | 0.293 | 2025-04-01 | C | 39.47 | 70.74 | 2025-02-05 | VerticalCompact-BCD_1x1 | 984 | 586 | 953 |  |  | 63.7 | 18 | 18 | 500 | EC motor | 5060 | 1 | no | no | C | D | Epoxy coated aluminum | 2025-01-02 | 8 | 4 | yes | piece | 1
GCVC PD 045.2/23-42 | GCVC PD | 045.2/23-42 | 4244625 | finoox | GCVC 045.2C/2x3-2525-1-D/4/64/2.10/2700/AXS/1/015023 | 11740 | 3 | 2 | 2525 | Axial | 89596 | 90151 | 361.32 | 19407 | 825 | VT03007U.1 | 0.582 | 0.47 | B | 42.23 | 73.98 | 2025-09-30 | VerticalCompact-BCD_2x3 | 2784 | 800 | 1761 |  |  | 315.3 | 35 | 35 | 450 | EC motor | 5060 | 1 | no | no | C | D | Aluminum | 2025-01-02 | 6 | 4 | yes | piece | 1
GCVC PD 050.2/12-55 | GCVC PD | 050.2/12-55 | 4249638 | finoox | GCVC 050.2C/1x2-2563-2-D/3/32/2.10/1800/AXS/1/015023 | 5332 | 2 | 1 | 2563 | Axial | 49996 | 50034 | 90.33 | 18492 | 1680 | VT03013U.1 | 2088 | 1975-01-01 | E | 55.17 | 86.56 | 8 | VerticalCompact-BCD_1x2 | 1884 | 607 | 953 |  |  | 117.7 | 28 | 28 | 500 | EC motor | 5060 | 2 | no | no | C | D | Aluminum | 2025-01-02 | 6 | 3 | yes | piece | 1
GCVC PD 063.2/13-60 | GCVC PD | 063.2/13-60 | 4251397 | finoox | GCVC 063.2C/1x3-2547-2-D/4/32/2.10/2700/EXS/1/015023 | 12095 | 3 | 1 | 2547 | Axial | 91178 | 91352 | 180.66 | 28716 | 1055 | VT03143U.1 | 3561 | 2025-01-02 | E | 60.49 | 92 | 2025-06-15 | VerticalCompact-BCD_1x3 | 2784 | 611 | 953 |  |  | 240.8 | 35 | 35 | 630 | EC motor | 5060 | 2 | no | no | C | D | Epoxy coated aluminum | 2025-01-02 | 4 | 4 | yes | piece | 1
GCVC PD 050.2/12-31 | GCVC PD | 050.2/12-31 | 4249554 | finoox | GCVC 050.2C/1x2-2513-1-D/3/32/2.10/1800/AXS/1/015023 | 4361 | 2 | 1 | 2513 | Axial | 26439 | 26426 | 90.33 | 6715 | 630 | VT03011U.1 | 0.134 | 0.37 | A | 30.92 | 62.31 | 2025-06-07 | VerticalCompact-BCD_1x2 | 1884 | 586 | 953 |  |  | 107.9 | 22 | 22 | 500 | EC motor | 5060 | 1 | no | no | C | D | Aluminum | 2025-01-02 | 8 | 3 | yes | piece | 1
GCVC PD 080.3/11-47 | GCVC PD | 080.3/11-47 | 6219526 | finoox | GCVC 080.3D/1x1-3562-2-D/4/40/2.10/1200/AXS/1/015023 | 5824 | 1 | 1 | 3562 | Axial | 47.51 | 47563 | 100.37 | 13782 | 800 | VT01445U.3 | 1087 | 1985-01-01 | D | 47.03 | 78.4 | 2025-01-09 | VerticalCompact-BCD_1x1 | 1284 | 620 | 1153 |  |  | 117.9 | 28 | 28 | 800 | EC motor | 5060 | 2 | no | no | D | D | Aluminum | 2025-01-02 | 10 | 4 | yes | piece | 1
GCVC PD 040.2/11-42 | GCVC PD | 040.2/11-42 | 4243772 | finoox | GCVC 040.2B/1x1-1734-W-D/3/24/2.10/720/AXS/1/015023 | 1667 | 1 | 1 | 1734 | Axial | 11085 | 11169 | 2025-01-27 | 3413 | 1310 | VT0605 | 0.196 | 0.85 | D | 41.87 | 73.04 | 2025-04-02 | VerticalCompact-BCD_1x1 | 804 | 476 | 753 |  |  | 41.7 | 16 | 16 | 400 | AC motor | 50 | W | no | no | B | D | Aluminum | 2025-01-02 | 8 | 3 | yes | piece | 1
GCVC PD 080.2/12-55 | GCVC PD | 080.2/12-55 | 4252677 | finoox | GCVC 080.2D/1x2-1656-2-D/4/40/2.10/2400/AXS/1/015023 | 9684 | 2 | 1 | 1656 | Axial | 112857 | 113382 | 200.73 | 35738 | 1000 | VT03059U.2 | 4312 | 2025-02-03 | E | 54.65 | 86.18 | 2025-03-18 | VerticalCompact-BCD_1x2 | 2484 | 650 | 1153 |  |  | 204.9 | 42 | 42 | 800 | EC motor | 5060 | 2 | no | no | D | D | Aluminum | 2025-01-02 | 4 | 4 | yes | piece | 1
GCVC PD 063.2/23-44 | GCVC PD | 063.2/23-44 | 4246913 | finoox | GCVC 063.2C/2x3-2414-1-D/6/64/2.10/2700/EXS/1/015023 | 20097 | 3 | 2 | 2414 | Axial | 150729 | 153645 | 541.97 | 30511 | 770 | VT03145U.1 | 1488 | 2015-01-01 | C | 43.85 | 75.6 | 46.3 | VerticalCompact-BCD_2x3 | 2784 | 800 | 1761 |  |  | 385.9 | 42 | 42 | 630 | EC motor | 5060 | 1 | no | no | C | D | Epoxy coated aluminum | 2025-01-02 | 6 | 6 | yes | piece | 1
GCVC PD 063.2/13-45 | GCVC PD | 063.2/13-45 | 4251313 | finoox | GCVC 063.2C/1x3-2413-2-D/3/32/2.10/2700/EXS/1/015023 | 9129 | 3 | 1 | 2413 | Axial | 72722 | 72.74 | 135.49 | 28101 | 1000 | VT03144U.1 | 1974 | 2025-01-01 | E | 45.09 | 76.6 | 12 | VerticalCompact-BCD_1x3 | 2784 | 623 | 953 |  |  | 173.8 | 35 | 35 | 630 | EC motor | 5060 | 2 | no | no | C | D | Epoxy coated aluminum | 2025-01-02 | 4 | 3 | yes | piece | 1
GCVC PD 063.2/14-21 | GCVC PD | 063.2/14-21 | 4251501 | finoox | GCVC 063.2C/1x4-2399-J-D/4/32/2.10/3600/AXS/1/015023 | 8386 | 4 | 1 | 2399 | Axial | 47734 | 47685 | 240.88 | 9809 | 290 | VT01442 | 0.289 | 0.14 | B | 20.64 | 52.27 | 2025-06-19 | VerticalCompact-BCD_1x4 | 3684 | 598 | 953 |  |  | 240.3 | 28 | 28 | 630 | AC motor | 60 | J | no | no | C | D | Aluminum | 2025-01-02 | 6 | 4 | yes | piece | 1
GCVC PD 080.2/21-51 | GCVC PD | 080.2/21-51 | 4248171 | finoox | GCVC 080.2D/2x1-2540-2-D/3/80/2.10/1200/EXS/1/015023 | 9772 | 1 | 2 | 2540 | Axial | 82574 | 82774 | 150.55 | 32234 | 900 | VT03059U.2 | 2792 | 1952-02-01 | E | 50.61 | 82.26 | 2025-04-15 | VerticalCompact-BCD_2x1 | 1284 | 800 | 2161 |  |  | 200.1 | 35 | 35 | 800 | EC motor | 5060 | 2 | no | no | D | D | Epoxy coated aluminum | 2025-01-02 | 8 | 3 | yes | piece | 1
GCVC PD 045.2/22-49 | GCVC PD | 045.2/22-49 | 4244565 | finoox | GCVC 045.2C/2x2-2530-1-D/4/64/2.10/1800/AXS/1/015023 | 8351 | 2 | 2 | 2530 | Axial | 79553 | 79663 | 240.88 | 19067 | 1200 | VT03007U.1 | 1102 | 2025-01-01 | C | 48.72 | 80.35 | 2025-07-21 | VerticalCompact-BCD_2x2 | 1884 | 800 | 1761 |  |  | 218.4 | 35 | 35 | 450 | EC motor | 5060 | 1 | no | no | C | D | Aluminum | 2025-01-02 | 8 | 4 | yes | piece | 1
GCVC PD 063.2/12-60 | GCVC PD | 063.2/12-60 | 4252096 | finoox | GCVC 063.2D/1x2-2550-2-D/3/40/2.10/2400/AXS/1/015023 | 8864 | 2 | 1 | 2550 | Axial | 83143 | 83417 | 150.55 | 29966 | 1285 | VT03143U.1 | 3884 | 2026-03-01 | E | 60.47 | 92 | 2025-06-13 | VerticalCompact-BCD_1x2 | 2484 | 611 | 1153 |  |  | 198.8 | 35 | 35 | 630 | EC motor | 5060 | 2 | no | no | D | D | Aluminum | 2025-01-02 | 4 | 3 | yes | piece | 1
GCVC PD 080.2/23-31 | GCVC PD | 080.2/23-31 | 4248666 | finoox | GCVC 080.2D/2x3-2496-1-D/3/80/2.10/3600/EXS/1/015023 | 22756 | 3 | 2 | 2496 | Axial | 143634 | 143351 | 451.65 | 39143 | 390 | VT03062U.1 | 0.705 | 0.6 | A | 31.47 | 63.43 | 40 | VerticalCompact-BCD_2x3 | 3684 | 800 | 2161 |  |  | 463.1 | 42 | 42 | 800 | EC motor | 5060 | 1 | no | no | D | D | Epoxy coated aluminum | 2025-01-02 | 4 | 3 | yes | piece | 1
GCVC PD 045.2/13-41 | GCVC PD | 045.2/13-41 | 4249042 | finoox | GCVC 045.2C/1x3-2526-1-D/4/32/2.10/2700/EXS/1/015023 | 6757 | 3 | 1 | 2526 | Axial | 47197 | 47241 | 180.66 | 10619 | 900 | VT03007U.1 | 0.368 | 0.58 | B | 41.35 | 72.85 | 15 | VerticalCompact-BCD_1x3 | 2784 | 535 | 953 |  |  | 165.8 | 28 | 28 | 450 | EC motor | 5060 | 1 | no | no | C | D | Epoxy coated aluminum | 2025-01-02 | 6 | 4 | yes | piece | 1
GCVC PD 050.2/22-36 | GCVC PD | 050.2/22-36 | 4245155 | finoox | GCVC 050.2C/2x2-2514-1-D/3/64/2.10/1800/EXS/1/015023 | 8878 | 2 | 2 | 2514 | Axial | 55282 | 55254 | 180.66 | 14826 | 695 | VT03011U.1 | 0.343 | 0.47 | B | 35.78 | 67.41 | 2025-09-15 | VerticalCompact-BCD_2x2 | 1884 | 800 | 1761 |  |  | 207 | 28 | 28 | 500 | EC motor | 5060 | 1 | no | no | C | D | Epoxy coated aluminum | 2025-01-02 | 8 | 3 | yes | piece | 1
GCVC PD 080.3/21-37 | GCVC PD | 080.3/21-37 | 6065420 | finoox | GCVC 080.3D/2x1-3489-J-D/3/80/2.10/1200/EXS/1/015023 | 7287 | 1 | 2 | 3489 | Axial | 57893 | 57894 | 150.55 | 17515 | 480 | VT01371 | 1141 | 2025-01-01 | D | 37.48 | 69.13 | 14 | VerticalCompact-BCD_2x1 | 1284 | 800 | 2161 |  |  | 219.1 | 28 | 28 | 800 | AC motor | 60 | J | no | no | D | D | Epoxy coated aluminum | 2025-01-02 | 10 | 3 | yes | piece | 1
GCVC PD 050.2/13-30 | GCVC PD | 050.2/13-30 | 4249718 | finoox | GCVC 050.2C/1x3-2385-J-D/3/32/2.10/2700/AXS/1/015023 | 4833 | 3 | 1 | 2385 | Axial | 34429 | 34399 | 135.49 | 8295 | 430 | VT01435 | 0.398 | 0.32 | C | 30.35 | 61.86 | 2025-01-11 | VerticalCompact-BCD_1x3 | 2784 | 596 | 953 |  |  | 172.3 | 22 | 22 | 500 | AC motor | 60 | J | no | no | C | D | Aluminum | 2025-01-02 | 6 | 3 | yes | piece | 1
GCVC PD 045.2/13-53 | GCVC PD | 045.2/13-53 | 4249013 | finoox | GCVC 045.2C/1x3-2409-1-D/6/32/2.10/2700/EXS/1/015023 | 7791 | 3 | 1 | 2409 | Axial | 81.22 | 81389 | 270.99 | 16934 | 1500 | VT03007U.1 | 1596 | 2025-02-02 | D | 52.69 | 84.2 | 2025-06-22 | VerticalCompact-BCD_1x3 | 2784 | 535 | 953 |  |  | 192.4 | 35 | 35 | 450 | EC motor | 5060 | 1 | no | no | C | D | Epoxy coated aluminum | 2025-01-02 | 6 | 6 | yes | piece | 1
GCVC PD 063.2/13-33 | GCVC PD | 063.2/13-33 | 4252222 | finoox | GCVC 063.2D/1x3-2400-K-D/3/40/2.10/3600/AXS/1/015023 | 7533 | 3 | 1 | 2400 | Axial | 63214 | 63821 | 225.82 | 15678 | 490 | VT01442 | 0.451 | 0.34 | B | 33.17 | 64.85 | 2025-03-19 | VerticalCompact-BCD_1x3 | 3684 | 598 | 1153 |  |  | 235.8 | 35 | 35 | 630 | AC motor | 60 | K | no | no | D | D | Aluminum | 2025-01-02 | 4 | 3 | yes | piece | 1
GCVC PD 063.2/23-40 | GCVC PD | 063.2/23-40 | 4247013 | finoox | GCVC 063.2C/2x3-2553-2-D/3/64/2.10/2700/EXS/1/015023 | 18215 | 3 | 2 | 2553 | Axial | 118964 | 119062 | 270.99 | 38528 | 700 | VT03144U.1 | 1415 | 0.52 | C | 40.04 | 71.79 | 2025-01-25 | VerticalCompact-BCD_2x3 | 2784 | 800 | 1761 |  |  | 331.9 | 42 | 42 | 630 | EC motor | 5060 | 2 | no | no | C | D | Epoxy coated aluminum | 2025-01-02 | 4 | 3 | yes | piece | 1
GCVC PD 080.2/22-42 | GCVC PD | 080.2/22-42 | 4248348 | finoox | GCVC 080.2D/2x2-2486-1-D/6/80/2.10/2400/AXS/1/015023 | 20548 | 2 | 2 | 2486 | Axial | 160649 | 161102 | 602.19 | 32025 | 565 | VT03061U.1 | 1463 | 1955-01-01 | C | 42.17 | 73.98 | 55.1 | VerticalCompact-BCD_2x2 | 2484 | 800 | 2161 |  |  | 417.5 | 54 | 54 | 800 | EC motor | 5060 | 1 | no | no | D | D | Aluminum | 2025-01-02 | 8 | 6 | yes | piece | 1
GCVC PD 050.2/21-54 | GCVC PD | 050.2/21-54 | 4245938 | finoox | GCVC 050.2D/2x1-2562-2-D/4/80/2.10/1200/EXS/1/015023 | 7761 | 1 | 2 | 2562 | Axial | 72207 | 72465 | 200.73 | 18541 | 1595 | VT03013U.1 | 1699 | 1965-01-01 | D | 54.47 | 86.12 | 2025-04-19 | VerticalCompact-BCD_2x1 | 1284 | 800 | 2161 |  |  | 187.4 | 35 | 35 | 500 | EC motor | 5060 | 2 | no | no | D | D | Epoxy coated aluminum | 2025-01-02 | 10 | 4 | yes | piece | 1
GCVC PD 080.2/13-30 | GCVC PD | 080.2/13-30 | 4253076 | finoox | GCVC 080.2D/1x3-2497-1-D/3/40/2.10/3600/AXS/1/015023 | 9787 | 3 | 1 | 2497 | Axial | 76438 | 76404 | 225.82 | 20881 | 415 | VT03062U.1 | 0.415 | 0.7 | A | 2025-03-30 | 61.71 | 2025-03-19 | VerticalCompact-BCD_1x3 | 3684 | 608 | 1153 |  |  | 242.5 | 35 | 35 | 800 | EC motor | 5060 | 1 | no | no | D | D | Aluminum | 2025-01-02 | 4 | 3 | yes | piece | 1
GCVC PD 063.2/21-22 | GCVC PD | 063.2/21-22 | 4246514 | finoox | GCVC 063.2C/2x1-2502-1-D/3/64/2.10/900/AXS/1/015023 | 6665 | 1 | 2 | 2502 | Axial | 23879 | 23.95 | 90.33 | 5895 | 385 | VT03145U.1 | 0.077 | 0.2 | A+ | 21.69 | 53.2 | 8 | VerticalCompact-BCD_2x1 | 984 | 800 | 1761 |  |  | 118.4 | 18 | 18 | 630 | EC motor | 5060 | 1 | no | no | C | D | Aluminum | 2025-01-02 | 12 | 3 | yes | piece | 1
GCVC PD 050.2/11-29 | GCVC PD | 050.2/11-29 | 4244077 | finoox | GCVC 050.2B/1x1-2513-1-D/4/24/2.10/720/AXS/1/015023 | 2353 | 1 | 1 | 2513 | Axial | 1992-10-01 | 10988 | 36.13 | 2564 | 630 | VT03011U.1 | 0.073 | 0.37 | B | 29.32 | 60.51 | 2025-02-03 | VerticalCompact-BCD_1x1 | 804 | 586 | 753 |  |  | 47.3 | 16 | 16 | 500 | EC motor | 5060 | 1 | no | no | B | D | Aluminum | 2025-01-02 | 12 | 4 | yes | piece | 1
GCVC PD 080.2/23-50 | GCVC PD | 080.2/23-50 | 4248696 | finoox | GCVC 080.2D/2x3-2536-2-D/4/80/2.10/3600/EXS/1/015023 | 32823 | 3 | 2 | 2536 | Axial | 242748 | 242912 | 602.19 | 68844 | 700 | VT03059U.2 | 4056 | 2025-04-01 | D | 50.49 | 82.45 | 54.8 | VerticalCompact-BCD_2x3 | 3684 | 800 | 2161 |  |  | 583.2 | 54 | 54 | 800 | EC motor | 5060 | 2 | no | no | D | D | Epoxy coated aluminum | 2025-01-02 | 4 | 4 | yes | piece | 1
GCVC PD 050.2/11-26 | GCVC PD | 050.2/11-26 | 4250261 | finoox | GCVC 050.2D/1x1-2512-1-D/3/40/2.10/1200/EXS/1/015023 | 3160 | 1 | 1 | 2512 | Axial | 14697 | 14738 | 75.27 | 3310 | 565 | VT03011U.1 | 0.049 | 0.28 | A+ | 26.41 | 57.78 | 2025-03-06 | VerticalCompact-BCD_1x1 | 1284 | 586 | 1153 |  |  | 81.5 | 16 | 16 | 500 | EC motor | 5060 | 1 | no | no | D | D | Epoxy coated aluminum | 2025-01-02 | 10 | 3 | yes | piece | 1
GCVC PD 080.2/12-59 | GCVC PD | 080.2/12-59 | 4252924 | finoox | GCVC 080.2D/1x2-2659-L-D/3/40/2.10/2400/AXS/1/015023 | 6498 | 2 | 1 | 2659 | Axial | 89601 | 89812 | 150.55 | 34530 | 1070 | VT01384U | 3597 | 2025-03-03 | E | 58.92 | 90.45 | 2025-06-13 | VerticalCompact-BCD_1x2 | 2484 | 641 | 1153 |  |  | 195 | 35 | 35 | 800 | AC motor | 60 | L | no | no | D | D | Aluminum | 2025-01-02 | 4 | 3 | yes | piece | 1
GCVC PD 080.3/23-50 | GCVC PD | 080.3/23-50 | 6120170 | finoox | GCVC 080.3D/2x3-3563-2-D/6/80/2.10/3600/EXS/1/015023 | 39949 | 3 | 2 | 3563 | Axial | 283962 | 285046 | 903.29 | 59574 | 670 | VT01445U.3 | 4025 | 2015-01-01 | D | 49.87 | 81.83 | 81.5 | VerticalCompact-BCD_2x3 | 3684 | 800 | 2161 |  |  | 735 | 64 | 64 | 800 | EC motor | 5060 | 2 | no | no | D | D | Epoxy coated aluminum | 2025-01-02 | 4 | 6 | yes | piece | 1
GCVC PD 050.3/12-46 | GCVC PD | 050.3/12-46 | 6220283 | finoox | GCVC 050.3B/1x2-3617-X-D/4/24/2.10/1440/AXS/1/015023 | 2906 | 2 | 1 | 3617 | Axial | 37269 | 37.34 | 72.26 | 11413 | 1260 | VT01524 | 1989 | 2025-04-04 | E | 46.24 | 77.53 | 2025-01-06 | VerticalCompact-BCD_1x2 | 1524 | 596 | 753 |  |  | 96.8 | 22 | 22 | 500 | AC motor | 60 | X | no | no | B | D | Aluminum | 2025-01-02 | 8 | 4 | yes | piece | 1
GCVC PD 050.2/23-38 | GCVC PD | 050.2/23-38 | 4245262 | finoox | GCVC 050.2C/2x3-2336-D-D/4/64/2.10/2700/EXS/1/015023 | 10549 | 3 | 2 | 2336 | Axial | 94783 | 94869 | 361.32 | 21363 | 660 | VT01437 | 0.757 | 0.33 | B | 37.71 | 69.46 | 2025-09-30 | VerticalCompact-BCD_2x3 | 2784 | 800 | 1761 |  |  | 339.7 | 35 | 35 | 500 | AC motor | 50 | D | no | no | C | D | Epoxy coated aluminum | 2025-01-02 | 6 | 4 | yes | piece | 1
GCVC PD 050.2/12-29 | GCVC PD | 050.2/12-29 | 4249482 | finoox | GCVC 050.2C/1x2-2385-J-D/3/32/2.10/1800/AXS/1/015023 | 3336 | 2 | 1 | 2385 | Axial | 23059 | 23053 | 90.33 | 5530 | 430 | VT01435 | 0.266 | 0.32 | C | 28.71 | 60.1 | 2025-05-07 | VerticalCompact-BCD_1x2 | 1884 | 596 | 953 |  |  | 117.3 | 18 | 18 | 500 | AC motor | 60 | J | no | no | C | D | Aluminum | 2025-01-02 | 8 | 3 | yes | piece | 1
GCVC PD 050.2/22-42 | GCVC PD | 050.2/22-42 | 4246010 | finoox | GCVC 050.2D/2x2-2354-W-D/4/80/2.10/2400/EXS/1/015023 | 9308 | 2 | 2 | 2354 | Axial | 95301 | 95.31 | 401.46 | 20986 | 865 | VT03093U | 0.8 | 0.97 | B | 41.68 | 73.48 | 34.8 | VerticalCompact-BCD_2x2 | 2484 | 800 | 2161 |  |  | 331.9 | 35 | 35 | 500 | AC motor | 50 | W | no | no | D | D | Epoxy coated aluminum | 2025-01-02 | 8 | 4 | yes | piece | 1
GCVC PD 050.2/13-41 | GCVC PD | 050.2/13-41 | 4250658 | finoox | GCVC 050.2D/1x3-2354-W-D/4/40/2.10/3600/EXS/1/015023 | 7193 | 3 | 1 | 2354 | Axial | 73027 | 73164 | 301.1 | 15740 | 865 | VT03093U | 0.6 | 0.97 | B | 40.56 | 72.24 | 2025-02-25 | VerticalCompact-BCD_1x3 | 3684 | 569 | 1153 |  |  | 253.9 | 35 | 35 | 500 | AC motor | 50 | W | no | no | D | D | Epoxy coated aluminum | 2025-01-02 | 4 | 4 | yes | piece | 1
GCVC PD 050.2/11-39 | GCVC PD | 050.2/11-39 | 4250191 | finoox | GCVC 050.2D/1x1-2384-I-D/6/40/2.10/1200/EXS/1/015023 | 3435 | 1 | 1 | 2384 | Axial | 29504 | 29749 | 150.55 | 5426 | 790 | VT01435 | 0.36 | 0.88 | C | 38.66 | 70.03 | 2025-07-12 | VerticalCompact-BCD_1x1 | 1284 | 596 | 1153 |  |  | 109.1 | 22 | 22 | 500 | AC motor | 60 | I | no | no | D | D | Epoxy coated aluminum | 2025-01-02 | 10 | 6 | yes | piece | 1
GCVC PD 045.2/11-49 | GCVC PD | 045.2/11-49 | 4243829 | finoox | GCVC 045.2B/1x1-2409-1-D/4/24/2.10/720/AXS/1/015023 | 2378 | 1 | 1 | 2409 | Axial | 17232 | 17412 | 36.13 | 5071 | 1500 | VT03007U.1 | 0.54 | 2025-02-02 | E | 48.82 | 80 | 2025-02-03 | VerticalCompact-BCD_1x1 | 804 | 535 | 753 |  |  | 45.6 | 16 | 16 | 450 | EC motor | 5060 | 1 | no | no | B | D | Aluminum | 2025-01-02 | 8 | 4 | yes | piece | 1
GCVC PD 063.2/12-32 | GCVC PD | 063.2/12-32 | 4251976 | finoox | GCVC 063.2D/1x2-2400-K-D/3/40/2.10/2400/AXS/1/015023 | 5524 | 2 | 1 | 2400 | Axial | 42099 | 42074 | 150.55 | 10452 | 490 | VT01442 | 0.3 | 0.34 | B | 31.56 | 63.08 | 2025-09-12 | VerticalCompact-BCD_1x2 | 2484 | 598 | 1153 |  |  | 160.5 | 28 | 28 | 630 | AC motor | 60 | K | no | no | D | D | Aluminum | 2025-01-02 | 6 | 3 | yes | piece | 1
GCVC PD 063.2/13-35 | GCVC PD | 063.2/13-35 | 4251380 | finoox | GCVC 063.2C/1x3-2509-1-D/4/32/2.10/2700/EXS/1/015023 | 8775 | 3 | 1 | 2509 | Axial | 58119 | 58107 | 180.66 | 14620 | 655 | VT03145U.1 | 0.451 | 0.75 | B | 35.41 | 66.93 | 15 | VerticalCompact-BCD_1x3 | 2784 | 615 | 953 |  |  | 173.6 | 28 | 28 | 630 | EC motor | 5060 | 1 | no | no | C | D | Epoxy coated aluminum | 2025-01-02 | 6 | 4 | yes | piece | 1
GCVC PD 050.2/13-37 | GCVC PD | 050.2/13-37 | 4244356 | finoox | GCVC 050.2B/1x3-2515-1-D/3/24/2.10/2160/AXS/1/015023 | 5658 | 3 | 1 | 2515 | Axial | 33313 | 33404 | 81.3 | 10101 | 755 | VT03011U.1 | 0.351 | 0.58 | C | 36.78 | 68.16 | 2025-08-06 | VerticalCompact-BCD_1x3a | 2244 | 586 | 753 |  |  | 113.8 | 22 | 22 | 500 | EC motor | 5060 | 1 | no | no | B | D | Aluminum | 2025-01-02 | 6 | 3 | yes | piece | 1
GCVC PD 050.2/21-35 | GCVC PD | 050.2/21-35 | 4244927 | finoox | GCVC 050.2C/2x1-2515-1-D/6/64/2.10/900/EXS/1/015023 | 6284 | 1 | 2 | 2515 | Axial | 38181 | 38535 | 180.66 | 7224 | 755 | VT03011U.1 | 0.229 | 0.58 | B | 34.53 | 66.04 | 2025-06-15 | VerticalCompact-BCD_2x1 | 984 | 800 | 1761 |  |  | 144.2 | 22 | 22 | 500 | EC motor | 5060 | 1 | no | no | C | D | Epoxy coated aluminum | 2025-01-02 | 12 | 6 | yes | piece | 1
GCVC PD 050.2/22-39 | GCVC PD | 050.2/22-39 | 4245167 | finoox | GCVC 050.2C/2x2-2516-1-D/3/64/2.10/1800/EXS/1/015023 | 8878 | 2 | 2 | 2516 | Axial | 61599 | 61521 | 180.66 | 17632 | 820 | VT03011U.1 | 0.538 | 0.68 | B | 39.44 | 71.07 | 2025-09-15 | VerticalCompact-BCD_2x2 | 1884 | 800 | 1761 |  |  | 207 | 28 | 28 | 500 | EC motor | 5060 | 1 | no | no | C | D | Epoxy coated aluminum | 2025-01-02 | 8 | 3 | yes | piece | 1
GCVC PD 080.2/21-40 | GCVC PD | 080.2/21-40 | 4248182 | finoox | GCVC 080.2D/2x1-2542-2-D/3/80/2.10/1200/EXS/1/015023 | 8769 | 1 | 2 | 2542 | Axial | 65466 | 65425 | 150.55 | 21636 | 615 | VT03060U.1 | 0.879 | 0.92 | C | 39.51 | 71.16 | 2025-03-15 | VerticalCompact-BCD_2x1 | 1284 | 800 | 2161 |  |  | 183.7 | 35 | 35 | 800 | EC motor | 5060 | 2 | no | no | D | D | Epoxy coated aluminum | 2025-01-02 | 10 | 3 | yes | piece | 1
GCVC PD 050.2/11-42 | GCVC PD | 050.2/11-42 | 4250320 | finoox | GCVC 050.2D/1x1-2522-1-D/6/40/2.10/1200/AXS/1/015023 | 3685 | 1 | 1 | 2522 | Axial | 35698 | 35978 | 150.55 | 6734 | 1200 | VT03011U.1 | 0.385 | 2025-09-01 | C | 42.28 | 73.64 | 2025-07-12 | VerticalCompact-BCD_1x1 | 1284 | 586 | 1153 |  |  | 104.1 | 22 | 22 | 500 | EC motor | 5060 | 1 | no | no | D | D | Aluminum | 2025-01-02 | 10 | 6 | yes | piece | 1
GCVC PD 050.2/22-55 | GCVC PD | 050.2/22-55 | 4245220 | finoox | GCVC 050.2C/2x2-2561-2-D/6/64/2.10/1800/AXS/1/015023 | 12492 | 2 | 2 | 2561 | Axial | 134536 | 135045 | 361.32 | 29765 | 1505 | VT03013U.1 | 3166 | 1938-01-01 | D | 55.21 | 86.84 | 32.4 | VerticalCompact-BCD_2x2 | 1884 | 800 | 1761 |  |  | 281.4 | 42 | 42 | 500 | EC motor | 5060 | 2 | no | no | C | D | Aluminum | 2025-01-02 | 8 | 6 | yes | piece | 1
GCVC PD 050.2/12-31 | GCVC PD | 050.2/12-31 | 4249558 | finoox | GCVC 050.2C/1x2-2513-1-D/4/32/2.10/1800/EXS/1/015023 | 4794 | 2 | 1 | 2513 | Axial | 29701 | 29776 | 120.44 | 6466 | 630 | VT03011U.1 | 0.137 | 0.37 | A | 30.74 | 62.13 | 10 | VerticalCompact-BCD_1x2 | 1884 | 586 | 953 |  |  | 116.5 | 22 | 22 | 500 | EC motor | 5060 | 1 | no | no | C | D | Epoxy coated aluminum | 2025-01-02 | 8 | 4 | yes | piece | 1
GCVC PD 050.2/21-33 | GCVC PD | 050.2/21-33 | 4244920 | finoox | GCVC 050.2C/2x1-2514-1-D/4/64/2.10/900/EXS/1/015023 | 5496 | 1 | 2 | 2514 | Axial | 31517 | 31645 | 120.44 | 7144 | 695 | VT03011U.1 | 0.175 | 0.47 | B | 32.7 | 64.21 | 2025-07-10 | VerticalCompact-BCD_2x1 | 984 | 800 | 1761 |  |  | 126.4 | 22 | 22 | 500 | EC motor | 5060 | 1 | no | no | C | D | Epoxy coated aluminum | 2025-01-02 | 12 | 4 | yes | piece | 1
GCVC PD 050.2/22-36 | GCVC PD | 050.2/22-36 | 4245971 | finoox | GCVC 050.2D/2x2-2336-D-D/4/80/2.10/2400/AXS/1/015023 | 8649 | 2 | 2 | 2336 | Axial | 79656 | 79776 | 401.46 | 16109 | 660 | VT01437 | 0.486 | 0.33 | B | 36.29 | 68.1 | 34.8 | VerticalCompact-BCD_2x2 | 2484 | 800 | 2161 |  |  | 329.1 | 35 | 35 | 500 | AC motor | 50 | D | no | no | D | D | Aluminum | 2025-01-02 | 8 | 4 | yes | piece | 1
GCVC PD 035.2/12-28 | GCVC PD | 035.2/12-28 | 4243662 | finoox | GCVC 035.2A/1x2-2344-W-D/2/20/2.10/1200/EXS/2/015023 | 1411 | 2 | 1 | 2344 | Axial | 9357 | 9337 | 2025-09-25 | 3441 | 910 | VT03149U | 0.143 | 0.35 | D | 28.28 | 59.44 | 2025-01-02 | VerticalCompact-A_1x2 | 1260 | 326 | 507 |  |  | 2025-01-26 | 16 | 16 | 350 | AC motor | 50 | W | no | no | A | D | Epoxy coated aluminum | 2025-01-02 | 10 | 2 | yes | piece | 1
GCVC PD 050.2/22-31 | GCVC PD | 050.2/22-31 | 4245074 | finoox | GCVC 050.2C/2x2-2385-J-D/3/64/2.10/1800/AXS/1/015023 | 6298 | 2 | 2 | 2385 | Axial | 46117 | 46107 | 180.66 | 11060 | 430 | VT01435 | 0.531 | 0.32 | C | 31.48 | 63.11 | 2025-09-15 | VerticalCompact-BCD_2x2 | 1884 | 800 | 1761 |  |  | 226.9 | 28 | 28 | 500 | AC motor | 60 | J | no | no | C | D | Aluminum | 2025-01-02 | 8 | 3 | yes | piece | 1
GCVC PD 050.2/22-46 | GCVC PD | 050.2/22-46 | 4246032 | finoox | GCVC 050.2D/2x2-2386-K-D/6/80/2.10/2400/AXS/1/015023 | 10787 | 2 | 2 | 2386 | Axial | 129731 | 130419 | 602.19 | 24050 | 910 | VT01435 | 1607 | 0.92 | C | 45.82 | 77.63 | 52 | VerticalCompact-BCD_2x2 | 2484 | 800 | 2161 |  |  | 402.5 | 42 | 42 | 500 | AC motor | 60 | K | no | no | D | D | Aluminum | 2025-01-02 | 8 | 6 | yes | piece | 1
GCVC PD 050.2/21-48 | GCVC PD | 050.2/21-48 | 4245744 | finoox | GCVC 050.2D/2x1-2347-D-D/6/80/2.10/1200/AXS/1/015023 | 6335 | 1 | 2 | 2347 | Axial | 82664 | 83.23 | 301.1 | 16187 | 1390 | VT03150U | 1325 | 1941-01-01 | D | 48.46 | 80.11 | 2025-04-27 | VerticalCompact-BCD_2x1 | 1284 | 800 | 2161 |  |  | 218.6 | 35 | 35 | 500 | AC motor | 50 | D | no | no | D | D | Aluminum | 2025-01-02 | 10 | 6 | yes | piece | 1
GCVC PD 063.2/12-30 | GCVC PD | 063.2/12-30 | 4251093 | finoox | GCVC 063.2C/1x2-2400-K-D/4/32/2.10/1800/AXS/1/015023 | 4894 | 2 | 1 | 2400 | Axial | 35582 | 35594 | 120.44 | 8074 | 490 | VT01442 | 0.329 | 0.34 | C | 30.35 | 61.75 | 10 | VerticalCompact-BCD_1x2 | 1884 | 598 | 953 |  |  | 125.1 | 22 | 22 | 630 | AC motor | 60 | K | no | no | C | D | Aluminum | 2025-01-02 | 8 | 4 | yes | piece | 1
GCVC PD 063.2/23-42 | GCVC PD | 063.2/23-42 | 4246979 | finoox | GCVC 063.2C/2x3-2510-1-D/6/64/2.10/2700/EXS/1/015023 | 20097 | 3 | 2 | 2510 | Axial | 138607 | 139232 | 541.97 | 27180 | 695 | VT03145U.1 | 1104 | 0.9 | B | 41.75 | 73.5 | 46.3 | VerticalCompact-BCD_2x3 | 2784 | 800 | 1761 |  |  | 385.9 | 42 | 42 | 630 | EC motor | 5060 | 1 | no | no | C | D | Epoxy coated aluminum | 2025-01-02 | 6 | 6 | yes | piece | 1
GCVC PD 063.2/11-39 | GCVC PD | 063.2/11-39 | 4251897 | finoox | GCVC 063.2D/1x1-2557-2-D/6/40/2.10/1200/EXS/1/015023 | 5593 | 1 | 1 | 2557 | Axial | 43409 | 43716 | 150.55 | 8839 | 900 | VT03144U.1 | 0.466 | 0.85 | C | 38.6 | 69.97 | 2025-01-13 | VerticalCompact-BCD_1x1 | 1284 | 623 | 1153 |  |  | 109.9 | 28 | 28 | 630 | EC motor | 5060 | 2 | no | no | D | D | Epoxy coated aluminum | 2025-01-02 | 10 | 6 | yes | piece | 1
GCVC PD 050.2/12-36 | GCVC PD | 050.2/12-36 | 4249576 | finoox | GCVC 050.2C/1x2-2516-1-D/4/32/2.10/1800/EXS/1/015023 | 4794 | 2 | 1 | 2516 | Axial | 36118 | 36128 | 120.44 | 8507 | 820 | VT03011U.1 | 0.275 | 0.68 | B | 36.48 | 67.87 | 10 | VerticalCompact-BCD_1x2 | 1884 | 586 | 953 |  |  | 116.5 | 22 | 22 | 500 | EC motor | 5060 | 1 | no | no | C | D | Epoxy coated aluminum | 2025-01-02 | 8 | 4 | yes | piece | 1
GCVC PD 063.2/24-44 | GCVC PD | 063.2/24-44 | 4247232 | finoox | GCVC 063.2C/2x4-2555-2-D/4/64/2.10/3600/EXS/1/015023 | 25345 | 4 | 2 | 2555 | Axial | 195799 | 195926 | 481.75 | 55919 | 800 | VT03144U.1 | 2859 | 0.69 | D | 44.14 | 76 | 44 | VerticalCompact-BCD_2x4 | 3684 | 800 | 1761 |  |  | 469.8 | 54 | 54 | 630 | EC motor | 5060 | 2 | no | no | C | D | Epoxy coated aluminum | 2025-01-02 | 4 | 4 | yes | piece | 1
GCVC PD 063.2/13-60 | GCVC PD | 063.2/13-60 | 4251394 | finoox | GCVC 063.2C/1x3-2547-2-D/3/32/2.10/2700/AXS/1/015023 | 11199 | 3 | 1 | 2547 | Axial | 78905 | 79084 | 135.49 | 30753 | 1055 | VT03143U.1 | 3528 | 2025-01-02 | E | 59.78 | 91.29 | 12 | VerticalCompact-BCD_1x3 | 2784 | 611 | 953 |  |  | 227.8 | 35 | 35 | 630 | EC motor | 5060 | 2 | no | no | C | D | Aluminum | 2025-01-02 | 4 | 3 | yes | piece | 1
GCVC PD 063.2/21-60 | GCVC PD | 063.2/21-60 | 4247442 | finoox | GCVC 063.2D/2x1-2550-2-D/3/80/2.10/1200/AXS/1/015023 | 9913 | 1 | 2 | 2550 | Axial | 82748 | 83005 | 150.55 | 29966 | 1285 | VT03143U.1 | 3884 | 2026-03-01 | E | 60.35 | 92 | 2025-04-15 | VerticalCompact-BCD_2x1 | 1284 | 800 | 2161 |  |  | 209.9 | 35 | 35 | 630 | EC motor | 5060 | 2 | no | no | D | D | Aluminum | 2025-01-02 | 8 | 3 | yes | piece | 1
GCVC PD 063.2/22-21 | GCVC PD | 063.2/22-21 | 4247606 | finoox | GCVC 063.2D/2x2-2501-1-D/6/80/2.10/2400/AXS/1/015023 | 16405 | 2 | 2 | 2501 | Axial | 68277 | 68817 | 602.19 | 11333 | 345 | VT03145U.1 | 0.121 | 0.15 | A+ | 21.24 | 53.04 | 50.5 | VerticalCompact-BCD_2x2 | 2484 | 800 | 2161 |  |  | 383.7 | 35 | 35 | 630 | EC motor | 5060 | 1 | no | no | D | D | Aluminum | 2025-01-02 | 10 | 6 | yes | piece | 1
GCVC PD 050.2/12-43 | GCVC PD | 050.2/12-43 | 4249607 | finoox | GCVC 050.2C/1x2-2521-1-D/6/32/2.10/1800/EXS/1/015023 | 5542 | 2 | 1 | 2521 | Axial | 53916 | 54103 | 180.66 | 11099 | 1135 | VT03011U.1 | 0.718 | 1965-01-01 | C | 43.43 | 74.82 | 2025-01-15 | VerticalCompact-BCD_1x2 | 1884 | 586 | 953 |  |  | 134.5 | 28 | 28 | 500 | EC motor | 5060 | 1 | no | no | C | D | Epoxy coated aluminum | 2025-01-02 | 8 | 6 | yes | piece | 1
GCVC PD 050.2/11-30 | GCVC PD | 050.2/11-30 | 4249196 | finoox | GCVC 050.2C/1x1-2336-D-D/6/32/2.10/900/AXS/1/015023 | 2547 | 1 | 1 | 2336 | Axial | 17743 | 17917 | 90.33 | 3253 | 660 | VT01437 | 0.129 | 0.33 | B | 30.31 | 61.58 | 2025-06-07 | VerticalCompact-BCD_1x1 | 984 | 596 | 953 |  |  | 74.7 | 16 | 16 | 500 | AC motor | 50 | D | no | no | C | D | Aluminum | 2025-01-02 | 12 | 6 | yes | piece | 1
GCVC PD 050.2/13-43 | GCVC PD | 050.2/13-43 | 4250671 | finoox | GCVC 050.2D/1x3-2384-I-D/6/40/2.10/3600/EXS/1/015023 | 8953 | 3 | 1 | 2384 | Axial | 88052 | 88378 | 451.65 | 16279 | 790 | VT01435 | 1081 | 0.88 | C | 43.12 | 74.8 | 36.9 | VerticalCompact-BCD_1x3 | 3684 | 596 | 1153 |  |  | 303 | 35 | 35 | 500 | AC motor | 60 | I | no | no | D | D | Epoxy coated aluminum | 2025-01-02 | 6 | 6 | yes | piece | 1
GCVC PD 063.2/11-32 | GCVC PD | 063.2/11-32 | 4251754 | finoox | GCVC 063.2D/1x1-2414-1-D/3/40/2.10/1200/AXS/1/015023 | 4089 | 1 | 1 | 2414 | Axial | 26625 | 26645 | 75.27 | 7355 | 770 | VT03145U.1 | 0.202 | 2015-01-01 | B | 32.38 | 63.74 | 2025-06-06 | VerticalCompact-BCD_1x1 | 1284 | 615 | 1153 |  |  | 83.2 | 22 | 22 | 630 | EC motor | 5060 | 1 | no | no | D | D | Aluminum | 2025-01-02 | 10 | 3 | yes | piece | 1
GCVC PD 063.2/21-42 | GCVC PD | 063.2/21-42 | 4246629 | finoox | GCVC 063.2C/2x1-2558-2-D/4/64/2.10/900/AXS/1/015023 | 7600 | 1 | 2 | 2558 | Axial | 58199 | 58651 | 120.44 | 16798 | 950 | VT03144U.1 | 1175 | 1 | D | 42.16 | 73.67 | 2025-04-11 | VerticalCompact-BCD_2x1 | 984 | 800 | 1761 |  |  | 137.8 | 28 | 28 | 630 | EC motor | 5060 | 2 | no | no | C | D | Aluminum | 2025-01-02 | 8 | 4 | yes | piece | 1
GCVC PD 045.2/13-48 | GCVC PD | 045.2/13-48 | 4249065 | finoox | GCVC 045.2C/1x3-2530-1-D/3/32/2.10/2700/EXS/1/015023 | 6319 | 3 | 1 | 2530 | Axial | 48109 | 48002 | 135.49 | 14675 | 1200 | VT03007U.1 | 0.817 | 2025-01-01 | D | 47.66 | 79.16 | 2025-05-11 | VerticalCompact-BCD_1x3 | 2784 | 535 | 953 |  |  | 152.9 | 28 | 28 | 450 | EC motor | 5060 | 1 | no | no | C | D | Epoxy coated aluminum | 2025-01-02 | 6 | 3 | yes | piece | 1
GCVC PD 080.2/13-40 | GCVC PD | 080.2/13-40 | 4253140 | finoox | GCVC 080.2D/1x3-2543-2-D/3/40/2.10/3600/AXS/1/015023 | 11447 | 3 | 1 | 2543 | Axial | 94822 | 94773 | 225.82 | 30296 | 575 | VT03060U.1 | 1095 | 0.78 | C | 39.88 | 71.56 | 2025-03-19 | VerticalCompact-BCD_1x3 | 3684 | 613 | 1153 |  |  | 253 | 35 | 35 | 800 | EC motor | 5060 | 2 | no | no | D | D | Aluminum | 2025-01-02 | 4 | 3 | yes | piece | 1
GCVC PD 050.2/11-32 | GCVC PD | 050.2/11-32 | 4249335 | finoox | GCVC 050.2C/1x1-2515-1-D/6/32/2.10/900/EXS/1/015023 | 3214 | 1 | 1 | 2515 | Axial | 19091 | 19268 | 90.33 | 3612 | 755 | VT03011U.1 | 0.115 | 0.58 | B | 31.76 | 63.03 | 2025-06-07 | VerticalCompact-BCD_1x1 | 984 | 586 | 953 |  |  | 72.3 | 16 | 16 | 500 | EC motor | 5060 | 1 | no | no | C | D | Epoxy coated aluminum | 2025-01-02 | 12 | 6 | yes | piece | 1
GCVC PD 050.2/11-26 | GCVC PD | 050.2/11-26 | 4249314 | finoox | GCVC 050.2C/1x1-2512-1-D/6/32/2.10/900/AXS/1/015023 | 3048 | 1 | 1 | 2512 | Axial | 14976 | 15116 | 90.33 | 2660 | 565 | VT03011U.1 | 0.055 | 0.28 | A+ | 25.57 | 56.84 | 2025-06-07 | VerticalCompact-BCD_1x1 | 984 | 586 | 953 |  |  | 72.3 | 16 | 16 | 500 | EC motor | 5060 | 1 | no | no | C | D | Aluminum | 2025-01-02 | 12 | 6 | yes | piece | 1
GCVC PD 080.2/21-47 | GCVC PD | 080.2/21-47 | 4248153 | finoox | GCVC 080.2D/2x1-2537-2-D/3/80/2.10/1200/EXS/1/015023 | 9772 | 1 | 2 | 2537 | Axial | 74555 | 74723 | 150.55 | 26510 | 750 | VT03059U.2 | 1963-01-01 | 2025-05-01 | D | 46.75 | 78.41 | 2025-04-15 | VerticalCompact-BCD_2x1 | 1284 | 800 | 2161 |  |  | 200.1 | 35 | 35 | 800 | EC motor | 5060 | 2 | no | no | D | D | Epoxy coated aluminum | 2025-01-02 | 8 | 3 | yes | piece | 1
GCVC PD 080.2/11-56 | GCVC PD | 080.2/11-56 | 4252652 | finoox | GCVC 080.2D/1x1-2659-L-D/3/40/2.10/1200/EXS/1/015023 | 4145 | 1 | 1 | 2659 | Axial | 42713 | 42817 | 75.27 | 17265 | 1070 | VT01384U | 1799 | 2025-03-03 | E | 56.07 | 87.44 | 2025-01-07 | VerticalCompact-BCD_1x1 | 1284 | 641 | 1153 |  |  | 104.3 | 28 | 28 | 800 | AC motor | 60 | L | no | no | D | D | Epoxy coated aluminum | 2025-01-02 | 8 | 3 | yes | piece | 1
GCVC PD 050.2/12-34 | GCVC PD | 050.2/12-34 | 4250382 | finoox | GCVC 050.2D/1x2-2336-D-D/4/40/2.10/2400/EXS/1/015023 | 4750 | 2 | 1 | 2336 | Axial | 39322 | 39369 | 200.73 | 8055 | 660 | VT01437 | 0.243 | 0.33 | B | 33.57 | 65.09 | 2025-03-16 | VerticalCompact-BCD_1x2 | 2484 | 596 | 1153 |  |  | 170.4 | 22 | 22 | 500 | AC motor | 50 | D | no | no | D | D | Epoxy coated aluminum | 2025-01-02 | 8 | 4 | yes | piece | 1
GCVC PD 050.2/22-41 | GCVC PD | 050.2/22-41 | 4245960 | finoox | GCVC 050.2D/2x2-2332-D-D/6/80/2.10/2400/AXS/1/015023 | 10787 | 2 | 2 | 2332 | Axial | 116896 | 117544 | 602.19 | 21093 | 850 | VT01435 | 1019 | 0.74 | C | 40.88 | 72.69 | 52 | VerticalCompact-BCD_2x2 | 2484 | 800 | 2161 |  |  | 402.5 | 42 | 42 | 500 | AC motor | 50 | D | no | no | D | D | Aluminum | 2025-01-02 | 8 | 6 | yes | piece | 1
GCVC PD 050.2/13-29 | GCVC PD | 050.2/13-29 | 4249673 | finoox | GCVC 050.2C/1x3-2337-S-D/4/32/2.10/2700/AXS/1/015023 | 5158 | 3 | 1 | 2337 | Axial | 39508 | 39515 | 180.66 | 8407 | 510 | VT01437 | 0.24 | 0.16 | B | 28.54 | 60.06 | 2025-06-14 | VerticalCompact-BCD_1x3 | 2784 | 596 | 953 |  |  | 177.5 | 22 | 22 | 500 | AC motor | 50 | S | no | no | C | D | Aluminum | 2025-01-02 | 8 | 4 | yes | piece | 1
GCVC PD 050.2/22-53 | GCVC PD | 050.2/22-53 | 4245997 | finoox | GCVC 050.2D/2x2-2349-I-D/3/80/2.10/2400/EXS/1/015023 | 8465 | 2 | 2 | 2349 | Axial | 119491 | 119334 | 301.1 | 38293 | 1590 | VT03150U | 3244 | 2025-07-01 | E | 52.94 | 84.74 | 2025-04-28 | VerticalCompact-BCD_2x2 | 2484 | 800 | 2161 |  |  | 311.4 | 42 | 42 | 500 | AC motor | 60 | I | no | no | D | D | Epoxy coated aluminum | 2025-01-02 | 6 | 3 | yes | piece | 1
GCVC PD 080.2/23-52 | GCVC PD | 080.2/23-52 | 4248592 | finoox | GCVC 080.2D/2x3-2449-2-D/6/80/2.10/3600/AXS/1/015023 | 32117 | 3 | 2 | 2449 | Axial | 317447 | 318841 | 903.29 | 67944 | 770 | VT03060U.1 | 5458 | 2025-05-01 | D | 51.55 | 83.51 | 81.5 | VerticalCompact-BCD_2x3 | 3684 | 800 | 2161 |  |  | 629.4 | 64 | 64 | 800 | EC motor | 5060 | 2 | no | no | D | D | Aluminum | 2025-01-02 | 4 | 6 | yes | piece | 1
GCVC PD 063.2/23-63 | GCVC PD | 063.2/23-63 | 4247751 | finoox | GCVC 063.2D/2x3-2356-D-D/3/80/2.10/3600/EXS/1/015023 | 19086 | 3 | 2 | 2356 | Axial | 234681 | 233187 | 451.65 | 101540 | 1330 | VT01441 | 14463 | 5 | E | 63.13 | 95.09 | 43.1 | VerticalCompact-BCD_2x3 | 3684 | 800 | 2161 |  |  | 571.1 | 54 | 54 | 630 | AC motor | 50 | D | no | no | D | D | Epoxy coated aluminum | 2025-01-02 | 4 | 3 | yes | piece | 1
GCVC PD 050.2/13-36 | GCVC PD | 050.2/13-36 | 4249748 | finoox | GCVC 050.2C/1x3-2390-K-D/3/32/2.10/2700/AXS/1/015023 | 4809 | 3 | 1 | 2390 | Axial | 46259 | 46042 | 135.49 | 13050 | 760 | VT01437 | 0.521 | 0.35 | C | 36.44 | 67.95 | 2025-05-11 | VerticalCompact-BCD_1x3 | 2784 | 596 | 953 |  |  | 165.2 | 28 | 28 | 500 | AC motor | 60 | K | no | no | C | D | Aluminum | 2025-01-02 | 6 | 3 | yes | piece | 1
GCVC PD 063.2/14-21 | GCVC PD | 063.2/14-21 | 4251500 | finoox | GCVC 063.2C/1x4-2399-J-D/3/32/2.10/3600/AXS/1/015023 | 7809 | 4 | 1 | 2399 | Axial | 45224 | 45209 | 180.66 | 10726 | 290 | VT01442 | 0.288 | 0.14 | B | 20.61 | 52.23 | 2025-09-14 | VerticalCompact-BCD_1x4 | 3684 | 598 | 953 |  |  | 223 | 28 | 28 | 630 | AC motor | 60 | J | no | no | C | D | Aluminum | 2025-01-02 | 4 | 3 | yes | piece | 1
GCVC PD 063.2/21-43 | GCVC PD | 063.2/21-43 | 4247495 | finoox | GCVC 063.2D/2x1-2558-2-D/6/80/2.10/1200/EXS/1/015023 | 10645 | 1 | 2 | 2558 | Axial | 90641 | 91091 | 301.1 | 18707 | 950 | VT03144U.1 | 1089 | 1 | C | 42.53 | 74.18 | 2025-04-27 | VerticalCompact-BCD_2x1 | 1284 | 800 | 2161 |  |  | 219.7 | 35 | 35 | 630 | EC motor | 5060 | 2 | no | no | D | D | Epoxy coated aluminum | 2025-01-02 | 10 | 6 | yes | piece | 1
GCVC PD 050.2/21-51 | GCVC PD | 050.2/21-51 | 4245924 | finoox | GCVC 050.2D/2x1-2560-2-D/6/80/2.10/1200/AXS/1/015023 | 8458 | 1 | 2 | 2560 | Axial | 81727 | 82.06 | 301.1 | 15944 | 1415 | VT03013U.1 | 1234 | 2021-01-01 | D | 51.43 | 83.08 | 2025-04-27 | VerticalCompact-BCD_2x1 | 1284 | 800 | 2161 |  |  | 218.6 | 35 | 35 | 500 | EC motor | 5060 | 2 | no | no | D | D | Aluminum | 2025-01-02 | 10 | 6 | yes | piece | 1
GCVC PD 050.2/23-56 | GCVC PD | 050.2/23-56 | 4245451 | finoox | GCVC 050.2C/2x3-2560-2-D/3/64/2.10/2700/EXS/1/015023 | 16584 | 3 | 2 | 2560 | Axial | 131.92 | 132073 | 270.99 | 46464 | 1415 | VT03013U.1 | 3778 | 2021-01-01 | E | 55.81 | 87.55 | 2025-01-25 | VerticalCompact-BCD_2x3 | 2784 | 800 | 1761 |  |  | 329 | 42 | 42 | 500 | EC motor | 5060 | 2 | no | no | C | D | Epoxy coated aluminum | 2025-01-02 | 4 | 3 | yes | piece | 1
GCVC PD 050.2/11-36 | GCVC PD | 050.2/11-36 | 4250293 | finoox | GCVC 050.2D/1x1-2517-1-D/6/40/2.10/1200/EXS/1/015023 | 3937 | 1 | 1 | 2517 | Axial | 2025-02-27 | 27.41 | 150.55 | 4920 | 880 | VT03011U.1 | 0.162 | 0.84 | B | 35.57 | 66.94 | 2025-07-12 | VerticalCompact-BCD_1x1 | 1284 | 586 | 1153 |  |  | 104.1 | 22 | 22 | 500 | EC motor | 5060 | 1 | no | no | D | D | Epoxy coated aluminum | 2025-01-02 | 10 | 6 | yes | piece | 1
GCVC PD 063.2/22-21 | GCVC PD | 063.2/22-21 | 4247609 | finoox | GCVC 063.2D/2x2-2501-1-D/6/80/2.10/2400/EXS/1/015023 | 17616 | 2 | 2 | 2501 | Axial | 67868 | 68383 | 602.19 | 11333 | 345 | VT03145U.1 | 0.121 | 0.15 | A+ | 21.24 | 53.04 | 50.5 | VerticalCompact-BCD_2x2 | 2484 | 800 | 2161 |  |  | 383.7 | 35 | 35 | 630 | EC motor | 5060 | 1 | no | no | D | D | Epoxy coated aluminum | 2025-01-02 | 10 | 6 | yes | piece | 1
GCVC PD 063.2/13-60 | GCVC PD | 063.2/13-60 | 4252335 | finoox | GCVC 063.2D/1x3-2548-2-D/6/40/2.10/3600/EXS/1/015023 | 16059 | 3 | 1 | 2548 | Axial | 158985 | 159583 | 451.65 | 35349 | 1135 | VT03143U.1 | 4245 | 1937-02-01 | E | 60.38 | 92.06 | 39.4 | VerticalCompact-BCD_1x3 | 3684 | 611 | 1153 |  |  | 362 | 54 | 54 | 630 | EC motor | 5060 | 2 | no | no | D | D | Epoxy coated aluminum | 2025-01-02 | 4 | 6 | yes | piece | 1
GCVC PD 050.2/22-31 | GCVC PD | 050.2/22-31 | 4245144 | finoox | GCVC 050.2C/2x2-2512-1-D/4/64/2.10/1800/EXS/1/015023 | 9473 | 2 | 2 | 2512 | Axial | 54715 | 54884 | 240.88 | 11581 | 565 | VT03011U.1 | 0.212 | 0.28 | A+ | 31.2 | 62.83 | 2025-06-20 | VerticalCompact-BCD_2x2 | 1884 | 800 | 1761 |  |  | 224.4 | 28 | 28 | 500 | EC motor | 5060 | 1 | no | no | C | D | Epoxy coated aluminum | 2025-01-02 | 8 | 4 | yes | piece | 1
GCVC PD 045.2/11-45 | GCVC PD | 045.2/11-45 | 4248825 | finoox | GCVC 045.2C/1x1-0426-W-D/3/32/2.10/900/EXS/1/015023 | 2163 | 1 | 1 | 426 | Axial | 17866 | 17942 | 45.16 | 5512 | 1360 | VT0326U | 0.409 | 2025-02-02 | D | 44.82 | 76.07 | 2025-09-03 | VerticalCompact-BCD_1x1 | 984 | 521 | 953 |  |  | 61.2 | 16 | 16 | 450 | AC motor | 50 | W | no | no | C | D | Epoxy coated aluminum | 2025-01-02 | 8 | 3 | yes | piece | 1
GCVC PD 063.2/24-34 | GCVC PD | 063.2/24-34 | 4247054 | finoox | GCVC 063.2C/2x4-2358-D-D/3/64/2.10/3600/AXS/1/015023 | 15354 | 4 | 2 | 2358 | Axial | 113286 | 113282 | 361.32 | 29666 | 430 | VT01442 | 0.952 | 0.32 | B | 34.26 | 66.12 | 32 | VerticalCompact-BCD_2x4 | 3684 | 800 | 1761 |  |  | 423.6 | 42 | 42 | 630 | AC motor | 50 | D | no | no | C | D | Aluminum | 2025-01-02 | 4 | 3 | yes | piece | 1
GCVC PD 050.2/13-45 | GCVC PD | 050.2/13-45 | 4250679 | finoox | GCVC 050.2D/1x3-2386-K-D/4/40/2.10/3600/AXS/1/015023 | 6727 | 3 | 1 | 2386 | Axial | 84604 | 84767 | 301.1 | 18789 | 910 | VT01435 | 1178 | 0.92 | D | 44.92 | 76.6 | 2025-02-25 | VerticalCompact-BCD_1x3 | 3684 | 596 | 1153 |  |  | 259.6 | 35 | 35 | 500 | AC motor | 60 | K | no | no | D | D | Aluminum | 2025-01-02 | 4 | 4 | yes | piece | 1
GCVC PD 050.2/22-46 | GCVC PD | 050.2/22-46 | 4245084 | finoox | GCVC 050.2C/2x2-2386-K-D/4/64/2.10/1800/EXS/1/015023 | 7268 | 2 | 2 | 2386 | Axial | 85771 | 85.82 | 240.88 | 22275 | 910 | VT01435 | 1662 | 0.92 | D | 45.82 | 77.45 | 2025-07-21 | VerticalCompact-BCD_2x2 | 1884 | 800 | 1761 |  |  | 245.3 | 35 | 35 | 500 | AC motor | 60 | K | no | no | C | D | Epoxy coated aluminum | 2025-01-02 | 8 | 4 | yes | piece | 1
GCVC PD 063.2/12-36 | GCVC PD | 063.2/12-36 | 4251110 | finoox | GCVC 063.2C/1x2-2414-1-D/3/32/2.10/1800/AXS/1/015023 | 5780 | 2 | 1 | 2414 | Axial | 38361 | 38295 | 90.33 | 12403 | 770 | VT03145U.1 | 0.459 | 2015-01-01 | C | 36.16 | 67.55 | 2025-06-07 | VerticalCompact-BCD_1x2 | 1884 | 615 | 953 |  |  | 109.6 | 22 | 22 | 630 | EC motor | 5060 | 1 | no | no | C | D | Aluminum | 2025-01-02 | 8 | 3 | yes | piece | 1
GCVC PD 050.2/23-24 | GCVC PD | 050.2/23-24 | 4245336 | finoox | GCVC 050.2C/2x3-2389-J-D/6/64/2.10/2700/AXS/1/015023 | 11754 | 3 | 2 | 2389 | Axial | 74453 | 74966 | 541.97 | 12631 | 450 | VT01437 | 0.496 | 0.17 | B | 24.32 | 56.07 | 45 | VerticalCompact-BCD_2x3 | 2784 | 800 | 1761 |  |  | 392.8 | 35 | 35 | 500 | AC motor | 60 | J | no | no | C | D | Aluminum | 2025-01-02 | 8 | 6 | yes | piece | 1
GCVC PD 050.2/23-30 | GCVC PD | 050.2/23-30 | 4246301 | finoox | GCVC 050.2D/2x3-2391-L-D/4/80/2.10/3600/AXS/1/015023 | 12784 | 3 | 2 | 2391 | Axial | 101297 | 101518 | 602.19 | 19747 | 520 | VT01437 | 0.605 | 0.18 | B | 29.93 | 61.89 | 50.2 | VerticalCompact-BCD_2x3 | 3684 | 800 | 2161 |  |  | 479.5 | 35 | 35 | 500 | AC motor | 60 | L | no | no | D | D | Aluminum | 2025-01-02 | 6 | 4 | yes | piece | 1
GCVC PD 050.2/23-44 | GCVC PD | 050.2/23-44 | 4246254 | finoox | GCVC 050.2D/2x3-2355-X-D/6/80/2.10/3600/AXS/1/015023 | 16114 | 3 | 2 | 2355 | Axial | 173.39 | 174151 | 903.29 | 31441 | 810 | VT03093U | 1721 | 2025-03-01 | C | 43.73 | 75.69 | 78.2 | VerticalCompact-BCD_2x3 | 3684 | 800 | 2161 |  |  | 582.3 | 54 | 54 | 500 | AC motor | 60 | X | no | no | D | D | Aluminum | 2025-01-02 | 6 | 6 | yes | piece | 1
GCVC PD 063.2/21-63 | GCVC PD | 063.2/21-63 | 4247457 | finoox | GCVC 063.2D/2x1-2552-2-D/3/80/2.10/1200/EXS/1/015023 | 10276 | 1 | 2 | 2552 | Axial | 84321 | 84528 | 150.55 | 33622 | 1435 | VT03143U.1 | 5402 | 2025-03-04 | E | 62.73 | 94.38 | 2025-04-15 | VerticalCompact-BCD_2x1 | 1284 | 800 | 2161 |  |  | 209.9 | 35 | 35 | 630 | EC motor | 5060 | 2 | no | no | D | D | Epoxy coated aluminum | 2025-01-02 | 8 | 3 | yes | piece | 1
GCVC PD 050.2/12-37 | GCVC PD | 050.2/12-37 | 4250527 | finoox | GCVC 050.2D/1x2-2516-1-D/6/40/2.10/2400/EXS/1/015023 | 6949 | 2 | 1 | 2516 | Axial | 51333 | 51614 | 301.1 | 9117 | 820 | VT03011U.1 | 0.263 | 0.68 | A | 36.8 | 68.32 | 2025-06-24 | VerticalCompact-BCD_1x2 | 2484 | 586 | 1153 |  |  | 195.3 | 28 | 28 | 500 | EC motor | 5060 | 1 | no | no | D | D | Epoxy coated aluminum | 2025-01-02 | 8 | 6 | yes | piece | 1
GCVC PD 063.2/12-40 | GCVC PD | 063.2/12-40 | 4252129 | finoox | GCVC 063.2D/1x2-2555-2-D/3/40/2.10/2400/EXS/1/015023 | 7561 | 2 | 1 | 2555 | Axial | 56151 | 56087 | 150.55 | 17096 | 800 | VT03144U.1 | 0.611 | 0.69 | C | 40.45 | 71.98 | 2025-09-12 | VerticalCompact-BCD_1x2 | 2484 | 623 | 1153 |  |  | 162.1 | 28 | 28 | 630 | EC motor | 5060 | 2 | no | no | D | D | Epoxy coated aluminum | 2025-01-02 | 6 | 3 | yes | piece | 1
GCVC PD 050.2/11-51 | GCVC PD | 050.2/11-51 | 4250347 | finoox | GCVC 050.2D/1x1-2562-2-D/6/40/2.10/1200/EXS/1/015023 | 4443 | 1 | 1 | 2562 | Axial | 43977 | 44262 | 150.55 | 8994 | 1595 | VT03013U.1 | 0.872 | 1965-01-01 | D | 51.3 | 82.66 | 2025-01-13 | VerticalCompact-BCD_1x1 | 1284 | 607 | 1153 |  |  | 109.4 | 28 | 28 | 500 | EC motor | 5060 | 2 | no | no | D | D | Epoxy coated aluminum | 2025-01-02 | 10 | 6 | yes | piece | 1
GCVC PD 080.2/21-21 | GCVC PD | 080.2/21-21 | 4248102 | finoox | GCVC 080.2D/2x1-2492-1-D/3/80/2.10/1200/EXS/1/015023 | 7642 | 1 | 2 | 2492 | Axial | 38792 | 38804 | 150.55 | 9588 | 295 | VT03062U.1 | 0.112 | 0.3 | A+ | 20.91 | 52.56 | 2025-02-13 | VerticalCompact-BCD_2x1 | 1284 | 800 | 2161 |  |  | 174.1 | 22 | 22 | 800 | EC motor | 5060 | 1 | no | no | D | D | Epoxy coated aluminum | 2025-01-02 | 10 | 3 | yes | piece | 1
GCVC PD 063.2/23-46 | GCVC PD | 063.2/23-46 | 4247033 | finoox | GCVC 063.2C/2x3-2556-2-D/6/64/2.10/2700/EXS/1/015023 | 22108 | 3 | 2 | 2556 | Axial | 179.99 | 180454 | 541.97 | 39719 | 850 | VT03144U.1 | 2713 | 0.77 | D | 45.88 | 77.63 | 48.8 | VerticalCompact-BCD_2x3 | 2784 | 800 | 1761 |  |  | 416.2 | 54 | 54 | 630 | EC motor | 5060 | 2 | no | no | C | D | Epoxy coated aluminum | 2025-01-02 | 6 | 6 | yes | piece | 1
GCVC PD 063.2/22-23 | GCVC PD | 063.2/22-23 | 4247615 | finoox | GCVC 063.2D/2x2-2502-1-D/6/80/2.10/2400/EXS/1/015023 | 17616 | 2 | 2 | 2502 | Axial | 74751 | 75374 | 602.19 | 12679 | 385 | VT03145U.1 | 0.15 | 0.2 | A+ | 23.45 | 55.26 | 50.5 | VerticalCompact-BCD_2x2 | 2484 | 800 | 2161 |  |  | 383.7 | 35 | 35 | 630 | EC motor | 5060 | 1 | no | no | D | D | Epoxy coated aluminum | 2025-01-02 | 10 | 6 | yes | piece | 1
GCVC PD 045.2/21-48 | GCVC PD | 045.2/21-48 | 4244487 | finoox | GCVC 045.2C/2x1-2532-1-D/4/64/2.10/900/AXS/1/015023 | 4936 | 1 | 2 | 2532 | Axial | 43197 | 43476 | 120.44 | 10766 | 1350 | VT03007U.1 | 0.774 | 1965-01-01 | D | 48.39 | 79.9 | 2025-04-11 | VerticalCompact-BCD_2x1 | 984 | 800 | 1761 |  |  | 124.2 | 28 | 28 | 450 | EC motor | 5060 | 1 | no | no | C | D | Aluminum | 2025-01-02 | 8 | 4 | yes | piece | 1
GCVC PD 080.3/21-53 | GCVC PD | 080.3/21-53 | 6190993 | finoox | GCVC 080.3D/2x1-3483-K-D/4/80/2.10/1200/AXS/1/015023 | 7602 | 1 | 2 | 3483 | Axial | 109634 | 110145 | 200.73 | 34213 | 960 | VT01526 | 5261 | 4 | E | 52.79 | 84.44 | 2025-09-20 | VerticalCompact-BCD_2x1 | 1284 | 800 | 2161 |  |  | 235 | 42 | 42 | 800 | AC motor | 60 | K | no | no | D | D | Aluminum | 2025-01-02 | 8 | 4 | yes | piece | 1
GCVC PD 050.3/23-52 | GCVC PD | 050.3/23-52 | 6071658 | finoox | GCVC 050.3C/2x3-3617-X-D/4/64/2.10/2700/EXS/1/015023 | 10883 | 3 | 2 | 3617 | Axial | 156432 | 156833 | 361.32 | 43885 | 1260 | VT01524 | 5707 | 2025-04-04 | E | 52.45 | 84.19 | 34.7 | VerticalCompact-BCD_2x3 | 2784 | 800 | 1761 |  |  | 368 | 54 | 54 | 500 | AC motor | 60 | X | no | no | C | D | Epoxy coated aluminum | 2025-01-02 | 4 | 4 | yes | piece | 1
GCVC PD 050.2/22-41 | GCVC PD | 050.2/22-41 | 4245959 | finoox | GCVC 050.2D/2x2-2332-D-D/4/80/2.10/2400/AXS/1/015023 | 8689 | 2 | 2 | 2332 | Axial | 98764 | 99795 | 401.46 | 21919 | 850 | VT01435 | 0.995 | 0.74 | C | 41.25 | 73.06 | 34.8 | VerticalCompact-BCD_2x2 | 2484 | 800 | 2161 |  |  | 339.5 | 35 | 35 | 500 | AC motor | 50 | D | no | no | D | D | Aluminum | 2025-01-02 | 8 | 4 | yes | piece | 1
GCVC PD 050.2/21-50 | GCVC PD | 050.2/21-50 | 4245755 | finoox | GCVC 050.2D/2x1-2349-I-D/4/80/2.10/1200/AXS/1/015023 | 5257 | 1 | 2 | 2349 | Axial | 74768 | 75111 | 200.73 | 18806 | 1590 | VT03150U | 1645 | 2025-07-01 | D | 49.64 | 81.29 | 2025-04-19 | VerticalCompact-BCD_2x1 | 1284 | 800 | 2161 |  |  | 187.4 | 35 | 35 | 500 | AC motor | 60 | I | no | no | D | D | Aluminum | 2025-01-02 | 10 | 4 | yes | piece | 1
GCVC PD 050.2/11-40 | GCVC PD | 050.2/11-40 | 4249255 | finoox | GCVC 050.2C/1x1-2386-K-D/3/32/2.10/900/EXS/1/015023 | 2242 | 1 | 1 | 2386 | Axial | 18437 | 18527 | 45.16 | 5794 | 910 | VT01435 | 0.409 | 0.92 | D | 40.22 | 71.49 | 2025-09-03 | VerticalCompact-BCD_1x1 | 984 | 596 | 953 |  |  | 64.2 | 16 | 16 | 500 | AC motor | 60 | K | no | no | C | D | Epoxy coated aluminum | 2025-01-02 | 8 | 3 | yes | piece | 1
GCVC PD 050.2/22-39 | GCVC PD | 050.2/22-39 | 4246057 | finoox | GCVC 050.2D/2x2-2390-K-D/3/80/2.10/2400/EXS/1/015023 | 8332 | 2 | 2 | 2390 | Axial | 77.76 | 77697 | 301.1 | 19164 | 760 | VT01437 | 0.662 | 0.35 | B | 38.53 | 70.34 | 2025-09-26 | VerticalCompact-BCD_2x2 | 2484 | 800 | 2161 |  |  | 300 | 35 | 35 | 500 | AC motor | 60 | K | no | no | D | D | Epoxy coated aluminum | 2025-01-02 | 6 | 3 | yes | piece | 1
GCVC PD 063.2/24-34 | GCVC PD | 063.2/24-34 | 4247086 | finoox | GCVC 063.2C/2x4-2398-I-D/3/64/2.10/3600/AXS/1/015023 | 15354 | 4 | 2 | 2398 | Axial | 120233 | 120169 | 361.32 | 32515 | 460 | VT01442 | 1129 | 0.32 | C | 33.69 | 65.55 | 32 | VerticalCompact-BCD_2x4 | 3684 | 800 | 1761 |  |  | 423.6 | 42 | 42 | 630 | AC motor | 60 | I | no | no | C | D | Aluminum | 2025-01-02 | 4 | 3 | yes | piece | 1
GCVC PD 063.2/21-31 | GCVC PD | 063.2/21-31 | 4247325 | finoox | GCVC 063.2D/2x1-2400-K-D/3/80/2.10/1200/EXS/1/015023 | 6660 | 1 | 2 | 2400 | Axial | 41228 | 41249 | 150.55 | 10452 | 490 | VT01442 | 0.3 | 0.34 | B | 31.43 | 63.08 | 14 | VerticalCompact-BCD_2x1 | 1284 | 800 | 2161 |  |  | 171.1 | 28 | 28 | 630 | AC motor | 60 | K | no | no | D | D | Epoxy coated aluminum | 2025-01-02 | 10 | 3 | yes | piece | 1
GCVC PD 063.2/22-66 | GCVC PD | 063.2/22-66 | 4246798 | finoox | GCVC 063.2C/2x2-2551-2-D/3/64/2.10/1800/EXS/1/015023 | 16279 | 2 | 2 | 2551 | Axial | 113327 | 113445 | 180.66 | 53651 | 1360 | VT03143U.1 | 9911 | 4 | E | 66.19 | 97.82 | 2025-02-18 | VerticalCompact-BCD_2x2 | 1884 | 800 | 1761 |  |  | 302.2 | 42 | 42 | 630 | EC motor | 5060 | 2 | no | no | C | D | Epoxy coated aluminum | 2025-01-02 | 6 | 3 | yes | piece | 1
GCVC PD 063.2/23-40 | GCVC PD | 063.2/23-40 | 4247010 | finoox | GCVC 063.2C/2x3-2553-2-D/3/64/2.10/2700/AXS/1/015023 | 17563 | 3 | 2 | 2553 | Axial | 122827 | 123024 | 270.99 | 38528 | 700 | VT03144U.1 | 1415 | 0.52 | C | 40.04 | 71.79 | 2025-01-25 | VerticalCompact-BCD_2x3 | 2784 | 800 | 1761 |  |  | 331.9 | 42 | 42 | 630 | EC motor | 5060 | 2 | no | no | C | D | Aluminum | 2025-01-02 | 4 | 3 | yes | piece | 1
GCVC PD 063.2/11-29 | GCVC PD | 063.2/11-29 | 4251818 | finoox | GCVC 063.2D/1x1-2509-1-D/4/40/2.10/1200/EXS/1/015023 | 4497 | 1 | 1 | 2509 | Axial | 26758 | 26837 | 100.37 | 6008 | 655 | VT03145U.1 | 0.133 | 0.75 | A | 28.74 | 60.1 | 2025-06-08 | VerticalCompact-BCD_1x1 | 1284 | 615 | 1153 |  |  | 90.5 | 22 | 22 | 630 | EC motor | 5060 | 1 | no | no | D | D | Epoxy coated aluminum | 2025-01-02 | 10 | 4 | yes | piece | 1
GCVC PD 080.2/22-42 | GCVC PD | 080.2/22-42 | 4248351 | finoox | GCVC 080.2D/2x2-2486-1-D/6/80/2.10/2400/EXS/1/015023 | 21943 | 2 | 2 | 2486 | Axial | 157.94 | 158285 | 602.19 | 32025 | 565 | VT03061U.1 | 1463 | 1955-01-01 | C | 42.17 | 73.98 | 55.1 | VerticalCompact-BCD_2x2 | 2484 | 800 | 2161 |  |  | 417.5 | 54 | 54 | 800 | EC motor | 5060 | 1 | no | no | D | D | Epoxy coated aluminum | 2025-01-02 | 8 | 6 | yes | piece | 1
GCVC PD 063.2/23-40 | GCVC PD | 063.2/23-40 | 4246983 | finoox | GCVC 063.2C/2x3-2511-1-D/3/64/2.10/2700/EXS/1/015023 | 16384 | 3 | 2 | 2511 | Axial | 112875 | 112966 | 270.99 | 35223 | 730 | VT03145U.1 | 1191 | 1 | C | 39.51 | 71.26 | 2025-01-25 | VerticalCompact-BCD_2x3 | 2784 | 800 | 1761 |  |  | 306.7 | 42 | 42 | 630 | EC motor | 5060 | 1 | no | no | C | D | Epoxy coated aluminum | 2025-01-02 | 4 | 3 | yes | piece | 1
GCVC PD 063.2/13-22 | GCVC PD | 063.2/13-22 | 4252269 | finoox | GCVC 063.2D/1x3-2502-1-D/6/40/2.10/3600/EXS/1/015023 | 12515 | 3 | 1 | 2502 | Axial | 56322 | 56774 | 451.65 | 9509 | 385 | VT03145U.1 | 0.112 | 0.2 | A+ | 22.32 | 54.01 | 36.2 | VerticalCompact-BCD_1x3 | 3684 | 615 | 1153 |  |  | 290.1 | 28 | 28 | 630 | EC motor | 5060 | 1 | no | no | D | D | Epoxy coated aluminum | 2025-01-02 | 6 | 6 | yes | piece | 1
GCVC PD 045.2/13-45 | GCVC PD | 045.2/13-45 | 4249050 | finoox | GCVC 045.2C/1x3-2528-1-D/3/32/2.10/2700/AXS/1/015023 | 6005 | 3 | 1 | 2528 | Axial | 45703 | 45518 | 135.49 | 12795 | 1050 | VT03007U.1 | 0.559 | 0.84 | C | 44.75 | 76.25 | 2025-05-11 | VerticalCompact-BCD_1x3 | 2784 | 535 | 953 |  |  | 152.9 | 28 | 28 | 450 | EC motor | 5060 | 1 | no | no | C | D | Aluminum | 2025-01-02 | 6 | 3 | yes | piece | 1
GCVC PD 063.2/12-39 | GCVC PD | 063.2/12-39 | 4251223 | finoox | GCVC 063.2C/1x2-2554-2-D/6/32/2.10/1800/EXS/1/015023 | 7797 | 2 | 1 | 2554 | Axial | 55436 | 55648 | 180.66 | 11551 | 750 | VT03144U.1 | 0.631 | 0.6 | C | 39 | 70.4 | 2025-01-15 | VerticalCompact-BCD_1x2 | 1884 | 623 | 953 |  |  | 144.7 | 28 | 28 | 630 | EC motor | 5060 | 2 | no | no | C | D | Epoxy coated aluminum | 2025-01-02 | 8 | 6 | yes | piece | 1
GCVC PD 050.3/22-52 | GCVC PD | 050.3/22-52 | 6213743 | finoox | GCVC 050.3D/2x2-3617-X-D/3/80/2.10/2400/EXS/1/015023 | 8346 | 2 | 2 | 3617 | Axial | 111192 | 111063 | 301.1 | 33596 | 1260 | VT01524 | 3656 | 2025-04-04 | E | 52.02 | 83.83 | 2025-04-28 | VerticalCompact-BCD_2x2 | 2484 | 800 | 2161 |  |  | 316.6 | 42 | 42 | 500 | AC motor | 60 | X | no | no | D | D | Epoxy coated aluminum | 2025-01-02 | 6 | 3 | yes | piece | 1
GCVC PD 050.2/13-31 | GCVC PD | 050.2/13-31 | 4249661 | finoox | GCVC 050.2C/1x3-2333-S-D/4/32/2.10/2700/AXS/1/015023 | 5242 | 3 | 1 | 2333 | Axial | 44987 | 45234 | 180.66 | 9750 | 530 | VT01435 | 0.448 | 0.35 | C | 31.41 | 62.92 | 15 | VerticalCompact-BCD_1x3 | 2784 | 596 | 953 |  |  | 185.9 | 28 | 28 | 500 | AC motor | 50 | S | no | no | C | D | Aluminum | 2025-01-02 | 6 | 4 | yes | piece | 1
GCVC PD 050.2/21-27 | GCVC PD | 050.2/21-27 | 4244793 | finoox | GCVC 050.2C/2x1-2337-S-D/4/64/2.10/900/AXS/1/015023 | 4120 | 1 | 2 | 2337 | Axial | 26631 | 26794 | 120.44 | 5605 | 510 | VT01437 | 0.16 | 0.16 | B | 26.78 | 58.29 | 2025-07-10 | VerticalCompact-BCD_2x1 | 984 | 800 | 1761 |  |  | 131.2 | 22 | 22 | 500 | AC motor | 50 | S | no | no | C | D | Aluminum | 2025-01-02 | 12 | 4 | yes | piece | 1
GCVC PD 050.2/11-24 | GCVC PD | 050.2/11-24 | 4250146 | finoox | GCVC 050.2D/1x1-2337-S-D/6/40/2.10/1200/AXS/1/015023 | 3154 | 1 | 1 | 2337 | Axial | 18258 | 18415 | 150.55 | 3075 | 510 | VT01437 | 0.078 | 0.16 | A | 24.42 | 55.79 | 2025-04-12 | VerticalCompact-BCD_1x1 | 1284 | 596 | 1153 |  |  | 105.7 | 16 | 16 | 500 | AC motor | 50 | S | no | no | D | D | Aluminum | 2025-01-02 | 10 | 6 | yes | piece | 1
GCVC PD 063.2/12-59 | GCVC PD | 063.2/12-59 | 4251912 | finoox | GCVC 063.2D/1x2-2356-D-D/6/40/2.10/2400/AXS/1/015023 | 8291 | 2 | 1 | 2356 | Axial | 126652 | 126988 | 301.1 | 29934 | 1330 | VT01441 | 5057 | 5 | E | 59.3 | 90.83 | 2025-01-26 | VerticalCompact-BCD_1x2 | 2484 | 606 | 1153 |  |  | 244.4 | 42 | 42 | 630 | AC motor | 50 | D | no | no | D | D | Aluminum | 2025-01-02 | 6 | 6 | yes | piece | 1
GCVC PD 050.2/22-44 | GCVC PD | 050.2/22-44 | 4246015 | finoox | GCVC 050.2D/2x2-2355-X-D/3/80/2.10/2400/EXS/1/015023 | 8298 | 2 | 2 | 2355 | Axial | 87641 | 87573 | 301.1 | 22823 | 810 | VT03093U | 1128 | 2025-03-01 | C | 43.85 | 75.66 | 2025-09-26 | VerticalCompact-BCD_2x2 | 2484 | 800 | 2161 |  |  | 302.8 | 35 | 35 | 500 | AC motor | 60 | X | no | no | D | D | Epoxy coated aluminum | 2025-01-02 | 6 | 3 | yes | piece | 1
GCVC PD 080.2/12-36 | GCVC PD | 080.2/12-36 | 4252749 | finoox | GCVC 080.2D/1x2-2485-1-D/4/40/2.10/2400/AXS/1/015023 | 7954 | 2 | 1 | 2485 | Axial | 69518 | 69598 | 200.73 | 17248 | 535 | VT03061U.1 | 0.596 | 1935-01-01 | B | 35.87 | 67.4 | 2025-05-17 | VerticalCompact-BCD_1x2 | 2484 | 608 | 1153 |  |  | 181.2 | 35 | 35 | 800 | EC motor | 5060 | 1 | no | no | D | D | Aluminum | 2025-01-02 | 6 | 4 | yes | piece | 1
GCVC PD 063.2/12-30 | GCVC PD | 063.2/12-30 | 4251156 | finoox | GCVC 063.2C/1x2-2506-1-D/4/32/2.10/1800/EXS/1/015023 | 6306 | 2 | 1 | 2506 | Axial | 34.28 | 34.39 | 120.44 | 7899 | 540 | VT03145U.1 | 0.178 | 0.45 | A | 29.82 | 61.21 | 10 | VerticalCompact-BCD_1x2 | 1884 | 615 | 953 |  |  | 118.3 | 22 | 22 | 630 | EC motor | 5060 | 1 | no | no | C | D | Epoxy coated aluminum | 2025-01-02 | 8 | 4 | yes | piece | 1
GCVC PD 080.2/12-48 | GCVC PD | 080.2/12-48 | 4252838 | finoox | GCVC 080.2D/1x2-2538-2-D/3/40/2.10/2400/AXS/1/015023 | 9082 | 2 | 1 | 2538 | Axial | 80776 | 81036 | 150.55 | 28411 | 800 | VT03059U.2 | 1972 | 1989-01-01 | D | 48.24 | 79.77 | 2025-06-13 | VerticalCompact-BCD_1x2 | 2484 | 650 | 1153 |  |  | 189 | 35 | 35 | 800 | EC motor | 5060 | 2 | no | no | D | D | Aluminum | 2025-01-02 | 4 | 3 | yes | piece | 1
GCVC PD 050.2/22-54 | GCVC PD | 050.2/22-54 | 4246164 | finoox | GCVC 050.2D/2x2-2560-2-D/6/80/2.10/2400/AXS/1/015023 | 15275 | 2 | 2 | 2560 | Axial | 160.16 | 160617 | 602.19 | 31887 | 1415 | VT03013U.1 | 2468 | 2021-01-01 | D | 54.28 | 86.09 | 55.1 | VerticalCompact-BCD_2x2 | 2484 | 800 | 2161 |  |  | 407.2 | 54 | 54 | 500 | EC motor | 5060 | 2 | no | no | D | D | Aluminum | 2025-01-02 | 8 | 6 | yes | piece | 1
GCVC PD 050.2/13-56 | GCVC PD | 050.2/13-56 | 4250824 | finoox | GCVC 050.2D/1x3-2562-2-D/6/40/2.10/3600/AXS/1/015023 | 11663 | 3 | 1 | 2562 | Axial | 135017 | 135586 | 451.65 | 26983 | 1595 | VT03013U.1 | 2616 | 1965-01-01 | D | 55.75 | 87.43 | 39.2 | VerticalCompact-BCD_1x3 | 3684 | 607 | 1153 |  |  | 306.2 | 42 | 42 | 500 | EC motor | 5060 | 2 | no | no | D | D | Aluminum | 2025-01-02 | 4 | 6 | yes | piece | 1
GCVC PD 063.2/22-44 | GCVC PD | 063.2/22-44 | 4246827 | finoox | GCVC 063.2C/2x2-2556-2-D/6/64/2.10/1800/EXS/1/015023 | 15406 | 2 | 2 | 2556 | Axial | 121566 | 121998 | 361.32 | 26479 | 850 | VT03144U.1 | 1808 | 0.77 | D | 44.24 | 75.87 | 32.4 | VerticalCompact-BCD_2x2 | 1884 | 800 | 1761 |  |  | 283.1 | 42 | 42 | 630 | EC motor | 5060 | 2 | no | no | C | D | Epoxy coated aluminum | 2025-01-02 | 8 | 6 | yes | piece | 1
GCVC PD 063.2/22-26 | GCVC PD | 063.2/22-26 | 4246719 | finoox | GCVC 063.2C/2x2-2501-1-D/6/64/2.10/1800/EXS/1/015023 | 13976 | 2 | 2 | 2501 | Axial | 49.2 | 49571 | 361.32 | 8447 | 345 | VT03145U.1 | 0.13 | 0.15 | A+ | 26.38 | 58.01 | 2025-01-30 | VerticalCompact-BCD_2x2 | 1884 | 800 | 1761 |  |  | 263.1 | 28 | 28 | 630 | EC motor | 5060 | 1 | no | no | C | D | Epoxy coated aluminum | 2025-01-02 | 12 | 6 | yes | piece | 1
GCVC PD 050.2/12-31 | GCVC PD | 050.2/12-31 | 4249557 | finoox | GCVC 050.2C/1x2-2513-1-D/3/32/2.10/1800/EXS/1/015023 | 4536 | 2 | 1 | 2513 | Axial | 25916 | 25913 | 90.33 | 6715 | 630 | VT03011U.1 | 0.134 | 0.37 | A | 30.92 | 62.31 | 2025-05-07 | VerticalCompact-BCD_1x2 | 1884 | 586 | 953 |  |  | 107.3 | 18 | 18 | 500 | EC motor | 5060 | 1 | no | no | C | D | Epoxy coated aluminum | 2025-01-02 | 8 | 3 | yes | piece | 1
GCVC PD 050.3/11-46 | GCVC PD | 050.3/11-46 | 6149286 | finoox | GCVC 050.3C/1x1-3617-X-D/3/32/2.10/900/AXS/1/015023 | 2140 | 1 | 1 | 3617 | Axial | 22572 | 22.71 | 45.16 | 7617 | 1260 | VT01524 | 0.941 | 2025-04-04 | E | 45.62 | 76.89 | 4 | VerticalCompact-BCD_1x1 | 984 | 596 | 953 |  |  | 65.2 | 18 | 18 | 500 | AC motor | 60 | X | no | no | C | D | Aluminum | 2025-01-02 | 8 | 3 | yes | piece | 1
GCVC PD 050.2/13-34 | GCVC PD | 050.2/13-34 | 4250615 | finoox | GCVC 050.2D/1x3-2333-S-D/3/40/2.10/3600/EXS/1/015023 | 6421 | 3 | 1 | 2333 | Axial | 48489 | 48382 | 225.82 | 11635 | 530 | VT01435 | 0.442 | 0.35 | C | 33.79 | 65.47 | 2025-06-18 | VerticalCompact-BCD_1x3 | 3684 | 596 | 1153 |  |  | 237.2 | 28 | 28 | 500 | AC motor | 50 | S | no | no | D | D | Epoxy coated aluminum | 2025-01-02 | 6 | 3 | yes | piece | 1
GCVC PD 080.2/23-52 | GCVC PD | 080.2/23-52 | 4248595 | finoox | GCVC 080.2D/2x3-2449-2-D/6/80/2.10/3600/EXS/1/015023 | 34221 | 3 | 2 | 2449 | Axial | 309904 | 311.07 | 903.29 | 67944 | 770 | VT03060U.1 | 5458 | 2025-05-01 | D | 51.55 | 83.51 | 81.5 | VerticalCompact-BCD_2x3 | 3684 | 800 | 2161 |  |  | 629.4 | 64 | 64 | 800 | EC motor | 5060 | 2 | no | no | D | D | Epoxy coated aluminum | 2025-01-02 | 4 | 6 | yes | piece | 1
GCVC PD 050.2/13-46 | GCVC PD | 050.2/13-46 | 4244341 | finoox | GCVC 050.2B/1x3-2421-1-D/4/24/2.10/2160/AXS/1/015023 | 5919 | 3 | 1 | 2421 | Axial | 51.25 | 51334 | 108.39 | 15199 | 1150 | VT03011U.1 | 1166 | 1975-01-01 | D | 45.63 | 77.02 | 2025-02-09 | VerticalCompact-BCD_1x3a | 2244 | 586 | 753 |  |  | 123.3 | 28 | 28 | 500 | EC motor | 5060 | 1 | no | no | B | D | Aluminum | 2025-01-02 | 6 | 4 | yes | piece | 1
GCVC PD 063.2/11-61 | GCVC PD | 063.2/11-61 | 4251745 | finoox | GCVC 063.2D/1x1-2412-2-D/3/40/2.10/1200/EXS/1/015023 | 5356 | 1 | 1 | 2412 | Axial | 43259 | 43367 | 75.27 | 17727 | 1510 | VT03143U.1 | 3145 | 5 | E | 61.11 | 92.48 | 2025-01-07 | VerticalCompact-BCD_1x1 | 1284 | 611 | 1153 |  |  | 106.1 | 28 | 28 | 630 | EC motor | 5060 | 2 | no | no | D | D | Epoxy coated aluminum | 2025-01-02 | 8 | 3 | yes | piece | 1
GCVC PD 045.2/11-43 | GCVC PD | 045.2/11-43 | 4248884 | finoox | GCVC 045.2C/1x1-2530-1-D/6/32/2.10/900/AXS/1/015023 | 3076 | 1 | 1 | 2530 | Axial | 23063 | 23257 | 90.33 | 4482 | 1200 | VT03007U.1 | 0.28 | 2025-01-01 | C | 43.21 | 74.47 | 2025-07-07 | VerticalCompact-BCD_1x1 | 984 | 535 | 953 |  |  | 70.7 | 18 | 18 | 450 | EC motor | 5060 | 1 | no | no | C | D | Aluminum | 2025-01-02 | 12 | 6 | yes | piece | 1
GCVC PD 080.2/11-11 | GCVC PD | 080.2/11-11 | 4252493 | finoox | GCVC 080.2D/1x1-2488-1-D/4/40/2.10/1200/AXS/1/015023 | 4388 | 1 | 1 | 2488 | Axial | 15117 | 15187 | 100.37 | 2873 | 195 | VT03062U.1 | 0.025 | 0.12 | A+ | 1966-10-01 | 42.03 | 2025-03-08 | VerticalCompact-BCD_1x1 | 1284 | 608 | 1153 |  |  | 95.3 | 16 | 16 | 800 | EC motor | 5060 | 1 | no | no | D | D | Aluminum | 2025-01-02 | 10 | 4 | yes | piece | 1
GCVC PD 045.2/11-33 | GCVC PD | 045.2/11-33 | 4248848 | finoox | GCVC 045.2C/1x1-2524-1-D/6/32/2.10/900/AXS/1/015023 | 3066 | 1 | 1 | 2524 | Axial | 15327 | 15469 | 90.33 | 2733 | 750 | VT03007U.1 | 0.076 | 0.37 | A | 33.15 | 64.41 | 2025-06-07 | VerticalCompact-BCD_1x1 | 984 | 535 | 953 |  |  | 70.6 | 16 | 16 | 450 | EC motor | 5060 | 1 | no | no | C | D | Aluminum | 2025-01-02 | 12 | 6 | yes | piece | 1
GCVC PD 063.2/23-39 | GCVC PD | 063.2/23-39 | 4246964 | finoox | GCVC 063.2C/2x3-2508-1-D/6/64/2.10/2700/AXS/1/015023 | 18972 | 3 | 2 | 2508 | Axial | 127347 | 128168 | 541.97 | 23882 | 615 | VT03145U.1 | 0.797 | 0.65 | B | 39.41 | 71.16 | 46.3 | VerticalCompact-BCD_2x3 | 2784 | 800 | 1761 |  |  | 385.9 | 42 | 42 | 630 | EC motor | 5060 | 1 | no | no | C | D | Aluminum | 2025-01-02 | 6 | 6 | yes | piece | 1
GCVC PD 063.2/23-63 | GCVC PD | 063.2/23-63 | 4247924 | finoox | GCVC 063.2D/2x3-2548-2-D/6/80/2.10/3600/AXS/1/015023 | 31230 | 3 | 2 | 2548 | Axial | 325.97 | 327369 | 903.29 | 70697 | 1135 | VT03143U.1 | 8489 | 1937-02-01 | E | 63.11 | 95.07 | 81.5 | VerticalCompact-BCD_2x3 | 3684 | 800 | 2161 |  |  | 707.9 | 64 | 64 | 630 | EC motor | 5060 | 2 | no | no | D | D | Aluminum | 2025-01-02 | 4 | 6 | yes | piece | 1
GCVC PD 080.3/22-54 | GCVC PD | 080.3/22-54 | 6112933 | finoox | GCVC 080.3D/2x2-3485-I-D/4/80/2.10/2400/AXS/1/015023 | 16042 | 2 | 2 | 3485 | Axial | 209511 | 210477 | 401.46 | 62636 | 900 | VT01526 | 9172 | 2025-09-03 | E | 53.69 | 85.5 | 39.5 | VerticalCompact-BCD_2x2 | 2484 | 800 | 2161 |  |  | 436.7 | 54 | 54 | 800 | AC motor | 60 | I | no | no | D | D | Aluminum | 2025-01-02 | 4 | 4 | yes | piece | 1
GCVC PD 040.2/12-45 | GCVC PD | 040.2/12-45 | 4243697 | finoox | GCVC 040.2A/1x2-1734-W-D/3/20/2.10/1200/AXS/2/015023 | 1679 | 2 | 1 | 1734 | Axial | 17998 | 18 | 37.64 | 6057 | 1310 | VT0605 | 0.411 | 0.85 | D | 44.9 | 76.05 | 2025-02-03 | VerticalCompact-A_1x2 | 1260 | 288 | 507 |  |  | 33.9 | 16 | 16 | 400 | AC motor | 50 | W | no | no | A | D | Aluminum | 2025-01-02 | 10 | 3 | yes | piece | 1
GCVC PD 045.2/13-53 | GCVC PD | 045.2/13-53 | 4248996 | finoox | GCVC 045.2C/1x3-0423-X-D/3/32/2.10/2700/AXS/1/015023 | 4185 | 3 | 1 | 423 | Axial | 60717 | 60831 | 135.49 | 18908 | 1460 | VT0326U | 1978-01-01 | 3 | E | 53.11 | 84.61 | 2025-05-11 | VerticalCompact-BCD_1x3 | 2784 | 521 | 953 |  |  | 164 | 28 | 28 | 450 | AC motor | 60 | X | no | no | C | D | Aluminum | 2025-01-02 | 4 | 3 | yes | piece | 1
GCVC PD 050.2/11-44 | GCVC PD | 050.2/11-44 | 4250240 | finoox | GCVC 050.2D/1x1-2411-1-D/3/40/2.10/1200/AXS/1/015023 | 3016 | 1 | 1 | 2411 | Axial | 26.86 | 26879 | 75.27 | 7454 | 1260 | VT03011U.1 | 0.429 | 2025-02-02 | D | 43.89 | 75.26 | 2025-06-06 | VerticalCompact-BCD_1x1 | 1284 | 586 | 1153 |  |  | 82.3 | 22 | 22 | 500 | EC motor | 5060 | 1 | no | no | D | D | Aluminum | 2025-01-02 | 10 | 3 | yes | piece | 1
GCVC PD 063.2/21-45 | GCVC PD | 063.2/21-45 | 4247343 | finoox | GCVC 063.2D/2x1-2413-2-D/3/80/2.10/1200/EXS/1/015023 | 8527 | 1 | 2 | 2413 | Axial | 65242 | 65204 | 150.55 | 21504 | 1000 | VT03144U.1 | 1165 | 2025-01-01 | D | 45.32 | 76.97 | 2025-03-15 | VerticalCompact-BCD_2x1 | 1284 | 800 | 2161 |  |  | 173.9 | 35 | 35 | 630 | EC motor | 5060 | 2 | no | no | D | D | Epoxy coated aluminum | 2025-01-02 | 10 | 3 | yes | piece | 1
GCVC PD 045.2/13-43 | GCVC PD | 045.2/13-43 | 4249047 | finoox | GCVC 045.2C/1x3-2527-1-D/3/32/2.10/2700/EXS/1/015023 | 6319 | 3 | 1 | 2527 | Axial | 42606 | 42421 | 135.49 | 11858 | 975 | VT03007U.1 | 0.454 | 0.68 | C | 43.13 | 74.63 | 2025-05-11 | VerticalCompact-BCD_1x3 | 2784 | 535 | 953 |  |  | 152.9 | 28 | 28 | 450 | EC motor | 5060 | 1 | no | no | C | D | Epoxy coated aluminum | 2025-01-02 | 6 | 3 | yes | piece | 1
GCVC PD 063.2/12-36 | GCVC PD | 063.2/12-36 | 4251215 | finoox | GCVC 063.2C/1x2-2553-2-D/3/32/2.10/1800/EXS/1/015023 | 6557 | 2 | 1 | 2553 | Axial | 37957 | 37872 | 90.33 | 12843 | 700 | VT03144U.1 | 0.472 | 0.52 | C | 35.62 | 67.01 | 2025-06-07 | VerticalCompact-BCD_1x2 | 1884 | 623 | 953 |  |  | 118 | 22 | 22 | 630 | EC motor | 5060 | 2 | no | no | C | D | Epoxy coated aluminum | 2025-01-02 | 8 | 3 | yes | piece | 1
GCVC PD 063.2/22-47 | GCVC PD | 063.2/22-47 | 4247736 | finoox | GCVC 063.2D/2x2-2558-2-D/3/80/2.10/2400/AXS/1/015023 | 14208 | 2 | 2 | 2558 | Axial | 127031 | 126903 | 301.1 | 40800 | 950 | VT03144U.1 | 2007 | 1 | D | 47.03 | 78.83 | 2025-04-28 | VerticalCompact-BCD_2x2 | 2484 | 800 | 2161 |  |  | 313.6 | 42 | 42 | 630 | EC motor | 5060 | 2 | no | no | D | D | Aluminum | 2025-01-02 | 6 | 3 | yes | piece | 1
GCVC PD 063.2/12-35 | GCVC PD | 063.2/12-35 | 4251185 | finoox | GCVC 063.2C/1x2-2511-1-D/3/32/2.10/1800/EXS/1/015023 | 5991 | 2 | 1 | 2511 | Axial | 36233 | 36165 | 90.33 | 11741 | 730 | VT03145U.1 | 0.397 | 1 | C | 35.09 | 66.48 | 2025-06-07 | VerticalCompact-BCD_1x2 | 1884 | 615 | 953 |  |  | 109.6 | 22 | 22 | 630 | EC motor | 5060 | 1 | no | no | C | D | Epoxy coated aluminum | 2025-01-02 | 8 | 3 | yes | piece | 1
GCVC PD 080.2/11-45 | GCVC PD | 080.2/11-45 | 4252554 | finoox | GCVC 080.2D/1x1-2536-2-D/6/40/2.10/1200/AXS/1/015023 | 6193 | 1 | 1 | 2536 | Axial | 48.42 | 48719 | 150.55 | 9957 | 700 | VT03059U.2 | 0.691 | 2025-04-01 | D | 45.35 | 76.72 | 2025-01-13 | VerticalCompact-BCD_1x1 | 1284 | 650 | 1153 |  |  | 123 | 28 | 28 | 800 | EC motor | 5060 | 2 | no | no | D | D | Aluminum | 2025-01-02 | 10 | 6 | yes | piece | 1
GCVC PD 045.2/23-52 | GCVC PD | 045.2/23-52 | 4244596 | finoox | GCVC 045.2C/2x3-0426-W-D/6/64/2.10/2700/AXS/1/015023 | 9816 | 3 | 2 | 426 | Axial | 153908 | 154.86 | 541.97 | 30602 | 1360 | VT0326U | 2025-06-02 | 2025-02-02 | D | 51.66 | 83.41 | 46.3 | VerticalCompact-BCD_2x3 | 2784 | 800 | 1761 |  |  | 392.8 | 42 | 42 | 450 | AC motor | 50 | W | no | no | C | D | Aluminum | 2025-01-02 | 6 | 6 | yes | piece | 1
GCVC PD 050.2/22-33 | GCVC PD | 050.2/22-33 | 4245016 | finoox | GCVC 050.2C/2x2-2333-S-D/3/64/2.10/1800/AXS/1/015023 | 6298 | 2 | 2 | 2333 | Axial | 53607 | 53509 | 180.66 | 13681 | 530 | VT01435 | 0.596 | 0.35 | C | 32.96 | 64.59 | 2025-09-15 | VerticalCompact-BCD_2x2 | 1884 | 800 | 1761 |  |  | 226.9 | 28 | 28 | 500 | AC motor | 50 | S | no | no | C | D | Aluminum | 2025-01-02 | 8 | 3 | yes | piece | 1
GCVC PD 050.2/22-29 | GCVC PD | 050.2/22-29 | 4245033 | finoox | GCVC 050.2C/2x2-2337-S-D/6/64/2.10/1800/EXS/1/015023 | 8621 | 2 | 2 | 2337 | Axial | 57784 | 58184 | 361.32 | 10136 | 510 | VT01437 | 0.325 | 0.16 | B | 29.34 | 60.97 | 2025-01-30 | VerticalCompact-BCD_2x2 | 1884 | 800 | 1761 |  |  | 269.4 | 28 | 28 | 500 | AC motor | 50 | S | no | no | C | D | Epoxy coated aluminum | 2025-01-02 | 8 | 6 | yes | piece | 1
GCVC PD 050.2/11-33 | GCVC PD | 050.2/11-33 | 4249233 | finoox | GCVC 050.2C/1x1-2354-W-D/6/32/2.10/900/EXS/1/015023 | 2703 | 1 | 1 | 2354 | Axial | 21384 | 21582 | 90.33 | 4162 | 865 | VT03093U | 0.218 | 0.97 | C | 33.45 | 64.72 | 2025-07-07 | VerticalCompact-BCD_1x1 | 984 | 569 | 953 |  |  | 75.5 | 18 | 18 | 500 | AC motor | 50 | W | no | no | C | D | Epoxy coated aluminum | 2025-01-02 | 12 | 6 | yes | piece | 1
GCVC PD 050.2/12-38 | GCVC PD | 050.2/12-38 | 4250419 | finoox | GCVC 050.2D/1x2-2354-W-D/6/40/2.10/2400/EXS/1/015023 | 5882 | 2 | 1 | 2354 | Axial | 55459 | 55738 | 301.1 | 10022 | 865 | VT03093U | 0.409 | 0.97 | B | 38.08 | 69.6 | 2025-06-24 | VerticalCompact-BCD_1x2 | 2484 | 569 | 1153 |  |  | 201.5 | 28 | 28 | 500 | AC motor | 50 | W | no | no | D | D | Epoxy coated aluminum | 2025-01-02 | 8 | 6 | yes | piece | 1
GCVC PD 050.2/11-43 | GCVC PD | 050.2/11-43 | 4250242 | finoox | GCVC 050.2D/1x1-2411-1-D/6/40/2.10/1200/AXS/1/015023 | 3685 | 1 | 1 | 2411 | Axial | 37276 | 37563 | 150.55 | 7099 | 1260 | VT03011U.1 | 0.448 | 2025-02-02 | C | 43.41 | 74.77 | 2025-07-12 | VerticalCompact-BCD_1x1 | 1284 | 586 | 1153 |  |  | 104.1 | 22 | 22 | 500 | EC motor | 5060 | 1 | no | no | D | D | Aluminum | 2025-01-02 | 10 | 6 | yes | piece | 1
GCVC PD 063.2/11-42 | GCVC PD | 063.2/11-42 | 4251749 | finoox | GCVC 063.2D/1x1-2413-2-D/4/40/2.10/1200/AXS/1/015023 | 4567 | 1 | 1 | 2413 | Axial | 40082 | 40277 | 100.37 | 10471 | 1000 | VT03144U.1 | 0.599 | 2025-01-01 | D | 41.98 | 73.35 | 2025-06-08 | VerticalCompact-BCD_1x1 | 1284 | 623 | 1153 |  |  | 94.7 | 22 | 22 | 630 | EC motor | 5060 | 2 | no | no | D | D | Aluminum | 2025-01-02 | 10 | 4 | yes | piece | 1
GCVC PD 050.2/23-40 | GCVC PD | 050.2/23-40 | 4246297 | finoox | GCVC 050.2D/2x3-2390-K-D/3/80/2.10/3600/EXS/1/015023 | 12281 | 3 | 2 | 2390 | Axial | 116751 | 116654 | 451.65 | 28745 | 760 | VT01437 | 0.993 | 0.35 | B | 40.14 | 72.1 | 40 | VerticalCompact-BCD_2x3 | 3684 | 800 | 2161 |  |  | 438.4 | 42 | 42 | 500 | AC motor | 60 | K | no | no | D | D | Epoxy coated aluminum | 2025-01-02 | 4 | 3 | yes | piece | 1
GCVC PD 050.2/21-48 | GCVC PD | 050.2/21-48 | 4244800 | finoox | GCVC 050.2C/2x1-2347-D-D/6/64/2.10/900/AXS/1/015023 | 4992 | 1 | 2 | 2347 | Axial | 64036 | 64666 | 180.66 | 13859 | 1390 | VT03150U | 1943-01-01 | 1941-01-01 | D | 48.02 | 79.53 | 2025-03-16 | VerticalCompact-BCD_2x1 | 984 | 800 | 1761 |  |  | 154.5 | 28 | 28 | 500 | AC motor | 50 | D | no | no | C | D | Aluminum | 2025-01-02 | 8 | 6 | yes | piece | 1
GCVC PD 045.2/21-41 | GCVC PD | 045.2/21-41 | 4244460 | finoox | GCVC 045.2C/2x1-2527-1-D/4/64/2.10/900/EXS/1/015023 | 5116 | 1 | 2 | 2527 | Axial | 33242 | 33394 | 120.44 | 7691 | 975 | VT03007U.1 | 0.306 | 0.68 | C | 41.32 | 72.83 | 2025-07-10 | VerticalCompact-BCD_2x1 | 984 | 800 | 1761 |  |  | 123 | 22 | 22 | 450 | EC motor | 5060 | 1 | no | no | C | D | Epoxy coated aluminum | 2025-01-02 | 12 | 4 | yes | piece | 1
GCVC PD 045.2/12-33 | GCVC PD | 045.2/12-33 | 4248930 | finoox | GCVC 045.2C/1x2-2523-1-D/3/32/2.10/1800/AXS/1/015023 | 4392 | 2 | 1 | 2523 | Axial | 22711 | 22706 | 90.33 | 5415 | 675 | VT03007U.1 | 0.115 | 0.3 | A | 33.48 | 64.86 | 2025-05-07 | VerticalCompact-BCD_1x2 | 1884 | 535 | 953 |  |  | 103.9 | 18 | 18 | 450 | EC motor | 5060 | 1 | no | no | C | D | Aluminum | 2025-01-02 | 8 | 3 | yes | piece | 1
GCVC PD 063.2/22-37 | GCVC PD | 063.2/22-37 | 4246766 | finoox | GCVC 063.2C/2x2-2509-1-D/4/64/2.10/1800/EXS/1/015023 | 12329 | 2 | 2 | 2509 | Axial | 78.92 | 78978 | 240.88 | 19493 | 655 | VT03145U.1 | 0.601 | 0.75 | B | 36.54 | 68.17 | 2025-07-21 | VerticalCompact-BCD_2x2 | 1884 | 800 | 1761 |  |  | 228.7 | 35 | 35 | 630 | EC motor | 5060 | 1 | no | no | C | D | Epoxy coated aluminum | 2025-01-02 | 8 | 4 | yes | piece | 1
GCVC PD 063.2/24-71 | GCVC PD | 063.2/24-71 | 4247215 | finoox | GCVC 063.2C/2x4-2552-2-D/4/64/2.10/3600/EXS/1/015023 | 32487 | 4 | 2 | 2552 | Axial | 264805 | 262745 | 481.75 | 106573 | 1435 | VT03143U.1 | 23562 | 2025-03-04 | E | 70.78 | 102.64 | 46.7 | VerticalCompact-BCD_2x4 | 3684 | 800 | 1761 |  |  | 618.4 | 64 | 64 | 630 | EC motor | 5060 | 2 | no | no | C | D | Epoxy coated aluminum | 2025-01-02 | 4 | 4 | yes | piece | 1
GCVC PD 050.2/11-29 | GCVC PD | 050.2/11-29 | 4250268 | finoox | GCVC 050.2D/1x1-2513-1-D/4/40/2.10/1200/EXS/1/015023 | 3316 | 1 | 1 | 2513 | Axial | 18081 | 18148 | 100.37 | 3620 | 630 | VT03011U.1 | 0.064 | 0.37 | A+ | 28.54 | 59.9 | 2025-03-08 | VerticalCompact-BCD_1x1 | 1284 | 586 | 1153 |  |  | 88.8 | 16 | 16 | 500 | EC motor | 5060 | 1 | no | no | D | D | Epoxy coated aluminum | 2025-01-02 | 10 | 4 | yes | piece | 1
GCVC PD 080.2/12-30 | GCVC PD | 080.2/12-30 | 4252807 | finoox | GCVC 080.2D/1x2-2498-1-D/4/40/2.10/2400/AXS/1/015023 | 7459 | 2 | 1 | 2498 | Axial | 60255 | 60295 | 200.73 | 13869 | 440 | VT03062U.1 | 0.335 | 0.85 | A | 30.18 | 61.71 | 2025-08-16 | VerticalCompact-BCD_1x2 | 2484 | 608 | 1153 |  |  | 179.4 | 28 | 28 | 800 | EC motor | 5060 | 1 | no | no | D | D | Aluminum | 2025-01-02 | 6 | 4 | yes | piece | 1
GCVC PD 050.2/22-36 | GCVC PD | 050.2/22-36 | 4246106 | finoox | GCVC 050.2D/2x2-2514-1-D/4/80/2.10/2400/EXS/1/015023 | 11625 | 2 | 2 | 2514 | Axial | 78094 | 78186 | 401.46 | 15960 | 695 | VT03011U.1 | 0.326 | 0.47 | A | 36.21 | 68.01 | 34.8 | VerticalCompact-BCD_2x2 | 2484 | 800 | 2161 |  |  | 319.5 | 35 | 35 | 500 | EC motor | 5060 | 1 | no | no | D | D | Epoxy coated aluminum | 2025-01-02 | 8 | 4 | yes | piece | 1
GCVC PD 045.2/13-45 | GCVC PD | 045.2/13-45 | 4249054 | finoox | GCVC 045.2C/1x3-2528-1-D/4/32/2.10/2700/EXS/1/015023 | 6757 | 3 | 1 | 2528 | Axial | 52607 | 52609 | 180.66 | 12456 | 1050 | VT03007U.1 | 0.565 | 0.84 | C | 44.7 | 76.2 | 15 | VerticalCompact-BCD_1x3 | 2784 | 535 | 953 |  |  | 165.8 | 28 | 28 | 450 | EC motor | 5060 | 1 | no | no | C | D | Epoxy coated aluminum | 2025-01-02 | 6 | 4 | yes | piece | 1
GCVC PD 080.3/13-53 | GCVC PD | 080.3/13-53 | 6061950 | finoox | GCVC 080.3D/1x3-3560-2-D/6/40/2.10/3600/AXS/1/015023 | 16499 | 3 | 1 | 3560 | Axial | 203235 | 203768 | 451.65 | 50435 | 990 | VT01445U.3 | 6358 | 2025-01-03 | E | 53.32 | 85 | 39.4 | VerticalCompact-BCD_1x3 | 3684 | 620 | 1153 |  |  | 375.6 | 54 | 54 | 800 | EC motor | 5060 | 2 | no | no | D | D | Aluminum | 2025-01-02 | 4 | 6 | yes | piece | 1
GCVC PD 045.2/11-49 | GCVC PD | 045.2/11-49 | 4248816 | finoox | GCVC 045.2C/1x1-0423-X-D/3/32/2.10/900/AXS/1/015023 | 2064 | 1 | 1 | 423 | Axial | 20083 | 20194 | 45.16 | 6303 | 1460 | VT0326U | 0.593 | 3 | E | 48.58 | 79.84 | 4 | VerticalCompact-BCD_1x1 | 984 | 521 | 953 |  |  | 61.3 | 18 | 18 | 450 | AC motor | 60 | X | no | no | C | D | Aluminum | 2025-01-02 | 8 | 3 | yes | piece | 1
GCVC PD 045.2/14-54 | GCVC PD | 045.2/14-54 | 4249090 | finoox | GCVC 045.2C/1x4-0423-X-D/4/32/2.10/3600/EXS/1/015023 | 6131 | 4 | 1 | 423 | Axial | 91028 | 91104 | 240.88 | 24538 | 1460 | VT0326U | 2413 | 3 | E | 54.04 | 85.65 | 2025-02-20 | VerticalCompact-BCD_1x4 | 3684 | 521 | 953 |  |  | 231.8 | 35 | 35 | 450 | AC motor | 60 | X | no | no | C | D | Epoxy coated aluminum | 2025-01-02 | 4 | 4 | yes | piece | 1
GCVC PD 050.2/14-41 | GCVC PD | 050.2/14-41 | 4249891 | finoox | GCVC 050.2C/1x4-2332-D-D/4/32/2.10/3600/AXS/1/015023 | 6595 | 4 | 1 | 2332 | Axial | 81222 | 81349 | 240.88 | 19603 | 850 | VT01435 | 1057 | 0.74 | C | 40.64 | 72.27 | 2025-02-20 | VerticalCompact-BCD_1x4 | 3684 | 596 | 953 |  |  | 242.6 | 35 | 35 | 500 | AC motor | 50 | D | no | no | C | D | Aluminum | 2025-01-02 | 4 | 4 | yes | piece | 1
GCVC PD 063.2/23-32 | GCVC PD | 063.2/23-32 | 4247760 | finoox | GCVC 063.2D/2x3-2358-D-D/3/80/2.10/3600/AXS/1/015023 | 14766 | 3 | 2 | 2358 | Axial | 112936 | 112902 | 451.65 | 26775 | 430 | VT01442 | 0.676 | 0.32 | B | 32.4 | 64.36 | 40 | VerticalCompact-BCD_2x3 | 3684 | 800 | 2161 |  |  | 449.8 | 42 | 42 | 630 | AC motor | 50 | D | no | no | D | D | Aluminum | 2025-01-02 | 4 | 3 | yes | piece | 1
GCVC PD 063.2/23-32 | GCVC PD | 063.2/23-32 | 4247764 | finoox | GCVC 063.2D/2x3-2358-D-D/4/80/2.10/3600/EXS/1/015023 | 17661 | 3 | 2 | 2358 | Axial | 122478 | 122503 | 602.19 | 25819 | 430 | VT01442 | 0.685 | 0.32 | A | 32.42 | 64.38 | 51.6 | VerticalCompact-BCD_2x3 | 3684 | 800 | 2161 |  |  | 493.5 | 42 | 42 | 630 | AC motor | 50 | D | no | no | D | D | Epoxy coated aluminum | 2025-01-02 | 6 | 4 | yes | piece | 1
GCVC PD 050.2/22-44 | GCVC PD | 050.2/22-44 | 4245071 | finoox | GCVC 050.2C/2x2-2384-I-D/3/64/2.10/1800/EXS/1/015023 | 6637 | 2 | 2 | 2384 | Axial | 67849 | 67745 | 180.66 | 20815 | 790 | VT01435 | 1946-01-01 | 0.88 | D | 44.22 | 75.85 | 2025-09-16 | VerticalCompact-BCD_2x2 | 1884 | 800 | 1761 |  |  | 227.9 | 35 | 35 | 500 | AC motor | 60 | I | no | no | C | D | Epoxy coated aluminum | 2025-01-02 | 8 | 3 | yes | piece | 1
GCVC PD 063.2/12-43 | GCVC PD | 063.2/12-43 | 4251105 | finoox | GCVC 063.2C/1x2-2413-2-D/4/32/2.10/1800/AXS/1/015023 | 6669 | 2 | 1 | 2413 | Axial | 59965 | 60166 | 120.44 | 17744 | 1000 | VT03144U.1 | 1364 | 2025-01-01 | D | 43.37 | 74.77 | 2025-04-10 | VerticalCompact-BCD_1x2 | 1884 | 623 | 953 |  |  | 127.3 | 28 | 28 | 630 | EC motor | 5060 | 2 | no | no | C | D | Aluminum | 2025-01-02 | 6 | 4 | yes | piece | 1
GCVC PD 050.2/23-53 | GCVC PD | 050.2/23-53 | 4246227 | finoox | GCVC 050.2D/2x3-2347-D-D/6/80/2.10/3600/EXS/1/015023 | 18057 | 3 | 2 | 2347 | Axial | 244546 | 245917 | 903.29 | 48562 | 1390 | VT03150U | 3974 | 1941-01-01 | D | 52.92 | 84.88 | 78.2 | VerticalCompact-BCD_2x3 | 3684 | 800 | 2161 |  |  | 591.3 | 54 | 54 | 500 | AC motor | 50 | D | no | no | D | D | Epoxy coated aluminum | 2025-01-02 | 4 | 6 | yes | piece | 1
GCVC PD 050.2/12-45 | GCVC PD | 050.2/12-45 | 4250401 | finoox | GCVC 050.2D/1x2-2348-S-D/6/40/2.10/2400/EXS/1/015023 | 5977 | 2 | 1 | 2348 | Axial | 72421 | 72667 | 301.1 | 14175 | 1180 | VT03150U | 1036 | 0.9 | D | 44.52 | 76.04 | 2025-03-25 | VerticalCompact-BCD_1x2 | 2484 | 569 | 1153 |  |  | 205.2 | 35 | 35 | 500 | AC motor | 50 | S | no | no | D | D | Epoxy coated aluminum | 2025-01-02 | 8 | 6 | yes | piece | 1
GCVC PD 063.2/23-33 | GCVC PD | 063.2/23-33 | 4246884 | finoox | GCVC 063.2C/2x3-2398-I-D/4/64/2.10/2700/EXS/1/015023 | 13753 | 3 | 2 | 2398 | Axial | 98549 | 98604 | 361.32 | 22602 | 460 | VT01442 | 0.86 | 0.32 | B | 32.51 | 64.26 | 2025-09-30 | VerticalCompact-BCD_2x3 | 2784 | 800 | 1761 |  |  | 351 | 35 | 35 | 630 | AC motor | 60 | I | no | no | C | D | Epoxy coated aluminum | 2025-01-02 | 6 | 4 | yes | piece | 1
GCVC PD 063.2/23-35 | GCVC PD | 063.2/23-35 | 4246893 | finoox | GCVC 063.2C/2x3-2400-K-D/4/64/2.10/2700/EXS/1/015023 | 13753 | 3 | 2 | 2400 | Axial | 103351 | 103423 | 361.32 | 24221 | 490 | VT01442 | 0.987 | 0.34 | C | 34.77 | 66.52 | 2025-09-30 | VerticalCompact-BCD_2x3 | 2784 | 800 | 1761 |  |  | 351 | 35 | 35 | 630 | AC motor | 60 | K | no | no | C | D | Epoxy coated aluminum | 2025-01-02 | 6 | 4 | yes | piece | 1
GCVC PD 045.2/12-41 | GCVC PD | 045.2/12-41 | 4248955 | finoox | GCVC 045.2C/1x2-2527-1-D/4/32/2.10/1800/AXS/1/015023 | 4609 | 2 | 1 | 2527 | Axial | 34.29 | 34427 | 120.44 | 7691 | 975 | VT03007U.1 | 0.306 | 0.68 | C | 41.45 | 72.83 | 10 | VerticalCompact-BCD_1x2 | 1884 | 535 | 953 |  |  | 113.1 | 22 | 22 | 450 | EC motor | 5060 | 1 | no | no | C | D | Aluminum | 2025-01-02 | 8 | 4 | yes | piece | 1
GCVC PD 050.2/24-55 | GCVC PD | 050.2/24-55 | 4245680 | finoox | GCVC 050.2C/2x4-2559-2-D/6/64/2.10/3600/AXS/1/015023 | 24581 | 4 | 2 | 2559 | Axial | 246937 | 248034 | 722.63 | 52152 | 1330 | VT03013U.1 | 4386 | 2025-08-01 | D | 55.29 | 87.15 | 62.7 | VerticalCompact-BCD_2x4 | 3684 | 800 | 1761 |  |  | 536.7 | 54 | 54 | 500 | EC motor | 5060 | 2 | no | no | C | D | Aluminum | 2025-01-02 | 4 | 6 | yes | piece | 1
GCVC PD 050.2/21-50 | GCVC PD | 050.2/21-50 | 4245920 | finoox | GCVC 050.2D/2x1-2559-2-D/4/80/2.10/1200/EXS/1/015023 | 7711 | 1 | 2 | 2559 | Axial | 63.84 | 63992 | 200.73 | 15403 | 1330 | VT03013U.1 | 0.995 | 2025-08-01 | D | 50.46 | 82.11 | 2025-01-18 | VerticalCompact-BCD_2x1 | 1284 | 800 | 2161 |  |  | 186.2 | 28 | 28 | 500 | EC motor | 5060 | 2 | no | no | D | D | Epoxy coated aluminum | 2025-01-02 | 10 | 4 | yes | piece | 1
GCVC PD 063.2/23-47 | GCVC PD | 063.2/23-47 | 4247044 | finoox | GCVC 063.2C/2x3-2558-2-D/4/64/2.10/2700/EXS/1/015023 | 19654 | 3 | 2 | 2558 | Axial | 169645 | 170028 | 361.32 | 50395 | 950 | VT03144U.1 | 3524 | 1 | D | 46.69 | 78.44 | 34.7 | VerticalCompact-BCD_2x3 | 2784 | 800 | 1761 |  |  | 363.1 | 54 | 54 | 630 | EC motor | 5060 | 2 | no | no | C | D | Epoxy coated aluminum | 2025-01-02 | 4 | 4 | yes | piece | 1
GCVC PD 063.2/23-37 | GCVC PD | 063.2/23-37 | 4246968 | finoox | GCVC 063.2C/2x3-2509-1-D/3/64/2.10/2700/AXS/1/015023 | 15692 | 3 | 2 | 2509 | Axial | 101962 | 101766 | 270.99 | 31271 | 655 | VT03145U.1 | 0.874 | 0.75 | B | 37.19 | 68.94 | 2025-01-25 | VerticalCompact-BCD_2x3 | 2784 | 800 | 1761 |  |  | 306.7 | 42 | 42 | 630 | EC motor | 5060 | 1 | no | no | C | D | Aluminum | 2025-01-02 | 6 | 3 | yes | piece | 1
GCVC PD 050.2/11-32 | GCVC PD | 050.2/11-32 | 4249333 | finoox | GCVC 050.2C/1x1-2515-1-D/3/32/2.10/900/EXS/1/015023 | 2743 | 1 | 1 | 2515 | Axial | 14592 | 14648 | 45.16 | 4057 | 755 | VT03011U.1 | 0.108 | 0.58 | B | 32.03 | 63.3 | 2025-09-03 | VerticalCompact-BCD_1x1 | 984 | 586 | 953 |  |  | 59.3 | 16 | 16 | 500 | EC motor | 5060 | 1 | no | no | C | D | Epoxy coated aluminum | 2025-01-02 | 8 | 3 | yes | piece | 1
GCVC PD 045.2/24-53 | GCVC PD | 045.2/24-53 | 4244751 | finoox | GCVC 045.2C/2x4-2531-1-D/4/64/2.10/3600/AXS/1/015023 | 15376 | 4 | 2 | 2531 | Axial | 166154 | 166416 | 481.75 | 40598 | 1275 | VT03007U.1 | 2624 | 2025-04-01 | D | 52.82 | 84.68 | 44 | VerticalCompact-BCD_2x4 | 3684 | 800 | 1761 |  |  | 415.3 | 54 | 54 | 450 | EC motor | 5060 | 1 | no | no | C | D | Aluminum | 2025-01-02 | 4 | 4 | yes | piece | 1
GCVC PD 050.2/11-40 | GCVC PD | 050.2/11-40 | 4250309 | finoox | GCVC 050.2D/1x1-2520-1-D/3/40/2.10/1200/EXS/1/015023 | 3160 | 1 | 1 | 2520 | Axial | 23485 | 23495 | 75.27 | 6319 | 1070 | VT03011U.1 | 0.268 | 2025-04-01 | C | 40.34 | 71.7 | 2025-04-06 | VerticalCompact-BCD_1x1 | 1284 | 586 | 1153 |  |  | 81.7 | 18 | 18 | 500 | EC motor | 5060 | 1 | no | no | D | D | Epoxy coated aluminum | 2025-01-02 | 10 | 3 | yes | piece | 1
GCVC PD 050.2/11-53 | GCVC PD | 050.2/11-53 | 4250349 | finoox | GCVC 050.2D/1x1-2563-2-D/4/40/2.10/1200/AXS/1/015023 | 3627 | 1 | 1 | 2563 | Axial | 38396 | 38572 | 100.37 | 9794 | 1680 | VT03013U.1 | 0.997 | 1975-01-01 | E | 52.94 | 84.3 | 2025-06-08 | VerticalCompact-BCD_1x1 | 1284 | 607 | 1153 |  |  | 94.2 | 22 | 22 | 500 | EC motor | 5060 | 2 | no | no | D | D | Aluminum | 2025-01-02 | 10 | 4 | yes | piece | 1
GCVC PD 063.2/22-38 | GCVC PD | 063.2/22-38 | 4246758 | finoox | GCVC 063.2C/2x2-2508-1-D/6/64/2.10/1800/AXS/1/015023 | 13309 | 2 | 2 | 2508 | Axial | 84984 | 85576 | 361.32 | 15921 | 615 | VT03145U.1 | 0.531 | 0.65 | B | 37.77 | 69.4 | 31.2 | VerticalCompact-BCD_2x2 | 1884 | 800 | 1761 |  |  | 264.1 | 35 | 35 | 630 | EC motor | 5060 | 1 | no | no | C | D | Aluminum | 2025-01-02 | 8 | 6 | yes | piece | 1
GCVC PD 050.2/23-46 | GCVC PD | 050.2/23-46 | 4246377 | finoox | GCVC 050.2D/2x3-2519-1-D/6/80/2.10/3600/EXS/1/015023 | 21339 | 3 | 2 | 2519 | Axial | 181486 | 182115 | 903.29 | 33868 | 1010 | VT03011U.1 | 1412 | 2015-01-01 | B | 45.69 | 77.65 | 78.2 | VerticalCompact-BCD_2x3 | 3684 | 800 | 2161 |  |  | 563.7 | 54 | 54 | 500 | EC motor | 5060 | 1 | no | no | D | D | Epoxy coated aluminum | 2025-01-02 | 6 | 6 | yes | piece | 1
GCVC PD 063.2/21-18 | GCVC PD | 063.2/21-18 | 4246506 | finoox | GCVC 063.2C/2x1-2500-1-D/4/64/2.10/900/EXS/1/015023 | 7128 | 1 | 2 | 2500 | Axial | 21276 | 21.39 | 120.44 | 4298 | 310 | VT03145U.1 | 0.051 | 0.13 | A+ | 2025-04-18 | 49.91 | 2025-04-10 | VerticalCompact-BCD_2x1 | 984 | 800 | 1761 |  |  | 127.2 | 18 | 18 | 630 | EC motor | 5060 | 1 | no | no | C | D | Epoxy coated aluminum | 2025-01-02 | 12 | 4 | yes | piece | 1
GCVC PD 050.2/11-30 | GCVC PD | 050.2/11-30 | 4249326 | finoox | GCVC 050.2C/1x1-2514-1-D/6/32/2.10/900/AXS/1/015023 | 3048 | 1 | 1 | 2514 | Axial | 17921 | 18096 | 90.33 | 3292 | 695 | VT03011U.1 | 0.091 | 0.47 | A | 29.89 | 61.16 | 2025-06-07 | VerticalCompact-BCD_1x1 | 984 | 586 | 953 |  |  | 72.3 | 16 | 16 | 500 | EC motor | 5060 | 1 | no | no | C | D | Aluminum | 2025-01-02 | 12 | 6 | yes | piece | 1
GCVC PD 045.2/22-47 | GCVC PD | 045.2/22-47 | 4244561 | finoox | GCVC 045.2C/2x2-2529-1-D/3/64/2.10/1800/EXS/1/015023 | 8271 | 2 | 2 | 2529 | Axial | 63014 | 62931 | 180.66 | 18313 | 1125 | VT03007U.1 | 0.906 | 1 | D | 47.37 | 79 | 2025-09-15 | VerticalCompact-BCD_2x2 | 1884 | 800 | 1761 |  |  | 200 | 28 | 28 | 450 | EC motor | 5060 | 1 | no | no | C | D | Epoxy coated aluminum | 2025-01-02 | 8 | 3 | yes | piece | 1
GCVC PD 050.2/14-36 | GCVC PD | 050.2/14-36 | 4249904 | finoox | GCVC 050.2C/1x4-2336-D-D/6/32/2.10/3600/AXS/1/015023 | 7760 | 4 | 1 | 2336 | Axial | 71227 | 71521 | 361.32 | 13011 | 660 | VT01437 | 0.514 | 0.33 | B | 35.97 | 67.6 | 2025-05-29 | VerticalCompact-BCD_1x4 | 3684 | 596 | 953 |  |  | 266.9 | 35 | 35 | 500 | AC motor | 50 | D | no | no | C | D | Aluminum | 2025-01-02 | 6 | 6 | yes | piece | 1
GCVC PD 050.2/23-25 | GCVC PD | 050.2/23-25 | 4245338 | finoox | GCVC 050.2C/2x3-2389-J-D/4/64/2.10/2700/EXS/1/015023 | 10549 | 3 | 2 | 2389 | Axial | 70112 | 70.25 | 361.32 | 14229 | 450 | VT01437 | 0.493 | 0.17 | B | 2025-02-25 | 56.76 | 2025-09-30 | VerticalCompact-BCD_2x3 | 2784 | 800 | 1761 |  |  | 339.7 | 35 | 35 | 500 | AC motor | 60 | J | no | no | C | D | Epoxy coated aluminum | 2025-01-02 | 6 | 4 | yes | piece | 1
GCVC PD 063.2/23-48 | GCVC PD | 063.2/23-48 | 4246903 | finoox | GCVC 063.2C/2x3-2413-2-D/4/64/2.10/2700/AXS/1/015023 | 18832 | 3 | 2 | 2413 | Axial | 181.13 | 181797 | 361.32 | 53232 | 1000 | VT03144U.1 | 4091 | 2025-01-01 | D | 47.79 | 79.54 | 34.7 | VerticalCompact-BCD_2x3 | 2784 | 800 | 1761 |  |  | 363.1 | 54 | 54 | 630 | EC motor | 5060 | 2 | no | no | C | D | Aluminum | 2025-01-02 | 4 | 4 | yes | piece | 1
GCVC PD 050.2/21-24 | GCVC PD | 050.2/21-24 | 4244876 | finoox | GCVC 050.2C/2x1-2391-L-D/6/64/2.10/900/AXS/1/015023 | 4821 | 1 | 2 | 2391 | Axial | 28571 | 28837 | 180.66 | 5035 | 520 | VT01437 | 0.209 | 0.18 | B | 23.59 | 55.1 | 2025-06-15 | VerticalCompact-BCD_2x1 | 984 | 800 | 1761 |  |  | 149 | 22 | 22 | 500 | AC motor | 60 | L | no | no | C | D | Aluminum | 2025-01-02 | 12 | 6 | yes | piece | 1
GCVC PD 035.2/11-29 | GCVC PD | 035.2/11-29 | 4243646 | finoox | GCVC 035.2A/1x1-2345-X-D/2/20/2.10/600/EXS/2/015023 | 973 | 1 | 1 | 2345 | Axial | 4979 | 5008 | 1955-12-01 | 1980 | 1020 | VT03149U | 0.091 | 0.42 | D | 28.96 | 60.04 | 2025-02-01 | VerticalCompact-A_1x1 | 660 | 326 | 507 |  |  | 2025-03-14 | 16 | 16 | 350 | AC motor | 60 | X | no | no | A | D | Epoxy coated aluminum | 2025-01-02 | 10 | 2 | yes | piece | 1
GCVC PD 063.2/23-38 | GCVC PD | 063.2/23-38 | 4246972 | finoox | GCVC 063.2C/2x3-2509-1-D/4/64/2.10/2700/EXS/1/015023 | 17568 | 3 | 2 | 2509 | Axial | 116238 | 116215 | 361.32 | 29240 | 655 | VT03145U.1 | 0.901 | 0.75 | B | 38.19 | 69.94 | 32.1 | VerticalCompact-BCD_2x3 | 2784 | 800 | 1761 |  |  | 332.7 | 42 | 42 | 630 | EC motor | 5060 | 1 | no | no | C | D | Epoxy coated aluminum | 2025-01-02 | 6 | 4 | yes | piece | 1
GCVC PD 045.2/12-47 | GCVC PD | 045.2/12-47 | 4248983 | finoox | GCVC 045.2C/1x2-2531-1-D/6/32/2.10/1800/EXS/1/015023 | 5628 | 2 | 1 | 2531 | Axial | 48249 | 48459 | 180.66 | 9553 | 1275 | VT03007U.1 | 0.666 | 2025-04-01 | D | 47.4 | 78.79 | 2025-01-15 | VerticalCompact-BCD_1x2 | 1884 | 535 | 953 |  |  | 131.1 | 28 | 28 | 450 | EC motor | 5060 | 1 | no | no | C | D | Epoxy coated aluminum | 2025-01-02 | 8 | 6 | yes | piece | 1
GCVC PD 080.2/11-34 | GCVC PD | 080.2/11-34 | 4252484 | finoox | GCVC 080.2D/1x1-2486-1-D/4/40/2.10/1200/EXS/1/015023 | 4877 | 1 | 1 | 2486 | Axial | 35859 | 35985 | 100.37 | 9173 | 565 | VT03061U.1 | 0.351 | 1955-01-01 | C | 34.2 | 65.56 | 2025-06-08 | VerticalCompact-BCD_1x1 | 1284 | 608 | 1153 |  |  | 96.7 | 22 | 22 | 800 | EC motor | 5060 | 1 | no | no | D | D | Epoxy coated aluminum | 2025-01-02 | 10 | 4 | yes | piece | 1
GCVC PD 050.2/22-55 | GCVC PD | 050.2/22-55 | 4246165 | finoox | GCVC 050.2D/2x2-2560-2-D/3/80/2.10/2400/EXS/1/015023 | 12739 | 2 | 2 | 2560 | Axial | 110.71 | 110585 | 301.1 | 33341 | 1415 | VT03013U.1 | 2373 | 2021-01-01 | D | 54.98 | 86.79 | 2025-04-28 | VerticalCompact-BCD_2x2 | 2484 | 800 | 2161 |  |  | 311.4 | 42 | 42 | 500 | EC motor | 5060 | 2 | no | no | D | D | Epoxy coated aluminum | 2025-01-02 | 6 | 3 | yes | piece | 1
GCVC PD 050.2/23-43 | GCVC PD | 050.2/23-43 | 4246362 | finoox | GCVC 050.2D/2x3-2517-1-D/6/80/2.10/3600/AXS/1/015023 | 19747 | 3 | 2 | 2517 | Axial | 164908 | 165708 | 903.29 | 29522 | 880 | VT03011U.1 | 0.969 | 0.84 | B | 42.76 | 74.72 | 78.2 | VerticalCompact-BCD_2x3 | 3684 | 800 | 2161 |  |  | 563.7 | 54 | 54 | 500 | EC motor | 5060 | 1 | no | no | D | D | Aluminum | 2025-01-02 | 6 | 6 | yes | piece | 1
GCVC PD 050.2/21-41 | GCVC PD | 050.2/21-41 | 4244947 | finoox | GCVC 050.2C/2x1-2519-1-D/4/64/2.10/900/AXS/1/015023 | 5357 | 1 | 2 | 2519 | Axial | 42508 | 42915 | 120.44 | 10566 | 1010 | VT03011U.1 | 0.493 | 2015-01-01 | C | 40.91 | 72.42 | 2025-04-11 | VerticalCompact-BCD_2x1 | 984 | 800 | 1761 |  |  | 127.6 | 28 | 28 | 500 | EC motor | 5060 | 1 | no | no | C | D | Aluminum | 2025-01-02 | 8 | 4 | yes | piece | 1
GCVC PD 050.2/24-47 | GCVC PD | 050.2/24-47 | 4245657 | finoox | GCVC 050.2C/2x4-2519-1-D/3/64/2.10/3600/EXS/1/015023 | 16979 | 4 | 2 | 2519 | Axial | 139726 | 139596 | 361.32 | 43731 | 1010 | VT03011U.1 | 1928 | 2015-01-01 | C | 46.78 | 78.65 | 32 | VerticalCompact-BCD_2x4 | 3684 | 800 | 1761 |  |  | 389.3 | 42 | 42 | 500 | EC motor | 5060 | 1 | no | no | C | D | Epoxy coated aluminum | 2025-01-02 | 4 | 3 | yes | piece | 1
GCVC PD 063.2/12-58 | GCVC PD | 063.2/12-58 | 4252087 | finoox | GCVC 063.2D/1x2-2548-2-D/3/40/2.10/2400/EXS/1/015023 | 9170 | 2 | 1 | 2548 | Axial | 70274 | 69764 | 150.55 | 26322 | 1135 | VT03143U.1 | 2682 | 1937-02-01 | E | 57.78 | 89.31 | 2025-05-13 | VerticalCompact-BCD_1x2 | 2484 | 611 | 1153 |  |  | 198.7 | 35 | 35 | 630 | EC motor | 5060 | 2 | no | no | D | D | Epoxy coated aluminum | 2025-01-02 | 6 | 3 | yes | piece | 1
GCVC PD 080.3/12-50 | GCVC PD | 080.3/12-50 | 6166153 | finoox | GCVC 080.3D/1x2-3560-2-D/3/40/2.10/2400/EXS/1/015023 | 10032 | 2 | 1 | 3560 | Axial | 91659 | 91905 | 150.55 | 39721 | 990 | VT01445U.3 | 3913 | 2025-01-03 | E | 49.77 | 81.3 | 2025-06-13 | VerticalCompact-BCD_1x2 | 2484 | 620 | 1153 |  |  | 207.8 | 35 | 35 | 800 | EC motor | 5060 | 2 | no | no | D | D | Epoxy coated aluminum | 2025-01-02 | 4 | 3 | yes | piece | 1
GCVC PD 050.2/23-42 | GCVC PD | 050.2/23-42 | 4245247 | finoox | GCVC 050.2C/2x3-2332-D-D/4/64/2.10/2700/AXS/1/015023 | 10038 | 3 | 2 | 2332 | Axial | 119189 | 119221 | 361.32 | 29404 | 850 | VT01435 | 1586 | 0.74 | C | 42.28 | 74.03 | 32.1 | VerticalCompact-BCD_2x3 | 2784 | 800 | 1761 |  |  | 357.3 | 42 | 42 | 500 | AC motor | 50 | D | no | no | C | D | Aluminum | 2025-01-02 | 6 | 4 | yes | piece | 1
GCVC PD 045.2/11-48 | GCVC PD | 045.2/11-48 | 4248830 | finoox | GCVC 045.2C/1x1-2409-1-D/6/32/2.10/900/AXS/1/015023 | 3092 | 1 | 1 | 2409 | Axial | 27601 | 27806 | 90.33 | 5645 | 1500 | VT03007U.1 | 0.532 | 2025-02-02 | D | 48.17 | 79.43 | 2025-08-07 | VerticalCompact-BCD_1x1 | 984 | 535 | 953 |  |  | 71.2 | 22 | 22 | 450 | EC motor | 5060 | 1 | no | no | C | D | Aluminum | 2025-01-02 | 12 | 6 | yes | piece | 1
GCVC PD 063.2/11-42 | GCVC PD | 063.2/11-42 | 4250900 | finoox | GCVC 063.2C/1x1-2413-2-D/6/32/2.10/900/AXS/1/015023 | 4547 | 1 | 1 | 2413 | Axial | 35189 | 35551 | 90.33 | 7901 | 1000 | VT03144U.1 | 0.725 | 2025-01-01 | D | 41.81 | 73.08 | 2025-08-07 | VerticalCompact-BCD_1x1 | 984 | 623 | 953 |  |  | 78 | 22 | 22 | 630 | EC motor | 5060 | 2 | no | no | C | D | Aluminum | 2025-01-02 | 8 | 6 | yes | piece | 1
GCVC PD 050.2/13-37 | GCVC PD | 050.2/13-37 | 4244308 | finoox | GCVC 050.2B/1x3-2355-X-D/3/24/2.10/2160/EXS/1/015023 | 4097 | 3 | 1 | 2355 | Axial | 34616 | 34694 | 81.3 | 11390 | 810 | VT03093U | 0.891 | 2025-03-01 | D | 37.45 | 68.84 | 2025-08-06 | VerticalCompact-BCD_1x3a | 2244 | 569 | 753 |  |  | 123.1 | 22 | 22 | 500 | AC motor | 60 | X | no | no | B | D | Epoxy coated aluminum | 2025-01-02 | 6 | 3 | yes | piece | 1
GCVC PD 050.2/13-56 | GCVC PD | 050.2/13-56 | 4250730 | finoox | GCVC 050.2D/1x3-2420-2-D/4/40/2.10/3600/EXS/1/015023 | 10598 | 3 | 1 | 2420 | Axial | 110537 | 110636 | 301.1 | 29188 | 1600 | VT03013U.1 | 2627 | 1965-01-01 | D | 55.77 | 87.45 | 26 | VerticalCompact-BCD_1x3 | 3684 | 607 | 1153 |  |  | 259.9 | 42 | 42 | 500 | EC motor | 5060 | 2 | no | no | D | D | Epoxy coated aluminum | 2025-01-02 | 4 | 4 | yes | piece | 1
GCVC PD 050.2/11-41 | GCVC PD | 050.2/11-41 | 4250253 | finoox | GCVC 050.2D/1x1-2421-1-D/4/40/2.10/1200/AXS/1/015023 | 3169 | 1 | 1 | 2421 | Axial | 30291 | 30382 | 100.37 | 6928 | 1150 | VT03011U.1 | 0.337 | 1975-01-01 | C | 40.88 | 72.25 | 2025-06-08 | VerticalCompact-BCD_1x1 | 1284 | 586 | 1153 |  |  | 89.6 | 22 | 22 | 500 | EC motor | 5060 | 1 | no | no | D | D | Aluminum | 2025-01-02 | 10 | 4 | yes | piece | 1
GCVC PD 063.2/12-30 | GCVC PD | 063.2/12-30 | 4251981 | finoox | GCVC 063.2D/1x2-2400-K-D/6/40/2.10/2400/EXS/1/015023 | 7748 | 2 | 1 | 2400 | Axial | 52181 | 52459 | 301.1 | 9300 | 490 | VT01442 | 0.316 | 0.34 | B | 30.46 | 61.99 | 2025-06-24 | VerticalCompact-BCD_1x2 | 2484 | 598 | 1153 |  |  | 203.9 | 28 | 28 | 630 | AC motor | 60 | K | no | no | D | D | Epoxy coated aluminum | 2025-01-02 | 8 | 6 | yes | piece | 1
GCVC PD 035.2/12-31 | GCVC PD | 035.2/12-31 | 4243665 | finoox | GCVC 035.2A/1x2-2345-X-D/3/20/2.10/1200/AXS/2/015023 | 1620 | 2 | 1 | 2345 | Axial | 13.43 | 13439 | 37.64 | 3727 | 1020 | VT03149U | 0.183 | 0.42 | C | 31.46 | 62.62 | 2025-02-03 | VerticalCompact-A_1x2 | 1260 | 326 | 507 |  |  | 2025-04-30 | 16 | 16 | 350 | AC motor | 60 | X | no | no | A | D | Aluminum | 2025-01-02 | 10 | 3 | yes | piece | 1
GCVC PD 063.2/23-64 | GCVC PD | 063.2/23-64 | 4247933 | finoox | GCVC 063.2D/2x3-2549-2-D/6/80/2.10/3600/EXS/1/015023 | 33107 | 3 | 2 | 2549 | Axial | 332449 | 333193 | 903.29 | 75691 | 1210 | VT03143U.1 | 10275 | 1986-02-01 | E | 64.47 | 96.44 | 81.5 | VerticalCompact-BCD_2x3 | 3684 | 800 | 2161 |  |  | 707.9 | 64 | 64 | 630 | EC motor | 5060 | 2 | no | no | D | D | Epoxy coated aluminum | 2025-01-02 | 4 | 6 | yes | piece | 1
GCVC PD 063.2/12-63 | GCVC PD | 063.2/12-63 | 4252111 | finoox | GCVC 063.2D/1x2-2552-2-D/3/40/2.10/2400/EXS/1/015023 | 9204 | 2 | 1 | 2552 | Axial | 84721 | 84946 | 150.55 | 33622 | 1435 | VT03143U.1 | 5402 | 2025-03-04 | E | 62.86 | 94.38 | 2025-06-13 | VerticalCompact-BCD_1x2 | 2484 | 611 | 1153 |  |  | 198.8 | 35 | 35 | 630 | EC motor | 5060 | 2 | no | no | D | D | Epoxy coated aluminum | 2025-01-02 | 4 | 3 | yes | piece | 1
GCVC PD 035.2/11-39 | GCVC PD | 035.2/11-39 | 4243722 | finoox | GCVC 035.2B/1x1-2479-1-D/3/24/2.10/720/EXS/1/015023 | 2151 | 1 | 1 | 2479 | Axial | 10495 | 10564 | 2025-01-27 | 3287 | 1475 | VT03133 | 0.153 | 1935-01-01 | D | 39.42 | 70.6 | 2025-04-02 | VerticalCompact-BCD_1x1 | 804 | 477 | 753 |  |  | 39.6 | 16 | 16 | 350 | EC motor | 5060 | 1 | no | no | B | D | Epoxy coated aluminum | 2025-01-02 | 8 | 3 | yes | piece | 1
GCVC PD 063.2/21-34 | GCVC PD | 063.2/21-34 | 4247419 | finoox | GCVC 063.2D/2x1-2511-1-D/4/80/2.10/1200/AXS/1/015023 | 8050 | 1 | 2 | 2511 | Axial | 59503 | 59607 | 200.73 | 13493 | 730 | VT03145U.1 | 0.361 | 1 | B | 33.88 | 65.53 | 2025-01-18 | VerticalCompact-BCD_2x1 | 1284 | 800 | 2161 |  |  | 178.9 | 28 | 28 | 630 | EC motor | 5060 | 1 | no | no | D | D | Aluminum | 2025-01-02 | 10 | 4 | yes | piece | 1
GCVC PD 080.2/12-40 | GCVC PD | 080.2/12-40 | 4252863 | finoox | GCVC 080.2D/1x2-2542-2-D/4/40/2.10/2400/AXS/1/015023 | 8593 | 2 | 1 | 2542 | Axial | 76803 | 76865 | 200.73 | 20311 | 615 | VT03060U.1 | 0.908 | 0.92 | C | 40.38 | 71.91 | 2025-05-17 | VerticalCompact-BCD_1x2 | 2484 | 613 | 1153 |  |  | 187 | 35 | 35 | 800 | EC motor | 5060 | 2 | no | no | D | D | Aluminum | 2025-01-02 | 6 | 4 | yes | piece | 1
GCVC PD 050.2/22-55 | GCVC PD | 050.2/22-55 | 4246163 | finoox | GCVC 050.2D/2x2-2560-2-D/4/80/2.10/2400/AXS/1/015023 | 13139 | 2 | 2 | 2560 | Axial | 135.61 | 135799 | 401.46 | 32897 | 1415 | VT03013U.1 | 2404 | 2021-01-01 | D | 54.73 | 86.54 | 36.3 | VerticalCompact-BCD_2x2 | 2484 | 800 | 2161 |  |  | 340.6 | 42 | 42 | 500 | EC motor | 5060 | 2 | no | no | D | D | Aluminum | 2025-01-02 | 6 | 4 | yes | piece | 1
GCVC PD 063.2/11-27 | GCVC PD | 063.2/11-27 | 4250952 | finoox | GCVC 063.2C/1x1-2507-1-D/3/32/2.10/900/AXS/1/015023 | 3681 | 1 | 1 | 2507 | Axial | 16208 | 16283 | 45.16 | 4558 | 580 | VT03145U.1 | 0.104 | 0.55 | B | 27.29 | 58.56 | 2025-09-03 | VerticalCompact-BCD_1x1 | 984 | 615 | 953 |  |  | 60.1 | 16 | 16 | 630 | EC motor | 5060 | 1 | no | no | C | D | Aluminum | 2025-01-02 | 8 | 3 | yes | piece | 1
GCVC PD 063.2/13-32 | GCVC PD | 063.2/13-32 | 4251367 | finoox | GCVC 063.2C/1x3-2507-1-D/3/32/2.10/2700/EXS/1/015023 | 8244 | 3 | 1 | 2507 | Axial | 46.3 | 46189 | 135.49 | 13673 | 580 | VT03145U.1 | 0.311 | 0.55 | B | 31.82 | 63.33 | 2025-05-11 | VerticalCompact-BCD_1x3 | 2784 | 615 | 953 |  |  | 160.7 | 28 | 28 | 630 | EC motor | 5060 | 1 | no | no | C | D | Epoxy coated aluminum | 2025-01-02 | 6 | 3 | yes | piece | 1
GCVC PD 063.2/13-30 | GCVC PD | 063.2/13-30 | 4252298 | finoox | GCVC 063.2D/1x3-2507-1-D/4/40/2.10/3600/EXS/1/015023 | 10623 | 3 | 1 | 2507 | Axial | 73289 | 73.43 | 301.1 | 15817 | 580 | VT03145U.1 | 0.284 | 0.55 | A+ | 30.48 | 62.16 | 2025-02-25 | VerticalCompact-BCD_1x3 | 3684 | 615 | 1153 |  |  | 247.3 | 35 | 35 | 630 | EC motor | 5060 | 1 | no | no | D | D | Epoxy coated aluminum | 2025-01-02 | 4 | 4 | yes | piece | 1
GCVC PD 050.2/23-43 | GCVC PD | 050.2/23-43 | 4246363 | finoox | GCVC 050.2D/2x3-2517-1-D/3/80/2.10/3600/EXS/1/015023 | 15896 | 3 | 2 | 2517 | Axial | 123399 | 123288 | 451.65 | 31129 | 880 | VT03011U.1 | 0.928 | 0.84 | B | 43.27 | 75.23 | 40 | VerticalCompact-BCD_2x3 | 3684 | 800 | 2161 |  |  | 424 | 42 | 42 | 500 | EC motor | 5060 | 1 | no | no | D | D | Epoxy coated aluminum | 2025-01-02 | 4 | 3 | yes | piece | 1
GCVC PD 063.2/23-26 | GCVC PD | 063.2/23-26 | 4246926 | finoox | GCVC 063.2C/2x3-2502-1-D/3/64/2.10/2700/AXS/1/015023 | 15689 | 3 | 2 | 2502 | Axial | 71998 | 71926 | 270.99 | 17686 | 385 | VT03145U.1 | 0.231 | 0.2 | A+ | 26.23 | 57.98 | 2025-09-23 | VerticalCompact-BCD_2x3 | 2784 | 800 | 1761 |  |  | 304.5 | 35 | 35 | 630 | EC motor | 5060 | 1 | no | no | C | D | Aluminum | 2025-01-02 | 6 | 3 | yes | piece | 1
GCVC PD 063.2/12-60 | GCVC PD | 063.2/12-60 | 4251193 | finoox | GCVC 063.2C/1x2-2548-2-D/4/32/2.10/1800/AXS/1/015023 | 8288 | 2 | 1 | 2548 | Axial | 65167 | 65378 | 120.44 | 20631 | 1135 | VT03143U.1 | 2914 | 1937-02-01 | E | 60.29 | 91.68 | 2025-09-10 | VerticalCompact-BCD_1x2 | 1884 | 611 | 953 |  |  | 163.9 | 35 | 35 | 630 | EC motor | 5060 | 2 | no | no | C | D | Aluminum | 2025-01-02 | 6 | 4 | yes | piece | 1
GCVC PD 045.2/23-48 | GCVC PD | 045.2/23-48 | 4244642 | finoox | GCVC 045.2C/2x3-2528-1-D/3/64/2.10/2700/AXS/1/015023 | 11011 | 3 | 2 | 2528 | Axial | 91406 | 91032 | 270.99 | 25591 | 1050 | VT03007U.1 | 1117 | 0.84 | C | 47.51 | 79.26 | 2025-09-23 | VerticalCompact-BCD_2x3 | 2784 | 800 | 1761 |  |  | 289.2 | 35 | 35 | 450 | EC motor | 5060 | 1 | no | no | C | D | Aluminum | 2025-01-02 | 6 | 3 | yes | piece | 1
GCVC PD 080.3/12-45 | GCVC PD | 080.3/12-45 | 6209929 | finoox | GCVC 080.3D/1x2-3482-S-D/3/40/2.10/2400/EXS/1/015023 | 6929 | 2 | 1 | 3482 | Axial | 67274 | 67.12 | 150.55 | 24187 | 650 | VT01526 | 2029 | 2025-07-01 | E | 44.64 | 76.16 | 2025-05-13 | VerticalCompact-BCD_1x2 | 2484 | 611 | 1153 |  |  | 206.6 | 35 | 35 | 800 | AC motor | 50 | S | no | no | D | D | Epoxy coated aluminum | 2025-01-02 | 6 | 3 | yes | piece | 1
GCVC PD 080.3/23-57 | GCVC PD | 080.3/23-57 | 6069901 | finoox | GCVC 080.3D/2x3-3483-K-D/3/80/2.10/3600/AXS/1/015023 | 21163 | 3 | 2 | 3483 | Axial | 287954 | 283976 | 451.65 | 110028 | 960 | VT01526 | 15733 | 4 | E | 56.74 | 88.7 | 46.5 | VerticalCompact-BCD_2x3 | 3684 | 800 | 2161 |  |  | 598 | 64 | 64 | 800 | AC motor | 60 | K | no | no | D | D | Aluminum | 2025-01-02 | 2 | 3 | yes | piece | 1
GCVC PD 050.3/12-47 | GCVC PD | 050.3/12-47 | 6059629 | finoox | GCVC 050.3D/1x2-3616-W-D/3/40/2.10/2400/EXS/1/015023 | 4345 | 2 | 1 | 3616 | Axial | 53.41 | 53347 | 150.55 | 15667 | 1240 | VT01524 | 1281 | 2025-02-03 | D | 47.24 | 78.77 | 2025-09-12 | VerticalCompact-BCD_1x2 | 2484 | 596 | 1153 |  |  | 163.7 | 28 | 28 | 500 | AC motor | 50 | W | no | no | D | D | Epoxy coated aluminum | 2025-01-02 | 6 | 3 | yes | piece | 1
GCVC PD 063.2/14-31 | GCVC PD | 063.2/14-31 | 4251498 | finoox | GCVC 063.2C/1x4-2398-I-D/4/32/2.10/3600/EXS/1/015023 | 8925 | 4 | 1 | 2398 | Axial | 66535 | 66611 | 240.88 | 15068 | 460 | VT01442 | 0.574 | 0.32 | B | 30.87 | 62.5 | 2025-02-20 | VerticalCompact-BCD_1x4 | 3684 | 598 | 953 |  |  | 240.9 | 35 | 35 | 630 | AC motor | 60 | I | no | no | C | D | Epoxy coated aluminum | 2025-01-02 | 4 | 4 | yes | piece | 1
GCVC PD 063.2/13-32 | GCVC PD | 063.2/13-32 | 4252227 | finoox | GCVC 063.2D/1x3-2400-K-D/6/40/2.10/3600/EXS/1/015023 | 10811 | 3 | 1 | 2400 | Axial | 77967 | 78336 | 451.65 | 13950 | 490 | VT01442 | 0.474 | 0.34 | B | 32.07 | 63.75 | 36.9 | VerticalCompact-BCD_1x3 | 3684 | 598 | 1153 |  |  | 300.9 | 35 | 35 | 630 | AC motor | 60 | K | no | no | D | D | Epoxy coated aluminum | 2025-01-02 | 6 | 6 | yes | piece | 1
GCVC PD 063.2/11-60 | GCVC PD | 063.2/11-60 | 4251858 | finoox | GCVC 063.2D/1x1-2551-2-D/6/40/2.10/1200/AXS/1/015023 | 6091 | 1 | 1 | 2551 | Axial | 62222 | 62559 | 150.55 | 14287 | 1360 | VT03143U.1 | 2428 | 4 | E | 59.78 | 91.14 | 2025-01-13 | VerticalCompact-BCD_1x1 | 1284 | 611 | 1153 |  |  | 127.9 | 28 | 28 | 630 | EC motor | 5060 | 2 | no | no | D | D | Aluminum | 2025-01-02 | 10 | 6 | yes | piece | 1
GCVC PD 063.2/23-49 | GCVC PD | 063.2/23-49 | 4247985 | finoox | GCVC 063.2D/2x3-2558-2-D/3/80/2.10/3600/EXS/1/015023 | 21471 | 3 | 2 | 2558 | Axial | 185403 | 185215 | 451.65 | 61200 | 950 | VT03144U.1 | 3011 | 1 | D | 48.63 | 80.6 | 43.1 | VerticalCompact-BCD_2x3 | 3684 | 800 | 2161 |  |  | 460.7 | 54 | 54 | 630 | EC motor | 5060 | 2 | no | no | D | D | Epoxy coated aluminum | 2025-01-02 | 4 | 3 | yes | piece | 1
GCVC PD 045.2/22-53 | GCVC PD | 045.2/22-53 | 4244582 | finoox | GCVC 045.2C/2x2-2533-1-D/3/64/2.10/1800/AXS/1/015023 | 7860 | 2 | 2 | 2533 | Axial | 74248 | 74139 | 180.66 | 23336 | 1425 | VT03007U.1 | 1791 | 2025-09-01 | D | 52.53 | 84.16 | 2025-09-16 | VerticalCompact-BCD_2x2 | 1884 | 800 | 1761 |  |  | 200.9 | 35 | 35 | 450 | EC motor | 5060 | 1 | no | no | C | D | Aluminum | 2025-01-02 | 8 | 3 | yes | piece | 1
GCVC PD 045.2/22-50 | GCVC PD | 045.2/22-50 | 4244570 | finoox | GCVC 045.2C/2x2-2531-1-D/3/64/2.10/1800/AXS/1/015023 | 7860 | 2 | 2 | 2531 | Axial | 69652 | 69581 | 180.66 | 20822 | 1275 | VT03007U.1 | 1297 | 2025-04-01 | D | 50.11 | 81.74 | 2025-09-16 | VerticalCompact-BCD_2x2 | 1884 | 800 | 1761 |  |  | 200.9 | 35 | 35 | 450 | EC motor | 5060 | 1 | no | no | C | D | Aluminum | 2025-01-02 | 8 | 3 | yes | piece | 1
GCVC PD 035.2/12-41 | GCVC PD | 035.2/12-41 | 4243670 | finoox | GCVC 035.2A/1x2-2479-1-D/2/20/2.10/1200/EXS/2/015023 | 2355 | 2 | 1 | 2479 | Axial | 13235 | 13241 | 2025-09-25 | 6305 | 1475 | VT03133 | 0.312 | 1935-01-01 | D | 41.49 | 72.64 | 2025-01-02 | VerticalCompact-A_1x2 | 1260 | 289 | 507 |  |  | 2025-06-25 | 16 | 16 | 350 | EC motor | 5060 | 1 | no | no | A | D | Epoxy coated aluminum | 2025-01-02 | 8 | 2 | yes | piece | 1
GCVC PD 050.2/13-53 | GCVC PD | 050.2/13-53 | 4249860 | finoox | GCVC 050.2C/1x3-2560-2-D/4/32/2.10/2700/EXS/1/015023 | 8894 | 3 | 1 | 2560 | Axial | 79425 | 79621 | 180.66 | 22509 | 1415 | VT03013U.1 | 1925 | 2021-01-01 | D | 52.83 | 84.34 | 2025-06-15 | VerticalCompact-BCD_1x3 | 2784 | 607 | 953 |  |  | 185.3 | 35 | 35 | 500 | EC motor | 5060 | 2 | no | no | C | D | Epoxy coated aluminum | 2025-01-02 | 4 | 4 | yes | piece | 1
GCVC PD 050.2/21-54 | GCVC PD | 050.2/21-54 | 4244990 | finoox | GCVC 050.2C/2x1-2562-2-D/6/64/2.10/900/AXS/1/015023 | 7102 | 1 | 2 | 2562 | Axial | 68992 | 69.37 | 180.66 | 15808 | 1595 | VT03013U.1 | 1873 | 1965-01-01 | E | 53.55 | 85.06 | 2025-03-17 | VerticalCompact-BCD_2x1 | 984 | 800 | 1761 |  |  | 155.4 | 35 | 35 | 500 | EC motor | 5060 | 2 | no | no | C | D | Aluminum | 2025-01-02 | 14 | 6 | yes | piece | 1
GCVC PD 080.2/11-25 | GCVC PD | 080.2/11-25 | 4252527 | finoox | GCVC 080.2D/1x1-2496-1-D/4/40/2.10/1200/EXS/1/015023 | 4638 | 1 | 1 | 2496 | Axial | 27073 | 27152 | 100.37 | 6105 | 390 | VT03062U.1 | 0.121 | 0.6 | A | 24.88 | 56.25 | 2025-06-08 | VerticalCompact-BCD_1x1 | 1284 | 608 | 1153 |  |  | 96.1 | 22 | 22 | 800 | EC motor | 5060 | 1 | no | no | D | D | Epoxy coated aluminum | 2025-01-02 | 10 | 4 | yes | piece | 1
GCVC PD 045.2/12-49 | GCVC PD | 045.2/12-49 | 4243932 | finoox | GCVC 045.2B/1x2-2532-1-D/3/24/2.10/1440/AXS/1/015023 | 3843 | 2 | 1 | 2532 | Axial | 27523 | 27547 | 54.2 | 9592 | 1350 | VT03007U.1 | 0.79 | 1965-01-01 | E | 49.09 | 80.37 | 2025-07-04 | VerticalCompact-BCD_1x2 | 1524 | 535 | 753 |  |  | 75.8 | 22 | 22 | 450 | EC motor | 5060 | 1 | no | no | B | D | Aluminum | 2025-01-02 | 8 | 3 | yes | piece | 1
GCVC PD 063.2/11-56 | GCVC PD | 063.2/11-56 | 4251840 | finoox | GCVC 063.2D/1x1-2548-2-D/6/40/2.10/1200/AXS/1/015023 | 6091 | 1 | 1 | 2548 | Axial | 54.66 | 54935 | 150.55 | 11783 | 1135 | VT03143U.1 | 1415 | 1937-02-01 | E | 55.92 | 87.29 | 2025-01-13 | VerticalCompact-BCD_1x1 | 1284 | 611 | 1153 |  |  | 127.9 | 28 | 28 | 630 | EC motor | 5060 | 2 | no | no | D | D | Aluminum | 2025-01-02 | 10 | 6 | yes | piece | 1
GCVC PD 063.2/21-60 | GCVC PD | 063.2/21-60 | 4246581 | finoox | GCVC 063.2C/2x1-2548-2-D/4/64/2.10/900/EXS/1/015023 | 9615 | 1 | 2 | 2548 | Axial | 63366 | 63825 | 120.44 | 20631 | 1135 | VT03143U.1 | 2914 | 1937-02-01 | E | 60.17 | 91.68 | 2025-04-11 | VerticalCompact-BCD_2x1 | 984 | 800 | 1761 |  |  | 173.8 | 28 | 28 | 630 | EC motor | 5060 | 2 | no | no | C | D | Epoxy coated aluminum | 2025-01-02 | 8 | 4 | yes | piece | 1
GCVC PD 050.2/14-54 | GCVC PD | 050.2/14-54 | 4250118 | finoox | GCVC 050.2C/1x4-2790-K-D/3/32/2.10/3600/EXS/1/015023 | 6463 | 4 | 1 | 2790 | Axial | 89.08 | 88856 | 180.66 | 35829 | 1640 | VT03150U | 3969 | 1964-01-01 | E | 54.06 | 85.68 | 2025-05-15 | VerticalCompact-BCD_1x4 | 3684 | 569 | 953 |  |  | 223.8 | 35 | 35 | 500 | AC motor | 60 | K | no | no | C | D | Epoxy coated aluminum | 2025-01-02 | 4 | 3 | yes | piece | 1
GCVC PD 080.3/22-36 | GCVC PD | 080.3/22-36 | 6179297 | finoox | GCVC 080.3D/2x2-3564-2-D/4/80/2.10/2400/AXS/1/015023 | 22973 | 2 | 2 | 3564 | Axial | 124312 | 124478 | 401.46 | 28860 | 440 | VT01445U.3 | 0.866 | 0.6 | B | 36.01 | 67.82 | 36.3 | VerticalCompact-BCD_2x2 | 2484 | 800 | 2161 |  |  | 432.9 | 42 | 42 | 800 | EC motor | 5060 | 2 | no | no | D | D | Aluminum | 2025-01-02 | 6 | 4 | yes | piece | 1
GCVC PD 080.3/22-53 | GCVC PD | 080.3/22-53 | 6158592 | finoox | GCVC 080.3D/2x2-3560-2-D/4/80/2.10/2400/AXS/1/015023 | 23312 | 2 | 2 | 3560 | Axial | 232558 | 233373 | 401.46 | 75371 | 990 | VT01445U.3 | 8067 | 2025-01-03 | E | 52.97 | 84.78 | 39.5 | VerticalCompact-BCD_2x2 | 2484 | 800 | 2161 |  |  | 439.1 | 54 | 54 | 800 | EC motor | 5060 | 2 | no | no | D | D | Aluminum | 2025-01-02 | 4 | 4 | yes | piece | 1
GCVC PD 080.3/21-54 | GCVC PD | 080.3/21-54 | 6186740 | finoox | GCVC 080.3D/2x1-3561-2-D/4/80/2.10/1200/AXS/1/015023 | 10643 | 1 | 2 | 3561 | Axial | 106463 | 106953 | 200.73 | 32479 | 930 | VT01445U.3 | 3375 | 1975-02-01 | E | 53.93 | 85.58 | 2025-09-20 | VerticalCompact-BCD_2x1 | 1284 | 800 | 2161 |  |  | 236.2 | 42 | 42 | 800 | EC motor | 5060 | 2 | no | no | D | D | Aluminum | 2025-01-02 | 8 | 4 | yes | piece | 1
GCVC PD 050.2/21-34 | GCVC PD | 050.2/21-34 | 4245804 | finoox | GCVC 050.2D/2x1-2388-I-D/6/80/2.10/1200/AXS/1/015023 | 6224 | 1 | 2 | 2388 | Axial | 48822 | 49218 | 301.1 | 8555 | 710 | VT01437 | 0.312 | 0.34 | B | 34.06 | 65.71 | 2025-01-26 | VerticalCompact-BCD_2x1 | 1284 | 800 | 2161 |  |  | 212.9 | 28 | 28 | 500 | AC motor | 60 | I | no | no | D | D | Aluminum | 2025-01-02 | 10 | 6 | yes | piece | 1
GCVC PD 050.2/12-36 | GCVC PD | 050.2/12-36 | 4244171 | finoox | GCVC 050.2B/1x2-2355-X-D/4/24/2.10/1440/AXS/1/015023 | 2885 | 2 | 1 | 2355 | Axial | 27465 | 27593 | 72.26 | 6919 | 810 | VT03093U | 0.597 | 2025-03-01 | D | 35.91 | 67.19 | 2025-01-06 | VerticalCompact-BCD_1x2 | 1524 | 569 | 753 |  |  | 91.2 | 22 | 22 | 500 | AC motor | 60 | X | no | no | B | D | Aluminum | 2025-01-02 | 8 | 4 | yes | piece | 1
GCVC PD 050.2/22-51 | GCVC PD | 050.2/22-51 | 4245039 | finoox | GCVC 050.2C/2x2-2347-D-D/6/64/2.10/1800/EXS/1/015023 | 8885 | 2 | 2 | 2347 | Axial | 125268 | 125697 | 361.32 | 27719 | 1390 | VT03150U | 1986-02-01 | 1941-01-01 | D | 50.91 | 82.54 | 32.4 | VerticalCompact-BCD_2x2 | 1884 | 800 | 1761 |  |  | 281.4 | 42 | 42 | 500 | AC motor | 50 | D | no | no | C | D | Epoxy coated aluminum | 2025-01-02 | 8 | 6 | yes | piece | 1
GCVC PD 063.2/11-31 | GCVC PD | 063.2/11-31 | 4250973 | finoox | GCVC 063.2C/1x1-2510-1-D/3/32/2.10/900/EXS/1/015023 | 3790 | 1 | 1 | 2510 | Axial | 17926 | 18002 | 45.16 | 5541 | 695 | VT03145U.1 | 0.171 | 0.9 | C | 2025-08-31 | 62.35 | 2025-09-03 | VerticalCompact-BCD_1x1 | 984 | 615 | 953 |  |  | 60.1 | 16 | 16 | 630 | EC motor | 5060 | 1 | no | no | C | D | Epoxy coated aluminum | 2025-01-02 | 8 | 3 | yes | piece | 1
GCVC PD 063.2/13-64 | GCVC PD | 063.2/13-64 | 4252354 | finoox | GCVC 063.2D/1x3-2552-2-D/3/40/2.10/3600/AXS/1/015023 | 12487 | 3 | 1 | 2552 | Axial | 121.3 | 120458 | 225.82 | 50433 | 1435 | VT03143U.1 | 8103 | 2025-03-04 | E | 64.46 | 96.15 | 2025-01-20 | VerticalCompact-BCD_1x3 | 3684 | 611 | 1153 |  |  | 293.6 | 42 | 42 | 630 | EC motor | 5060 | 2 | no | no | D | D | Aluminum | 2025-01-02 | 4 | 3 | yes | piece | 1
GCVC PD 050.2/12-36 | GCVC PD | 050.2/12-36 | 4244223 | finoox | GCVC 050.2B/1x2-2515-1-D/4/24/2.10/1440/EXS/1/015023 | 4072 | 2 | 1 | 2515 | Axial | 25053 | 25115 | 72.26 | 6257 | 755 | VT03011U.1 | 0.237 | 0.58 | C | 35.93 | 67.22 | 6 | VerticalCompact-BCD_1x2 | 1524 | 586 | 753 |  |  | 84.6 | 18 | 18 | 500 | EC motor | 5060 | 1 | no | no | B | D | Epoxy coated aluminum | 2025-01-02 | 8 | 4 | yes | piece | 1
GCVC PD 050.2/23-58 | GCVC PD | 050.2/23-58 | 4245462 | finoox | GCVC 050.2C/2x3-2562-2-D/6/64/2.10/2700/AXS/1/015023 | 18949 | 3 | 2 | 2562 | Axial | 206396 | 206733 | 541.97 | 47424 | 1595 | VT03013U.1 | 5619 | 1965-01-01 | E | 58.09 | 89.83 | 48.8 | VerticalCompact-BCD_2x3 | 2784 | 800 | 1761 |  |  | 413.3 | 54 | 54 | 500 | EC motor | 5060 | 2 | no | no | C | D | Aluminum | 2025-01-02 | 6 | 6 | yes | piece | 1
GCVC PD 080.2/21-28 | GCVC PD | 080.2/21-28 | 4248120 | finoox | GCVC 080.2D/2x1-2497-1-D/3/80/2.10/1200/AXS/1/015023 | 7321 | 1 | 2 | 2497 | Axial | 51.27 | 51378 | 150.55 | 13921 | 415 | VT03062U.1 | 0.277 | 0.7 | A | 2025-03-28 | 59.95 | 14 | VerticalCompact-BCD_2x1 | 1284 | 800 | 2161 |  |  | 175.5 | 28 | 28 | 800 | EC motor | 5060 | 1 | no | no | D | D | Aluminum | 2025-01-02 | 10 | 3 | yes | piece | 1
GCVC PD 063.2/12-29 | GCVC PD | 063.2/12-29 | 4252049 | finoox | GCVC 063.2D/1x2-2507-1-D/4/40/2.10/2400/AXS/1/015023 | 7147 | 2 | 1 | 2507 | Axial | 48.58 | 48604 | 200.73 | 10545 | 580 | VT03145U.1 | 0.19 | 0.55 | A+ | 28.87 | 60.4 | 2025-08-16 | VerticalCompact-BCD_1x2 | 2484 | 615 | 1153 |  |  | 168.1 | 28 | 28 | 630 | EC motor | 5060 | 1 | no | no | D | D | Aluminum | 2025-01-02 | 8 | 4 | yes | piece | 1
GCVC PD 063.2/11-16 | GCVC PD | 063.2/11-16 | 4250911 | finoox | GCVC 063.2C/1x1-2500-1-D/4/32/2.10/900/AXS/1/015023 | 3759 | 1 | 1 | 2500 | Axial | 10661 | 10729 | 60.22 | 2149 | 310 | VT03145U.1 | 0.025 | 0.13 | A+ | 15.63 | 46.9 | 2025-01-05 | VerticalCompact-BCD_1x1 | 984 | 615 | 953 |  |  | 64.5 | 16 | 16 | 630 | EC motor | 5060 | 1 | no | no | C | D | Aluminum | 2025-01-02 | 8 | 4 | yes | piece | 1
GCVC PD 063.2/23-20 | GCVC PD | 063.2/23-20 | 4247848 | finoox | GCVC 063.2D/2x3-2500-1-D/4/80/2.10/3600/EXS/1/015023 | 21239 | 3 | 2 | 2500 | Axial | 86509 | 86697 | 602.19 | 16378 | 310 | VT03145U.1 | 0.141 | 0.13 | A+ | 19.63 | 51.59 | 50.2 | VerticalCompact-BCD_2x3 | 3684 | 800 | 2161 |  |  | 470.5 | 35 | 35 | 630 | EC motor | 5060 | 1 | no | no | D | D | Epoxy coated aluminum | 2025-01-02 | 6 | 4 | yes | piece | 1
GCVC PD 063.2/11-21 | GCVC PD | 063.2/11-21 | 4250918 | finoox | GCVC 063.2C/1x1-2501-1-D/6/32/2.10/900/AXS/1/015023 | 4206 | 1 | 1 | 2501 | Axial | 12257 | 12381 | 90.33 | 2112 | 345 | VT03145U.1 | 0.033 | 0.15 | A+ | 20.72 | 51.99 | 2025-06-07 | VerticalCompact-BCD_1x1 | 984 | 615 | 953 |  |  | 73.2 | 16 | 16 | 630 | EC motor | 5060 | 1 | no | no | C | D | Aluminum | 2025-01-02 | 12 | 6 | yes | piece | 1
GCVC PD 045.2/24-45 | GCVC PD | 045.2/24-45 | 4244724 | finoox | GCVC 045.2C/2x4-2526-1-D/4/64/2.10/3600/EXS/1/015023 | 16229 | 4 | 2 | 2526 | Axial | 127281 | 127463 | 481.75 | 28318 | 900 | VT03007U.1 | 0.982 | 0.58 | B | 45.25 | 77.11 | 41.4 | VerticalCompact-BCD_2x4 | 3684 | 800 | 1761 |  |  | 410.3 | 42 | 42 | 450 | EC motor | 5060 | 1 | no | no | C | D | Epoxy coated aluminum | 2025-01-02 | 4 | 4 | yes | piece | 1
GCVC PD 050.2/21-44 | GCVC PD | 050.2/21-44 | 4244958 | finoox | GCVC 050.2C/2x1-2521-1-D/3/64/2.10/900/AXS/1/015023 | 5112 | 1 | 2 | 2521 | Axial | 39646 | 39862 | 90.33 | 12350 | 1135 | VT03011U.1 | 0.676 | 1965-01-01 | D | 43.7 | 75.21 | 2025-03-08 | VerticalCompact-BCD_2x1 | 984 | 800 | 1761 |  |  | 117.7 | 22 | 22 | 500 | EC motor | 5060 | 1 | no | no | C | D | Aluminum | 2025-01-02 | 8 | 3 | yes | piece | 1
GCVC PD 045.2/13-46 | GCVC PD | 045.2/13-46 | 4249058 | finoox | GCVC 045.2C/1x3-2529-1-D/6/32/2.10/2700/AXS/1/015023 | 7275 | 3 | 1 | 2529 | Axial | 66338 | 66711 | 270.99 | 12565 | 1125 | VT03007U.1 | 0.697 | 1 | C | 46.36 | 77.86 | 2025-06-22 | VerticalCompact-BCD_1x3 | 2784 | 535 | 953 |  |  | 192.4 | 35 | 35 | 450 | EC motor | 5060 | 1 | no | no | C | D | Aluminum | 2025-01-02 | 6 | 6 | yes | piece | 1
GCVC PD 050.3/23-51 | GCVC PD | 050.3/23-51 | 6217892 | finoox | GCVC 050.3C/2x3-3617-X-D/6/64/2.10/2700/AXS/1/015023 | 12064 | 3 | 2 | 3617 | Axial | 185296 | 185.91 | 541.97 | 40101 | 1260 | VT01524 | 5822 | 2025-04-04 | E | 51.46 | 83.21 | 48.8 | VerticalCompact-BCD_2x3 | 2784 | 800 | 1761 |  |  | 421.1 | 54 | 54 | 500 | AC motor | 60 | X | no | no | C | D | Aluminum | 2025-01-02 | 6 | 6 | yes | piece | 1
GCVC PD 050.2/23-42 | GCVC PD | 050.2/23-42 | 4245251 | finoox | GCVC 050.2C/2x3-2332-D-D/6/64/2.10/2700/EXS/1/015023 | 12917 | 3 | 2 | 2332 | Axial | 137916 | 138543 | 541.97 | 26999 | 850 | VT01435 | 1638 | 0.74 | C | 42.21 | 73.95 | 46.3 | VerticalCompact-BCD_2x3 | 2784 | 800 | 1761 |  |  | 410.5 | 42 | 42 | 500 | AC motor | 50 | D | no | no | C | D | Epoxy coated aluminum | 2025-01-02 | 6 | 6 | yes | piece | 1
GCVC PD 063.2/11-18 | GCVC PD | 063.2/11-18 | 4251683 | finoox | GCVC 063.2D/1x1-2359-S-D/4/40/2.10/1200/AXS/1/015023 | 3662 | 1 | 1 | 2359 | Axial | 17506 | 17.58 | 100.37 | 3430 | 320 | VT01442 | 0.063 | 0.14 | A+ | 18.32 | 49.68 | 2025-03-08 | VerticalCompact-BCD_1x1 | 1284 | 598 | 1153 |  |  | 93.1 | 16 | 16 | 630 | AC motor | 50 | S | no | no | D | D | Aluminum | 2025-01-02 | 10 | 4 | yes | piece | 1
GCVC PD 050.2/21-29 | GCVC PD | 050.2/21-29 | 4245789 | finoox | GCVC 050.2D/2x1-2385-J-D/6/80/2.10/1200/EXS/1/015023 | 6649 | 1 | 2 | 2385 | Axial | 34622 | 34927 | 301.1 | 5822 | 430 | VT01435 | 0.265 | 0.32 | B | 28.86 | 60.51 | 2025-03-25 | VerticalCompact-BCD_2x1 | 1284 | 800 | 2161 |  |  | 216.7 | 22 | 22 | 500 | AC motor | 60 | J | no | no | D | D | Epoxy coated aluminum | 2025-01-02 | 12 | 6 | yes | piece | 1
GCVC PD 050.2/22-32 | GCVC PD | 050.2/22-32 | 4246027 | finoox | GCVC 050.2D/2x2-2385-J-D/3/80/2.10/2400/EXS/1/015023 | 8337 | 2 | 2 | 2385 | Axial | 56731 | 56.62 | 301.1 | 12655 | 430 | VT01435 | 0.529 | 0.32 | C | 32.19 | 64 | 2025-06-25 | VerticalCompact-BCD_2x2 | 2484 | 800 | 2161 |  |  | 309 | 28 | 28 | 500 | AC motor | 60 | J | no | no | D | D | Epoxy coated aluminum | 2025-01-02 | 8 | 3 | yes | piece | 1
GCVC PD 050.2/11-51 | GCVC PD | 050.2/11-51 | 4244065 | finoox | GCVC 050.2B/1x1-2420-2-D/4/24/2.10/720/AXS/1/015023 | 2835 | 1 | 1 | 2420 | Axial | 21368 | 21622 | 36.13 | 7257 | 1600 | VT03013U.1 | 1017 | 1965-01-01 | E | 51.15 | 82.34 | 2025-02-03 | VerticalCompact-BCD_1x1 | 804 | 607 | 753 |  |  | 52 | 18 | 18 | 500 | EC motor | 5060 | 2 | no | no | B | D | Aluminum | 2025-01-02 | 8 | 4 | yes | piece | 1
GCVC PD 063.2/11-28 | GCVC PD | 063.2/11-28 | 4251735 | finoox | GCVC 063.2D/1x1-2400-K-D/6/40/2.10/1200/EXS/1/015023 | 4639 | 1 | 1 | 2400 | Axial | 25957 | 26148 | 150.55 | 4650 | 490 | VT01442 | 0.158 | 0.34 | B | 27.61 | 58.98 | 2025-05-12 | VerticalCompact-BCD_1x1 | 1284 | 598 | 1153 |  |  | 107.7 | 18 | 18 | 630 | AC motor | 60 | K | no | no | D | D | Epoxy coated aluminum | 2025-01-02 | 10 | 6 | yes | piece | 1
GCVC PD 035.2/11-29 | GCVC PD | 035.2/11-29 | 4243717 | finoox | GCVC 035.2B/1x1-2345-X-D/4/24/2.10/720/AXS/1/015023 | 1662 | 1 | 1 | 2345 | Axial | 9091 | 9155 | 36.13 | 2010 | 1020 | VT03149U | 0.091 | 0.42 | C | 28.97 | 60.15 | 2025-02-03 | VerticalCompact-BCD_1x1 | 804 | 514 | 753 |  |  | 43.1 | 16 | 16 | 350 | AC motor | 60 | X | no | no | B | D | Aluminum | 2025-01-02 | 12 | 4 | yes | piece | 1
GCVC PD 063.2/11-59 | GCVC PD | 063.2/11-59 | 4250993 | finoox | GCVC 063.2C/1x1-2549-2-D/4/32/2.10/900/EXS/1/015023 | 5026 | 1 | 1 | 2549 | Axial | 32943 | 33188 | 60.22 | 11063 | 1210 | VT03143U.1 | 1765 | 1986-02-01 | E | 58.75 | 90.02 | 2025-04-05 | VerticalCompact-BCD_1x1 | 984 | 611 | 953 |  |  | 87.3 | 22 | 22 | 630 | EC motor | 5060 | 2 | no | no | C | D | Epoxy coated aluminum | 2025-01-02 | 8 | 4 | yes | piece | 1
GCVC PD 063.2/14-44 | GCVC PD | 063.2/14-44 | 4251651 | finoox | GCVC 063.2C/1x4-2557-2-D/3/32/2.10/3600/EXS/1/015023 | 11638 | 4 | 1 | 2557 | Axial | 86.49 | 86407 | 180.66 | 33519 | 900 | VT03144U.1 | 1938 | 0.85 | D | 43.9 | 75.53 | 2025-05-15 | VerticalCompact-BCD_1x4 | 3684 | 623 | 953 |  |  | 226.8 | 35 | 35 | 630 | EC motor | 5060 | 2 | no | no | C | D | Epoxy coated aluminum | 2025-01-02 | 4 | 3 | yes | piece | 1
GCVC PD 045.2/21-47 | GCVC PD | 045.2/21-47 | 4244480 | finoox | GCVC 045.2C/2x1-2531-1-D/3/64/2.10/900/AXS/1/015023 | 4716 | 1 | 2 | 2531 | Axial | 35457 | 35648 | 90.33 | 10411 | 1275 | VT03007U.1 | 0.648 | 2025-04-01 | D | 47.22 | 78.72 | 2025-03-08 | VerticalCompact-BCD_2x1 | 984 | 800 | 1761 |  |  | 114.3 | 22 | 22 | 450 | EC motor | 5060 | 1 | no | no | C | D | Aluminum | 2025-01-02 | 8 | 3 | yes | piece | 1
GCVC PD 080.2/12-49 | GCVC PD | 080.2/12-49 | 4252839 | finoox | GCVC 080.2D/1x2-2538-2-D/4/40/2.10/2400/AXS/1/015023 | 9564 | 2 | 1 | 2538 | Axial | 89452 | 89.04 | 200.73 | 26524 | 800 | VT03059U.2 | 2003 | 1989-01-01 | D | 48.92 | 80.45 | 2025-05-17 | VerticalCompact-BCD_1x2 | 2484 | 650 | 1153 |  |  | 203.4 | 35 | 35 | 800 | EC motor | 5060 | 2 | no | no | D | D | Aluminum | 2025-01-02 | 6 | 4 | yes | piece | 1
GCVC PD 050.2/22-45 | GCVC PD | 050.2/22-45 | 4245188 | finoox | GCVC 050.2C/2x2-2520-1-D/3/64/2.10/1800/AXS/1/015023 | 8516 | 2 | 2 | 2520 | Axial | 74.15 | 74044 | 180.66 | 23279 | 1070 | VT03011U.1 | 1146 | 2025-04-01 | D | 45.34 | 76.97 | 2025-09-16 | VerticalCompact-BCD_2x2 | 1884 | 800 | 1761 |  |  | 207.9 | 35 | 35 | 500 | EC motor | 5060 | 1 | no | no | C | D | Aluminum | 2025-01-02 | 8 | 3 | yes | piece | 1
GCVC PD 050.2/12-43 | GCVC PD | 050.2/12-43 | 4250549 | finoox | GCVC 050.2D/1x2-2520-1-D/3/40/2.10/2400/EXS/1/015023 | 5391 | 2 | 1 | 2520 | Axial | 46816 | 46786 | 150.55 | 12639 | 1070 | VT03011U.1 | 0.536 | 2025-04-01 | C | 43.19 | 74.71 | 2025-09-12 | VerticalCompact-BCD_1x2 | 2484 | 586 | 1153 |  |  | 151.9 | 28 | 28 | 500 | EC motor | 5060 | 1 | no | no | D | D | Epoxy coated aluminum | 2025-01-02 | 6 | 3 | yes | piece | 1
GCVC PD 050.2/13-45 | GCVC PD | 050.2/13-45 | 4250790 | finoox | GCVC 050.2D/1x3-2520-1-D/4/40/2.10/3600/EXS/1/015023 | 8935 | 3 | 1 | 2520 | Axial | 82641 | 82.75 | 301.1 | 18666 | 1070 | VT03011U.1 | 0.815 | 2025-04-01 | C | 44.63 | 76.31 | 2025-02-25 | VerticalCompact-BCD_1x3 | 3684 | 586 | 1153 |  |  | 244.6 | 35 | 35 | 500 | EC motor | 5060 | 1 | no | no | D | D | Epoxy coated aluminum | 2025-01-02 | 4 | 4 | yes | piece | 1
GCVC PD 045.2/14-41 | GCVC PD | 045.2/14-41 | 4249123 | finoox | GCVC 045.2C/1x4-2525-1-D/4/32/2.10/3600/AXS/1/015023 | 8112 | 4 | 1 | 2525 | Axial | 60534 | 60743 | 240.88 | 12938 | 825 | VT03007U.1 | 0.388 | 0.47 | B | 40.6 | 72.21 | 2025-06-19 | VerticalCompact-BCD_1x4 | 3684 | 535 | 953 |  |  | 216.4 | 28 | 28 | 450 | EC motor | 5060 | 1 | no | no | C | D | Aluminum | 2025-01-02 | 4 | 4 | yes | piece | 1
GCVC PD 080.2/13-54 | GCVC PD | 080.2/13-54 | 4253123 | finoox | GCVC 080.2D/1x3-2539-2-D/6/40/2.10/3600/EXS/1/015023 | 16487 | 3 | 1 | 2539 | Axial | 163866 | 164246 | 451.65 | 36994 | 850 | VT03059U.2 | 3677 | 2019-02-01 | D | 53.7 | 85.39 | 39.4 | VerticalCompact-BCD_1x3 | 3684 | 650 | 1153 |  |  | 347.4 | 54 | 54 | 800 | EC motor | 5060 | 2 | no | no | D | D | Epoxy coated aluminum | 2025-01-02 | 4 | 6 | yes | piece | 1
GCVC PD 050.2/12-45 | GCVC PD | 050.2/12-45 | 4250562 | finoox | GCVC 050.2D/1x2-2522-1-D/4/40/2.10/2400/EXS/1/015023 | 5862 | 2 | 1 | 2522 | Axial | 59344 | 59266 | 200.73 | 13938 | 1200 | VT03011U.1 | 0.749 | 2025-09-01 | C | 45.46 | 76.98 | 2025-08-16 | VerticalCompact-BCD_1x2 | 2484 | 586 | 1153 |  |  | 166.4 | 28 | 28 | 500 | EC motor | 5060 | 1 | no | no | D | D | Epoxy coated aluminum | 2025-01-02 | 6 | 4 | yes | piece | 1
GCVC PD 080.2/22-30 | GCVC PD | 080.2/22-30 | 4248392 | finoox | GCVC 080.2D/2x2-2496-1-D/3/80/2.10/2400/EXS/1/015023 | 15962 | 2 | 2 | 2496 | Axial | 95312 | 95466 | 301.1 | 26095 | 390 | VT03062U.1 | 0.47 | 0.6 | A | 29.86 | 61.67 | 2025-09-26 | VerticalCompact-BCD_2x2 | 2484 | 800 | 2161 |  |  | 316.7 | 35 | 35 | 800 | EC motor | 5060 | 1 | no | no | D | D | Epoxy coated aluminum | 2025-01-02 | 6 | 3 | yes | piece | 1
GCVC PD 080.3/13-52 | GCVC PD | 080.3/13-52 | 6210390 | finoox | GCVC 080.3D/1x3-3481-D-D/4/40/2.10/3600/EXS/1/015023 | 10693 | 3 | 1 | 3481 | Axial | 141118 | 140925 | 301.1 | 45880 | 850 | VT01526 | 5151 | 2025-03-03 | E | 51.94 | 83.62 | 26 | VerticalCompact-BCD_1x3 | 3684 | 611 | 1153 |  |  | 327.1 | 42 | 42 | 800 | AC motor | 50 | D | no | no | D | D | Epoxy coated aluminum | 2025-01-02 | 4 | 4 | yes | piece | 1
GCVC PD 080.3/13-59 | GCVC PD | 080.3/13-59 | 6118896 | finoox | GCVC 080.3D/1x3-3558-2-D/3/40/2.10/3600/AXS/1/015023 | 14020 | 3 | 1 | 3558 | Axial | 150279 | 148038 | 225.82 | 59157 | 1060 | VT01445U.3 | 7297 | 2025-04-04 | E | 59 | 90.68 | 2025-08-21 | VerticalCompact-BCD_1x3 | 3684 | 620 | 1153 |  |  | 310.5 | 54 | 54 | 800 | EC motor | 5060 | 2 | no | no | D | D | Aluminum | 2025-01-02 | 2 | 3 | yes | piece | 1
GCVC PD 080.3/21-59 | GCVC PD | 080.3/21-59 | 6086986 | finoox | GCVC 080.3D/2x1-3558-2-D/6/80/2.10/1200/EXS/1/015023 | 12446 | 1 | 2 | 3558 | Axial | 132287 | 133.29 | 301.1 | 33008 | 1060 | VT01445U.3 | 5128 | 2025-04-04 | E | 58.62 | 90.27 | 2025-09-28 | VerticalCompact-BCD_2x1 | 1284 | 800 | 2161 |  |  | 267.3 | 42 | 42 | 800 | EC motor | 5060 | 2 | no | no | D | D | Epoxy coated aluminum | 2025-01-02 | 10 | 6 | yes | piece | 1
GCVC PD 080.3/12-33 | GCVC PD | 080.3/12-33 | 6193778 | finoox | GCVC 080.3D/1x2-3564-2-D/3/40/2.10/2400/EXS/1/015023 | 9996 | 2 | 1 | 3564 | Axial | 52915 | 52856 | 150.55 | 15422 | 440 | VT01445U.3 | 0.427 | 0.6 | B | 33.24 | 64.77 | 2025-09-12 | VerticalCompact-BCD_1x2 | 2484 | 620 | 1153 |  |  | 207.1 | 28 | 28 | 800 | EC motor | 5060 | 2 | no | no | D | D | Epoxy coated aluminum | 2025-01-02 | 6 | 3 | yes | piece | 1
GCVC PD 050.2/13-40 | GCVC PD | 050.2/13-40 | 4250659 | finoox | GCVC 050.2D/1x3-2354-W-D/6/40/2.10/3600/EXS/1/015023 | 8899 | 3 | 1 | 2354 | Axial | 82755 | 83106 | 451.65 | 15032 | 865 | VT03093U | 0.613 | 0.97 | B | 39.68 | 71.36 | 36.9 | VerticalCompact-BCD_1x3 | 3684 | 569 | 1153 |  |  | 297.4 | 35 | 35 | 500 | AC motor | 50 | W | no | no | D | D | Epoxy coated aluminum | 2025-01-02 | 6 | 6 | yes | piece | 1
GCVC PD 050.2/23-58 | GCVC PD | 050.2/23-58 | 4246320 | finoox | GCVC 050.2D/2x3-2420-2-D/6/80/2.10/3600/AXS/1/015023 | 23436 | 3 | 2 | 2420 | Axial | 279734 | 281007 | 903.29 | 56668 | 1600 | VT03013U.1 | 5396 | 1965-01-01 | D | 58.14 | 90.1 | 81.5 | VerticalCompact-BCD_2x3 | 3684 | 800 | 2161 |  |  | 596.9 | 64 | 64 | 500 | EC motor | 5060 | 2 | no | no | D | D | Aluminum | 2025-01-02 | 4 | 6 | yes | piece | 1
GCVC PD 050.2/21-43 | GCVC PD | 050.2/21-43 | 4244900 | finoox | GCVC 050.2C/2x1-2421-1-D/6/64/2.10/900/AXS/1/015023 | 6030 | 1 | 2 | 2421 | Axial | 56108 | 56542 | 180.66 | 11542 | 1150 | VT03011U.1 | 0.74 | 1975-01-01 | C | 43.06 | 74.57 | 2025-03-16 | VerticalCompact-BCD_2x1 | 984 | 800 | 1761 |  |  | 145.3 | 28 | 28 | 500 | EC motor | 5060 | 1 | no | no | C | D | Aluminum | 2025-01-02 | 12 | 6 | yes | piece | 1
GCVC PD 050.2/23-60 | GCVC PD | 050.2/23-60 | 4245357 | finoox | GCVC 050.2C/2x3-2410-2-D/6/64/2.10/2700/EXS/1/015023 | 19981 | 3 | 2 | 2410 | Axial | 214.35 | 214379 | 541.97 | 52998 | 1770 | VT03013U.1 | 7668 | 2025-01-02 | E | 60.36 | 92.11 | 48.8 | VerticalCompact-BCD_2x3 | 2784 | 800 | 1761 |  |  | 413.3 | 54 | 54 | 500 | EC motor | 5060 | 2 | no | no | C | D | Epoxy coated aluminum | 2025-01-02 | 6 | 6 | yes | piece | 1
GCVC PD 080.2/21-51 | GCVC PD | 080.2/21-51 | 4248158 | finoox | GCVC 080.2D/2x1-2538-2-D/6/80/2.10/1200/AXS/1/015023 | 11237 | 1 | 2 | 2538 | Axial | 107.7 | 108247 | 301.1 | 23070 | 800 | VT03059U.2 | 2049 | 1989-01-01 | D | 50.76 | 82.41 | 2025-09-28 | VerticalCompact-BCD_2x1 | 1284 | 800 | 2161 |  |  | 248.5 | 42 | 42 | 800 | EC motor | 5060 | 2 | no | no | D | D | Aluminum | 2025-01-02 | 10 | 6 | yes | piece | 1
GCVC PD 063.2/23-28 | GCVC PD | 063.2/23-28 | 4247872 | finoox | GCVC 063.2D/2x3-2504-1-D/4/80/2.10/3600/EXS/1/015023 | 21366 | 3 | 2 | 2504 | Axial | 119887 | 119.86 | 602.19 | 25053 | 460 | VT03145U.1 | 0.324 | 0.3 | A+ | 28.38 | 60.34 | 51.6 | VerticalCompact-BCD_2x3 | 3684 | 800 | 2161 |  |  | 473.1 | 42 | 42 | 630 | EC motor | 5060 | 1 | no | no | D | D | Epoxy coated aluminum | 2025-01-02 | 6 | 4 | yes | piece | 1
GCVC PD 045.2/24-41 | GCVC PD | 045.2/24-41 | 4244711 | finoox | GCVC 045.2C/2x4-2524-1-D/3/64/2.10/3600/EXS/1/015023 | 14975 | 4 | 2 | 2524 | Axial | 96628 | 96545 | 361.32 | 24143 | 750 | VT03007U.1 | 0.599 | 0.37 | B | 41.31 | 73.17 | 2025-08-30 | VerticalCompact-BCD_2x4 | 3684 | 800 | 1761 |  |  | 373.3 | 35 | 35 | 450 | EC motor | 5060 | 1 | no | no | C | D | Epoxy coated aluminum | 2025-01-02 | 4 | 3 | yes | piece | 1
GCVC PD 063.2/11-31 | GCVC PD | 063.2/11-31 | 4250954 | finoox | GCVC 063.2C/1x1-2507-1-D/6/32/2.10/900/AXS/1/015023 | 4206 | 1 | 1 | 2507 | Axial | 19.79 | 19947 | 90.33 | 3708 | 580 | VT03145U.1 | 0.111 | 0.55 | B | 30.83 | 62.1 | 2025-06-07 | VerticalCompact-BCD_1x1 | 984 | 615 | 953 |  |  | 73.2 | 16 | 16 | 630 | EC motor | 5060 | 1 | no | no | C | D | Aluminum | 2025-01-02 | 12 | 6 | yes | piece | 1
GCVC PD 063.2/13-35 | GCVC PD | 063.2/13-35 | 4251369 | finoox | GCVC 063.2C/1x3-2507-1-D/6/32/2.10/2700/EXS/1/015023 | 9996 | 3 | 1 | 2507 | Axial | 58.2 | 58306 | 270.99 | 11123 | 580 | VT03145U.1 | 0.334 | 0.55 | B | 35.36 | 66.87 | 22 | VerticalCompact-BCD_1x3 | 2784 | 615 | 953 |  |  | 199.6 | 28 | 28 | 630 | EC motor | 5060 | 1 | no | no | C | D | Epoxy coated aluminum | 2025-01-02 | 8 | 6 | yes | piece | 1
GCVC PD 050.2/22-44 | GCVC PD | 050.2/22-44 | 4246133 | finoox | GCVC 050.2D/2x2-2519-1-D/4/80/2.10/2400/AXS/1/015023 | 11008 | 2 | 2 | 2519 | Axial | 104334 | 104346 | 401.46 | 23397 | 1010 | VT03011U.1 | 0.914 | 2015-01-01 | B | 44.42 | 76.23 | 36.3 | VerticalCompact-BCD_2x2 | 2484 | 800 | 2161 |  |  | 322.2 | 42 | 42 | 500 | EC motor | 5060 | 1 | no | no | D | D | Aluminum | 2025-01-02 | 8 | 4 | yes | piece | 1
GCVC PD 050.2/14-48 | GCVC PD | 050.2/14-48 | 4250083 | finoox | GCVC 050.2C/1x4-2522-1-D/3/32/2.10/3600/EXS/1/015023 | 8615 | 4 | 1 | 2522 | Axial | 76712 | 76532 | 180.66 | 26116 | 1200 | VT03011U.1 | 1578 | 2025-09-01 | D | 47.78 | 79.41 | 2025-05-15 | VerticalCompact-BCD_1x4 | 3684 | 586 | 953 |  |  | 205.4 | 35 | 35 | 500 | EC motor | 5060 | 1 | no | no | C | D | Epoxy coated aluminum | 2025-01-02 | 4 | 3 | yes | piece | 1
GCVC PD 050.2/23-45 | GCVC PD | 050.2/23-45 | 4246369 | finoox | GCVC 050.2D/2x3-2518-1-D/3/80/2.10/3600/EXS/1/015023 | 15896 | 3 | 2 | 2518 | Axial | 129342 | 129448 | 451.65 | 33388 | 945 | VT03011U.1 | 1125 | 1 | B | 44.78 | 76.74 | 40 | VerticalCompact-BCD_2x3 | 3684 | 800 | 2161 |  |  | 424 | 42 | 42 | 500 | EC motor | 5060 | 1 | no | no | D | D | Epoxy coated aluminum | 2025-01-02 | 4 | 3 | yes | piece | 1
GCVC PD 050.3/23-50 | GCVC PD | 050.3/23-50 | 6125865 | finoox | GCVC 050.3C/2x3-3616-W-D/6/64/2.10/2700/AXS/1/015023 | 12064 | 3 | 2 | 3616 | Axial | 179465 | 180301 | 541.97 | 38242 | 1240 | VT01524 | 4137 | 2025-02-03 | D | 50.47 | 82.21 | 48.8 | VerticalCompact-BCD_2x3 | 2784 | 800 | 1761 |  |  | 421.1 | 54 | 54 | 500 | AC motor | 50 | W | no | no | C | D | Aluminum | 2025-01-02 | 6 | 6 | yes | piece | 1
GCVC PD 040.2/12-45 | GCVC PD | 040.2/12-45 | 4243790 | finoox | GCVC 040.2B/1x2-1734-W-D/3/24/2.10/1440/EXS/1/015023 | 2559 | 2 | 1 | 1734 | Axial | 21999 | 22001 | 54.2 | 6826 | 1310 | VT0605 | 0.392 | 0.85 | D | 44.78 | 76.05 | 2025-06-04 | VerticalCompact-BCD_1x2 | 1524 | 476 | 753 |  |  | 74 | 18 | 18 | 400 | AC motor | 50 | W | no | no | B | D | Epoxy coated aluminum | 2025-01-02 | 8 | 3 | yes | piece | 1
GCVC PD 040.2/11-42 | GCVC PD | 040.2/11-42 | 4243685 | finoox | GCVC 040.2A/1x1-1735-X-D/3/20/2.10/600/AXS/2/015023 | 1175 | 1 | 1 | 1735 | Axial | 9482 | 9574 | 18.82 | 3344 | 1450 | VT0605 | 0.277 | 2025-01-01 | E | 41.97 | 73.04 | 2025-07-01 | VerticalCompact-A_1x1 | 660 | 288 | 507 |  |  | 2025-06-18 | 16 | 16 | 400 | AC motor | 60 | X | no | no | A | D | Aluminum | 2025-01-02 | 10 | 3 | yes | piece | 1
GCVC PD 050.2/23-42 | GCVC PD | 050.2/23-42 | 4245248 | finoox | GCVC 050.2C/2x3-2332-D-D/6/64/2.10/2700/AXS/1/015023 | 11958 | 3 | 2 | 2332 | Axial | 140314 | 140973 | 541.97 | 26999 | 850 | VT01435 | 1638 | 0.74 | C | 42.21 | 73.95 | 46.3 | VerticalCompact-BCD_2x3 | 2784 | 800 | 1761 |  |  | 410.5 | 42 | 42 | 500 | AC motor | 50 | D | no | no | C | D | Aluminum | 2025-01-02 | 6 | 6 | yes | piece | 1
GCVC PD 050.2/12-27 | GCVC PD | 050.2/12-27 | 4249439 | finoox | GCVC 050.2C/1x2-2337-S-D/3/32/2.10/1800/EXS/1/015023 | 3479 | 2 | 1 | 2337 | Axial | 23648 | 23631 | 90.33 | 5877 | 510 | VT01437 | 0.159 | 0.16 | B | 27.14 | 58.53 | 2025-05-07 | VerticalCompact-BCD_1x2 | 1884 | 596 | 953 |  |  | 112.1 | 18 | 18 | 500 | AC motor | 50 | S | no | no | C | D | Epoxy coated aluminum | 2025-01-02 | 8 | 3 | yes | piece | 1
GCVC PD 050.2/14-38 | GCVC PD | 050.2/14-38 | 4249987 | finoox | GCVC 050.2C/1x4-2390-K-D/3/32/2.10/3600/EXS/1/015023 | 6330 | 4 | 1 | 2390 | Axial | 61267 | 61204 | 180.66 | 17399 | 760 | VT01437 | 0.695 | 0.35 | C | 37.57 | 69.2 | 2025-09-14 | VerticalCompact-BCD_1x4 | 3684 | 596 | 953 |  |  | 214.5 | 28 | 28 | 500 | AC motor | 60 | K | no | no | C | D | Epoxy coated aluminum | 2025-01-02 | 4 | 3 | yes | piece | 1
GCVC PD 050.2/23-54 | GCVC PD | 050.2/23-54 | 4246222 | finoox | GCVC 050.2D/2x3-2347-D-D/3/80/2.10/3600/AXS/1/015023 | 11837 | 3 | 2 | 2347 | Axial | 172841 | 172.77 | 451.65 | 51207 | 1390 | VT03150U | 3828 | 1941-01-01 | D | 53.73 | 85.69 | 43.1 | VerticalCompact-BCD_2x3 | 3684 | 800 | 2161 |  |  | 457.7 | 54 | 54 | 500 | AC motor | 50 | D | no | no | D | D | Aluminum | 2025-01-02 | 4 | 3 | yes | piece | 1
GCVC PD 050.2/13-50 | GCVC PD | 050.2/13-50 | 4250632 | finoox | GCVC 050.2D/1x3-2347-D-D/6/40/2.10/3600/AXS/1/015023 | 8487 | 3 | 1 | 2347 | Axial | 124534 | 125244 | 451.65 | 24281 | 1390 | VT03150U | 1987 | 1941-01-01 | D | 50.19 | 81.87 | 39.2 | VerticalCompact-BCD_1x3 | 3684 | 569 | 1153 |  |  | 306.2 | 42 | 42 | 500 | AC motor | 50 | D | no | no | D | D | Aluminum | 2025-01-02 | 4 | 6 | yes | piece | 1
GCVC PD 050.2/23-49 | GCVC PD | 050.2/23-49 | 4245276 | finoox | GCVC 050.2C/2x3-2348-S-D/3/64/2.10/2700/AXS/1/015023 | 9292 | 3 | 2 | 2348 | Axial | 127068 | 127.27 | 270.99 | 40822 | 1180 | VT03150U | 3158 | 0.9 | D | 48.54 | 80.29 | 2025-01-25 | VerticalCompact-BCD_2x3 | 2784 | 800 | 1761 |  |  | 329 | 42 | 42 | 500 | AC motor | 50 | S | no | no | C | D | Aluminum | 2025-01-02 | 4 | 3 | yes | piece | 1
GCVC PD 063.2/13-31 | GCVC PD | 063.2/13-31 | 4251290 | finoox | GCVC 063.2C/1x3-2398-I-D/6/32/2.10/2700/AXS/1/015023 | 7739 | 3 | 1 | 2398 | Axial | 53215 | 53435 | 270.99 | 9720 | 460 | VT01442 | 0.441 | 0.32 | B | 31.16 | 62.67 | 22 | VerticalCompact-BCD_1x3 | 2784 | 598 | 953 |  |  | 209.8 | 28 | 28 | 630 | AC motor | 60 | I | no | no | C | D | Aluminum | 2025-01-02 | 8 | 6 | yes | piece | 1
GCVC PD 045.2/12-48 | GCVC PD | 045.2/12-48 | 4243893 | finoox | GCVC 045.2B/1x2-2419-1-D/4/24/2.10/1440/AXS/1/015023 | 3979 | 2 | 1 | 2419 | Axial | 33125 | 33207 | 72.26 | 9282 | 1350 | VT03007U.1 | 0.774 | 1965-01-01 | D | 48.25 | 79.53 | 2025-01-06 | VerticalCompact-BCD_1x2 | 1524 | 535 | 753 |  |  | 81.6 | 22 | 22 | 450 | EC motor | 5060 | 1 | no | no | B | D | Aluminum | 2025-01-02 | 8 | 4 | yes | piece | 1
GCVC PD 080.2/11-35 | GCVC PD | 080.2/11-35 | 4252476 | finoox | GCVC 080.2D/1x1-2485-1-D/6/40/2.10/1200/AXS/1/015023 | 5333 | 1 | 1 | 2485 | Axial | 39051 | 39303 | 150.55 | 7517 | 535 | VT03061U.1 | 0.31 | 1935-01-01 | B | 35.47 | 66.83 | 2025-07-12 | VerticalCompact-BCD_1x1 | 1284 | 608 | 1153 |  |  | 111.2 | 22 | 22 | 800 | EC motor | 5060 | 1 | no | no | D | D | Aluminum | 2025-01-02 | 10 | 6 | yes | piece | 1
GCVC PD 050.2/13-51 | GCVC PD | 050.2/13-51 | 4249854 | finoox | GCVC 050.2C/1x3-2559-2-D/4/32/2.10/2700/EXS/1/015023 | 8894 | 3 | 1 | 2559 | Axial | 76267 | 76469 | 180.66 | 21048 | 1330 | VT03013U.1 | 1594 | 2025-08-01 | D | 51.42 | 82.93 | 2025-06-15 | VerticalCompact-BCD_1x3 | 2784 | 607 | 953 |  |  | 185.3 | 35 | 35 | 500 | EC motor | 5060 | 2 | no | no | C | D | Epoxy coated aluminum | 2025-01-02 | 4 | 4 | yes | piece | 1
GCVC PD 063.2/13-33 | GCVC PD | 063.2/13-33 | 4252309 | finoox | GCVC 063.2D/1x3-2509-1-D/3/40/2.10/3600/EXS/1/015023 | 9719 | 3 | 1 | 2509 | Axial | 69574 | 69535 | 225.82 | 18651 | 655 | VT03145U.1 | 0.386 | 0.75 | A | 33.28 | 64.96 | 2025-03-19 | VerticalCompact-BCD_1x3 | 3684 | 615 | 1153 |  |  | 225.6 | 35 | 35 | 630 | EC motor | 5060 | 1 | no | no | D | D | Epoxy coated aluminum | 2025-01-02 | 4 | 3 | yes | piece | 1
GCVC PD 063.2/14-39 | GCVC PD | 063.2/14-39 | 4251595 | finoox | GCVC 063.2C/1x4-2511-1-D/4/32/2.10/3600/AXS/1/015023 | 10721 | 4 | 1 | 2511 | Axial | 87385 | 87514 | 240.88 | 21984 | 730 | VT03145U.1 | 0.819 | 1 | C | 38.82 | 70.45 | 2025-02-20 | VerticalCompact-BCD_1x4 | 3684 | 615 | 953 |  |  | 227.3 | 35 | 35 | 630 | EC motor | 5060 | 1 | no | no | C | D | Aluminum | 2025-01-02 | 4 | 4 | yes | piece | 1
GCVC PD 063.2/11-31 | GCVC PD | 063.2/11-31 | 4251830 | finoox | GCVC 063.2D/1x1-2511-1-D/4/40/2.10/1200/EXS/1/015023 | 4497 | 1 | 1 | 2511 | Axial | 29099 | 29195 | 100.37 | 6746 | 730 | VT03145U.1 | 0.18 | 1 | B | 31.15 | 62.52 | 2025-06-08 | VerticalCompact-BCD_1x1 | 1284 | 615 | 1153 |  |  | 90.5 | 22 | 22 | 630 | EC motor | 5060 | 1 | no | no | D | D | Epoxy coated aluminum | 2025-01-02 | 10 | 4 | yes | piece | 1
GCVC PD 045.2/13-37 | GCVC PD | 045.2/13-37 | 4249029 | finoox | GCVC 045.2C/1x3-2524-1-D/3/32/2.10/2700/EXS/1/015023 | 6314 | 3 | 1 | 2524 | Axial | 35919 | 35867 | 135.49 | 9053 | 750 | VT03007U.1 | 0.225 | 0.37 | B | 37.41 | 68.91 | 2025-01-11 | VerticalCompact-BCD_1x3 | 2784 | 535 | 953 |  |  | 152.3 | 22 | 22 | 450 | EC motor | 5060 | 1 | no | no | C | D | Epoxy coated aluminum | 2025-01-02 | 6 | 3 | yes | piece | 1
GCVC PD 045.2/22-41 | GCVC PD | 045.2/22-41 | 4244534 | finoox | GCVC 045.2C/2x2-2525-1-D/3/64/2.10/1800/AXS/1/015023 | 7858 | 2 | 2 | 2525 | Axial | 52559 | 52548 | 180.66 | 13315 | 825 | VT03007U.1 | 0.384 | 0.47 | B | 40.61 | 72.24 | 2025-09-15 | VerticalCompact-BCD_2x2 | 1884 | 800 | 1761 |  |  | 200 | 28 | 28 | 450 | EC motor | 5060 | 1 | no | no | C | D | Aluminum | 2025-01-02 | 8 | 3 | yes | piece | 1
GCVC PD 080.2/11-47 | GCVC PD | 080.2/11-47 | 4252574 | finoox | GCVC 080.2D/1x1-2539-2-D/4/40/2.10/1200/EXS/1/015023 | 5745 | 1 | 1 | 2539 | Axial | 46634 | 46.67 | 100.37 | 14162 | 850 | VT03059U.2 | 1198 | 2019-02-01 | D | 47.33 | 78.7 | 2025-01-09 | VerticalCompact-BCD_1x1 | 1284 | 650 | 1153 |  |  | 108.5 | 28 | 28 | 800 | EC motor | 5060 | 2 | no | no | D | D | Epoxy coated aluminum | 2025-01-02 | 10 | 4 | yes | piece | 1
GCVC PD 050.2/22-58 | GCVC PD | 050.2/22-58 | 4246174 | finoox | GCVC 050.2D/2x2-2562-2-D/3/80/2.10/2400/AXS/1/015023 | 12155 | 2 | 2 | 2562 | Axial | 121507 | 121.41 | 301.1 | 37567 | 1595 | VT03013U.1 | 3355 | 1965-01-01 | E | 57.57 | 89.37 | 2025-04-28 | VerticalCompact-BCD_2x2 | 2484 | 800 | 2161 |  |  | 311.4 | 42 | 42 | 500 | EC motor | 5060 | 2 | no | no | D | D | Aluminum | 2025-01-02 | 6 | 3 | yes | piece | 1
GCVC PD 050.2/13-57 | GCVC PD | 050.2/13-57 | 4249875 | finoox | GCVC 050.2C/1x3-2563-2-D/4/32/2.10/2700/AXS/1/015023 | 8532 | 3 | 1 | 2563 | Axial | 91137 | 91472 | 180.66 | 26910 | 1680 | VT03013U.1 | 3191 | 1975-01-01 | E | 56.6 | 88.11 | 2025-06-15 | VerticalCompact-BCD_1x3 | 2784 | 607 | 953 |  |  | 185.3 | 35 | 35 | 500 | EC motor | 5060 | 2 | no | no | C | D | Aluminum | 2025-01-02 | 4 | 4 | yes | piece | 1
GCVC PD 063.2/12-24 | GCVC PD | 063.2/12-24 | 4251124 | finoox | GCVC 063.2C/1x2-2501-1-D/6/32/2.10/1800/AXS/1/015023 | 6775 | 2 | 1 | 2501 | Axial | 24787 | 24966 | 180.66 | 4223 | 345 | VT03145U.1 | 0.065 | 0.15 | A+ | 23.61 | 55 | 2025-06-14 | VerticalCompact-BCD_1x2 | 1884 | 615 | 953 |  |  | 135.1 | 18 | 18 | 630 | EC motor | 5060 | 1 | no | no | C | D | Aluminum | 2025-01-02 | 12 | 6 | yes | piece | 1
GCVC PD 080.2/22-58 | GCVC PD | 080.2/22-58 | 4248541 | finoox | GCVC 080.2D/2x2-2710-2-D/6/80/2.10/2400/EXS/1/015023 | 25929 | 2 | 2 | 2710 | Axial | 246418 | 246.06 | 602.19 | 59907 | 975 | VT03059U.2 | 7908 | 3 | E | 57.73 | 89.54 | 55.2 | VerticalCompact-BCD_2x2 | 2484 | 800 | 2161 |  |  | 462 | 54 | 54 | 800 | EC motor | 5060 | 2 | no | no | D | D | Epoxy coated aluminum | 2025-01-02 | 6 | 6 | yes | piece | 1
GCVC PD 035.2/12-40 | GCVC PD | 035.2/12-40 | 4243675 | finoox | GCVC 035.2A/1x2-2723-W-D/3/20/2.10/1200/EXS/2/015023 | 1688 | 2 | 1 | 2723 | Axial | 15445 | 15443 | 37.64 | 4887 | 1390 | VT03167U | 0.323 | 0.62 | D | 40.32 | 71.48 | 2025-02-03 | VerticalCompact-A_1x2 | 1260 | 330 | 507 |  |  | 2025-09-30 | 16 | 16 | 350 | AC motor | 50 | W | no | no | A | D | Epoxy coated aluminum | 2025-01-02 | 10 | 3 | yes | piece | 1
GCVC PD 080.3/11-44 | GCVC PD | 080.3/11-44 | 6126660 | finoox | GCVC 080.3D/1x1-3488-I-D/4/40/2.10/1200/AXS/1/015023 | 4293 | 1 | 1 | 3488 | Axial | 45.32 | 45423 | 100.37 | 12732 | 720 | VT01371 | 1183 | 1935-02-01 | E | 43.6 | 74.96 | 2025-01-09 | VerticalCompact-BCD_1x1 | 1284 | 605 | 1153 |  |  | 118.6 | 28 | 28 | 800 | AC motor | 60 | I | no | no | D | D | Aluminum | 2025-01-02 | 10 | 4 | yes | piece | 1
GCVC PD 045.2/13-49 | GCVC PD | 045.2/13-49 | 4243946 | finoox | GCVC 045.2B/1x3-0426-W-D/3/24/2.10/2160/EXS/1/015023 | 3573 | 3 | 1 | 426 | Axial | 39197 | 39163 | 81.3 | 14565 | 1360 | VT0326U | 1342 | 2025-02-02 | E | 48.79 | 80.16 | 2025-08-06 | VerticalCompact-BCD_1x3a | 2244 | 521 | 753 |  |  | 119.8 | 22 | 22 | 450 | AC motor | 50 | W | no | no | B | D | Epoxy coated aluminum | 2025-01-02 | 6 | 3 | yes | piece | 1
GCVC PD 063.2/12-28 | GCVC PD | 063.2/12-28 | 4251922 | finoox | GCVC 063.2D/1x2-2358-D-D/3/40/2.10/2400/AXS/1/015023 | 5499 | 2 | 1 | 2358 | Axial | 36665 | 36621 | 150.55 | 8925 | 430 | VT01442 | 0.225 | 0.32 | B | 2025-06-28 | 59.59 | 2025-04-12 | VerticalCompact-BCD_1x2 | 2484 | 598 | 1153 |  |  | 159.7 | 22 | 22 | 630 | AC motor | 50 | D | no | no | D | D | Aluminum | 2025-01-02 | 8 | 3 | yes | piece | 1
GCVC PD 063.2/21-63 | GCVC PD | 063.2/21-63 | 4247450 | finoox | GCVC 063.2D/2x1-2551-2-D/6/80/2.10/1200/AXS/1/015023 | 11858 | 1 | 2 | 2551 | Axial | 124444 | 125119 | 301.1 | 28574 | 1360 | VT03143U.1 | 4856 | 4 | E | 62.5 | 94.16 | 2025-09-28 | VerticalCompact-BCD_2x1 | 1284 | 800 | 2161 |  |  | 258.3 | 42 | 42 | 630 | EC motor | 5060 | 2 | no | no | D | D | Aluminum | 2025-01-02 | 10 | 6 | yes | piece | 1
GCVC PD 050.2/13-52 | GCVC PD | 050.2/13-52 | 4250807 | finoox | GCVC 050.2D/1x3-2559-2-D/3/40/2.10/3600/EXS/1/015023 | 9729 | 3 | 1 | 2559 | Axial | 80032 | 79956 | 225.82 | 23422 | 1330 | VT03013U.1 | 1473 | 2025-08-01 | D | 52.44 | 84.12 | 2025-03-19 | VerticalCompact-BCD_1x3 | 3684 | 607 | 1153 |  |  | 236.7 | 35 | 35 | 500 | EC motor | 5060 | 2 | no | no | D | D | Epoxy coated aluminum | 2025-01-02 | 4 | 3 | yes | piece | 1
GCVC PD 063.2/12-37 | GCVC PD | 063.2/12-37 | 4252115 | finoox | GCVC 063.2D/1x2-2553-2-D/4/40/2.10/2400/AXS/1/015023 | 7728 | 2 | 1 | 2553 | Axial | 62015 | 62083 | 200.73 | 14480 | 700 | VT03144U.1 | 0.43 | 0.52 | B | 36.83 | 68.36 | 2025-08-16 | VerticalCompact-BCD_1x2 | 2484 | 623 | 1153 |  |  | 176.5 | 28 | 28 | 630 | EC motor | 5060 | 2 | no | no | D | D | Aluminum | 2025-01-02 | 6 | 4 | yes | piece | 1
GCVC PD 080.2/23-55 | GCVC PD | 080.2/23-55 | 4248711 | finoox | GCVC 080.2D/2x3-2539-2-D/4/80/2.10/3600/AXS/1/015023 | 31601 | 3 | 2 | 2539 | Axial | 280522 | 280476 | 602.19 | 84972 | 850 | VT03059U.2 | 7188 | 2019-02-01 | D | 54.52 | 86.48 | 58.2 | VerticalCompact-BCD_2x3 | 3684 | 800 | 2161 |  |  | 588.9 | 64 | 64 | 800 | EC motor | 5060 | 2 | no | no | D | D | Aluminum | 2025-01-02 | 4 | 4 | yes | piece | 1
GCVC PD 050.2/12-38 | GCVC PD | 050.2/12-38 | 4244228 | finoox | GCVC 050.2B/1x2-2517-1-D/3/24/2.10/1440/AXS/1/015023 | 3807 | 2 | 1 | 2517 | Axial | 24798 | 24821 | 54.2 | 7947 | 880 | VT03011U.1 | 0.359 | 0.84 | D | 38.37 | 69.66 | 2025-06-04 | VerticalCompact-BCD_1x2 | 1524 | 586 | 753 |  |  | 78.8 | 18 | 18 | 500 | EC motor | 5060 | 1 | no | no | B | D | Aluminum | 2025-01-02 | 8 | 3 | yes | piece | 1
GCVC PD 063.2/23-46 | GCVC PD | 063.2/23-46 | 4247030 | finoox | GCVC 063.2C/2x3-2556-2-D/6/64/2.10/2700/AXS/1/015023 | 20964 | 3 | 2 | 2556 | Axial | 184158 | 184778 | 541.97 | 39719 | 850 | VT03144U.1 | 2713 | 0.77 | D | 45.88 | 77.63 | 48.8 | VerticalCompact-BCD_2x3 | 2784 | 800 | 1761 |  |  | 416.2 | 54 | 54 | 630 | EC motor | 5060 | 2 | no | no | C | D | Aluminum | 2025-01-02 | 6 | 6 | yes | piece | 1
GCVC PD 063.2/13-18 | GCVC PD | 063.2/13-18 | 4252254 | finoox | GCVC 063.2D/1x3-2500-1-D/6/40/2.10/3600/AXS/1/015023 | 11634 | 3 | 1 | 2500 | Axial | 45742 | 46083 | 451.65 | 7496 | 310 | VT03145U.1 | 0.073 | 0.13 | A+ | 17.65 | 49.33 | 36.2 | VerticalCompact-BCD_1x3 | 3684 | 615 | 1153 |  |  | 290.1 | 28 | 28 | 630 | EC motor | 5060 | 1 | no | no | D | D | Aluminum | 2025-01-02 | 8 | 6 | yes | piece | 1
GCVC PD 063.2/11-18 | GCVC PD | 063.2/11-18 | 4250915 | finoox | GCVC 063.2C/1x1-2500-1-D/6/32/2.10/900/EXS/1/015023 | 4394 | 1 | 1 | 2500 | Axial | 10849 | 10948 | 90.33 | 1854 | 310 | VT03145U.1 | 0.026 | 0.13 | A+ | 18.39 | 49.66 | 2025-06-07 | VerticalCompact-BCD_1x1 | 984 | 615 | 953 |  |  | 73.2 | 16 | 16 | 630 | EC motor | 5060 | 1 | no | no | C | D | Epoxy coated aluminum | 2025-01-02 | 12 | 6 | yes | piece | 1
GCVC PD 050.2/13-32 | GCVC PD | 050.2/13-32 | 4249792 | finoox | GCVC 050.2C/1x3-2513-1-D/6/32/2.10/2700/AXS/1/015023 | 7853 | 3 | 1 | 2513 | Axial | 49749 | 49985 | 270.99 | 8927 | 630 | VT03011U.1 | 0.213 | 0.37 | A | 32.37 | 63.87 | 22 | VerticalCompact-BCD_1x3 | 2784 | 586 | 953 |  |  | 196.9 | 28 | 28 | 500 | EC motor | 5060 | 1 | no | no | C | D | Aluminum | 2025-01-02 | 8 | 6 | yes | piece | 1
GCVC PD 063.2/24-65 | GCVC PD | 063.2/24-65 | 4247198 | finoox | GCVC 063.2C/2x4-2548-2-D/3/64/2.10/3600/EXS/1/015023 | 30612 | 4 | 2 | 2548 | Axial | 193947 | 192229 | 361.32 | 88296 | 1135 | VT03143U.1 | 1954-11-01 | 1937-02-01 | E | 65.14 | 97 | 34.6 | VerticalCompact-BCD_2x4 | 3684 | 800 | 1761 |  |  | 578.9 | 54 | 54 | 630 | EC motor | 5060 | 2 | no | no | C | D | Epoxy coated aluminum | 2025-01-02 | 4 | 3 | yes | piece | 1
GCVC PD 050.2/22-36 | GCVC PD | 050.2/22-36 | 4245152 | finoox | GCVC 050.2C/2x2-2514-1-D/3/64/2.10/1800/AXS/1/015023 | 8514 | 2 | 2 | 2514 | Axial | 56471 | 56468 | 180.66 | 14826 | 695 | VT03011U.1 | 0.343 | 0.47 | B | 35.78 | 67.41 | 2025-09-15 | VerticalCompact-BCD_2x2 | 1884 | 800 | 1761 |  |  | 207 | 28 | 28 | 500 | EC motor | 5060 | 1 | no | no | C | D | Aluminum | 2025-01-02 | 8 | 3 | yes | piece | 1
GCVC PD 050.3/12-48 | GCVC PD | 050.3/12-48 | 6165369 | finoox | GCVC 050.3C/1x2-3617-X-D/4/32/2.10/1800/EXS/1/015023 | 3785 | 2 | 1 | 3617 | Axial | 50087 | 50064 | 120.44 | 14628 | 1260 | VT01524 | 1902 | 2025-04-04 | E | 48.03 | 79.42 | 2025-04-10 | VerticalCompact-BCD_1x2 | 1884 | 596 | 953 |  |  | 128.9 | 28 | 28 | 500 | AC motor | 60 | X | no | no | C | D | Epoxy coated aluminum | 2025-01-02 | 8 | 4 | yes | piece | 1
GCVC PD 050.3/12-47 | GCVC PD | 050.3/12-47 | 6097731 | finoox | GCVC 050.3C/1x2-3616-W-D/3/32/2.10/1800/EXS/1/015023 | 3503 | 2 | 1 | 3616 | Axial | 42132 | 42171 | 90.33 | 14348 | 1240 | VT01524 | 1338 | 2025-02-03 | E | 46.87 | 78.26 | 8 | VerticalCompact-BCD_1x2 | 1884 | 596 | 953 |  |  | 120.3 | 28 | 28 | 500 | AC motor | 50 | W | no | no | C | D | Epoxy coated aluminum | 2025-01-02 | 6 | 3 | yes | piece | 1
GCVC PD 050.2/21-33 | GCVC PD | 050.2/21-33 | 4244873 | finoox | GCVC 050.2C/2x1-2390-K-D/6/64/2.10/900/EXS/1/015023 | 5136 | 1 | 2 | 2390 | Axial | 39986 | 40292 | 180.66 | 7642 | 760 | VT01437 | 0.364 | 0.35 | C | 33.42 | 64.93 | 2025-06-15 | VerticalCompact-BCD_2x1 | 984 | 800 | 1761 |  |  | 149 | 22 | 22 | 500 | AC motor | 60 | K | no | no | C | D | Epoxy coated aluminum | 2025-01-02 | 12 | 6 | yes | piece | 1
GCVC PD 080.2/22-21 | GCVC PD | 080.2/22-21 | 4248367 | finoox | GCVC 080.2D/2x2-2490-1-D/4/80/2.10/2400/AXS/1/015023 | 16354 | 2 | 2 | 2490 | Axial | 74.05 | 74194 | 401.46 | 14662 | 245 | VT03062U.1 | 0.151 | 0.2 | A+ | 20.78 | 52.59 | 34.8 | VerticalCompact-BCD_2x2 | 2484 | 800 | 2161 |  |  | 345.8 | 35 | 35 | 800 | EC motor | 5060 | 1 | no | no | D | D | Aluminum | 2025-01-02 | 8 | 4 | yes | piece | 1
GCVC PD 050.2/12-54 | GCVC PD | 050.2/12-54 | 4249637 | finoox | GCVC 050.2C/1x2-2562-2-D/6/32/2.10/1800/EXS/1/015023 | 6532 | 2 | 1 | 2562 | Axial | 68.15 | 68258 | 180.66 | 15808 | 1595 | VT03013U.1 | 1873 | 1965-01-01 | E | 53.67 | 85.06 | 2025-07-15 | VerticalCompact-BCD_1x2 | 1884 | 607 | 953 |  |  | 144.2 | 35 | 35 | 500 | EC motor | 5060 | 2 | no | no | C | D | Epoxy coated aluminum | 2025-01-02 | 8 | 6 | yes | piece | 1
GCVC PD 050.2/13-56 | GCVC PD | 050.2/13-56 | 4249879 | finoox | GCVC 050.2C/1x3-2563-2-D/6/32/2.10/2700/EXS/1/015023 | 9964 | 3 | 1 | 2563 | Axial | 104002 | 104071 | 270.99 | 25104 | 1680 | VT03013U.1 | 3295 | 1975-01-01 | E | 56.48 | 87.99 | 2025-06-22 | VerticalCompact-BCD_1x3 | 2784 | 607 | 953 |  |  | 211.3 | 35 | 35 | 500 | EC motor | 5060 | 2 | no | no | C | D | Epoxy coated aluminum | 2025-01-02 | 6 | 6 | yes | piece | 1
GCVC PD 080.2/12-28 | GCVC PD | 080.2/12-28 | 4252804 | finoox | GCVC 080.2D/1x2-2497-1-D/3/40/2.10/2400/EXS/1/015023 | 7290 | 2 | 1 | 2497 | Axial | 49756 | 49697 | 150.55 | 13921 | 415 | VT03062U.1 | 0.277 | 0.7 | A | 28.42 | 59.95 | 2025-09-12 | VerticalCompact-BCD_1x2 | 2484 | 608 | 1153 |  |  | 164.9 | 28 | 28 | 800 | EC motor | 5060 | 1 | no | no | D | D | Epoxy coated aluminum | 2025-01-02 | 6 | 3 | yes | piece | 1
GCVC PD 063.2/12-22 | GCVC PD | 063.2/12-22 | 4252027 | finoox | GCVC 063.2D/1x2-2503-1-D/3/40/2.10/2400/EXS/1/015023 | 6965 | 2 | 1 | 2503 | Axial | 33229 | 33225 | 150.55 | 7918 | 425 | VT03145U.1 | 0.086 | 0.25 | A+ | 22.16 | 53.68 | 2025-04-12 | VerticalCompact-BCD_1x2 | 2484 | 615 | 1153 |  |  | 152.9 | 22 | 22 | 630 | EC motor | 5060 | 1 | no | no | D | D | Epoxy coated aluminum | 2025-01-02 | 8 | 3 | yes | piece | 1
GCVC PD 050.2/21-31 | GCVC PD | 050.2/21-31 | 4244914 | finoox | GCVC 050.2C/2x1-2513-1-D/4/64/2.10/900/EXS/1/015023 | 5496 | 1 | 2 | 2513 | Axial | 29269 | 2025-04-29 | 120.44 | 6466 | 630 | VT03011U.1 | 0.137 | 0.37 | A | 30.62 | 62.13 | 2025-07-10 | VerticalCompact-BCD_2x1 | 984 | 800 | 1761 |  |  | 126.4 | 22 | 22 | 500 | EC motor | 5060 | 1 | no | no | C | D | Epoxy coated aluminum | 2025-01-02 | 12 | 4 | yes | piece | 1
GCVC PD 063.2/13-59 | GCVC PD | 063.2/13-59 | 4252333 | finoox | GCVC 063.2D/1x3-2548-2-D/3/40/2.10/3600/EXS/1/015023 | 12988 | 3 | 1 | 2548 | Axial | 105395 | 104724 | 225.82 | 39484 | 1135 | VT03143U.1 | 4023 | 1937-02-01 | E | 59.39 | 91.07 | 2025-01-20 | VerticalCompact-BCD_1x3 | 3684 | 611 | 1153 |  |  | 293.6 | 42 | 42 | 630 | EC motor | 5060 | 2 | no | no | D | D | Epoxy coated aluminum | 2025-01-02 | 4 | 3 | yes | piece | 1
GCVC PD 050.2/11-31 | GCVC PD | 050.2/11-31 | 4249267 | finoox | GCVC 050.2C/1x1-2388-I-D/3/32/2.10/900/EXS/1/015023 | 2229 | 1 | 1 | 2388 | Axial | 14.73 | 14786 | 45.16 | 4113 | 710 | VT01437 | 0.158 | 0.34 | C | 30.94 | 62.21 | 2025-09-03 | VerticalCompact-BCD_1x1 | 984 | 596 | 953 |  |  | 61.7 | 16 | 16 | 500 | AC motor | 60 | I | no | no | C | D | Epoxy coated aluminum | 2025-01-02 | 8 | 3 | yes | piece | 1
GCVC PD 063.2/22-39 | GCVC PD | 063.2/22-39 | 4246705 | finoox | GCVC 063.2C/2x2-2414-1-D/3/64/2.10/1800/EXS/1/015023 | 11567 | 2 | 2 | 2414 | Axial | 74574 | 74417 | 180.66 | 24806 | 770 | VT03145U.1 | 0.917 | 2015-01-01 | C | 38.93 | 70.56 | 2025-09-16 | VerticalCompact-BCD_2x2 | 1884 | 800 | 1761 |  |  | 211.2 | 35 | 35 | 630 | EC motor | 5060 | 1 | no | no | C | D | Epoxy coated aluminum | 2025-01-02 | 8 | 3 | yes | piece | 1
GCVC PD 050.2/22-48 | GCVC PD | 050.2/22-48 | 4245127 | finoox | GCVC 050.2C/2x2-2411-1-D/6/64/2.10/1800/EXS/1/015023 | 11038 | 2 | 2 | 2411 | Axial | 116384 | 116.81 | 361.32 | 24812 | 1260 | VT03011U.1 | 1949 | 2025-02-02 | D | 48.48 | 80.11 | 32.4 | VerticalCompact-BCD_2x2 | 1884 | 800 | 1761 |  |  | 263 | 42 | 42 | 500 | EC motor | 5060 | 1 | no | no | C | D | Epoxy coated aluminum | 2025-01-02 | 8 | 6 | yes | piece | 1
GCVC PD 050.2/12-54 | GCVC PD | 050.2/12-54 | 4250488 | finoox | GCVC 050.2D/1x2-2420-2-D/6/40/2.10/2400/AXS/1/015023 | 7474 | 2 | 1 | 2420 | Axial | 93156 | 93575 | 301.1 | 18889 | 1600 | VT03013U.1 | 1799 | 1965-01-01 | D | 53.81 | 85.33 | 2025-04-25 | VerticalCompact-BCD_1x2 | 2484 | 607 | 1153 |  |  | 205.2 | 35 | 35 | 500 | EC motor | 5060 | 2 | no | no | D | D | Aluminum | 2025-01-02 | 6 | 6 | yes | piece | 1
GCVC PD 063.2/23-34 | GCVC PD | 063.2/23-34 | 4246885 | finoox | GCVC 063.2C/2x3-2398-I-D/6/64/2.10/2700/EXS/1/015023 | 16226 | 3 | 2 | 2398 | Axial | 105186 | 105.58 | 541.97 | 19441 | 460 | VT01442 | 0.882 | 0.32 | B | 33.94 | 65.68 | 45 | VerticalCompact-BCD_2x3 | 2784 | 800 | 1761 |  |  | 404.1 | 35 | 35 | 630 | AC motor | 60 | I | no | no | C | D | Epoxy coated aluminum | 2025-01-02 | 8 | 6 | yes | piece | 1
GCVC PD 063.2/13-65 | GCVC PD | 063.2/13-65 | 4251410 | finoox | GCVC 063.2C/1x3-2551-2-D/3/32/2.10/2700/AXS/1/015023 | 11199 | 3 | 1 | 2551 | Axial | 89747 | 89.31 | 135.49 | 40238 | 1360 | VT03143U.1 | 7433 | 4 | E | 65.06 | 96.57 | 12 | VerticalCompact-BCD_1x3 | 2784 | 611 | 953 |  |  | 227.8 | 35 | 35 | 630 | EC motor | 5060 | 2 | no | no | C | D | Aluminum | 2025-01-02 | 4 | 3 | yes | piece | 1
GCVC PD 063.2/13-36 | GCVC PD | 063.2/13-36 | 4251382 | finoox | GCVC 063.2C/1x3-2510-1-D/3/32/2.10/2700/AXS/1/015023 | 7962 | 3 | 1 | 2510 | Axial | 56138 | 56214 | 135.49 | 16622 | 695 | VT03145U.1 | 0.512 | 0.9 | C | 35.61 | 67.12 | 2025-05-11 | VerticalCompact-BCD_1x3 | 2784 | 615 | 953 |  |  | 160.7 | 28 | 28 | 630 | EC motor | 5060 | 1 | no | no | C | D | Aluminum | 2025-01-02 | 4 | 3 | yes | piece | 1
GCVC PD 080.2/21-32 | GCVC PD | 080.2/21-32 | 4248052 | finoox | GCVC 080.2D/2x1-2482-1-D/4/80/2.10/1200/EXS/1/015023 | 8658 | 1 | 2 | 2482 | Axial | 59755 | 59874 | 200.73 | 13981 | 440 | VT03061U.1 | 0.344 | 0.75 | B | 31.77 | 63.42 | 2025-01-18 | VerticalCompact-BCD_2x1 | 1284 | 800 | 2161 |  |  | 191.3 | 28 | 28 | 800 | EC motor | 5060 | 1 | no | no | D | D | Epoxy coated aluminum | 2025-01-02 | 10 | 4 | yes | piece | 1
GCVC PD 045.2/23-54 | GCVC PD | 045.2/23-54 | 4244675 | finoox | GCVC 045.2C/2x3-2533-1-D/3/64/2.10/2700/EXS/1/015023 | 11661 | 3 | 2 | 2533 | Axial | 112466 | 112548 | 270.99 | 35005 | 1425 | VT03007U.1 | 2687 | 2025-09-01 | D | 54.18 | 85.92 | 2025-01-25 | VerticalCompact-BCD_2x3 | 2784 | 800 | 1761 |  |  | 291.4 | 42 | 42 | 450 | EC motor | 5060 | 1 | no | no | C | D | Epoxy coated aluminum | 2025-01-02 | 4 | 3 | yes | piece | 1
GCVC PD 050.2/12-35 | GCVC PD | 050.2/12-35 | 4250518 | finoox | GCVC 050.2D/1x2-2515-1-D/6/40/2.10/2400/AXS/1/015023 | 6471 | 2 | 1 | 2515 | Axial | 48367 | 48676 | 301.1 | 8397 | 755 | VT03011U.1 | 0.212 | 0.58 | A | 35.04 | 66.56 | 2025-06-24 | VerticalCompact-BCD_1x2 | 2484 | 586 | 1153 |  |  | 195.3 | 28 | 28 | 500 | EC motor | 5060 | 1 | no | no | D | D | Aluminum | 2025-01-02 | 8 | 6 | yes | piece | 1
GCVC PD 045.2/14-39 | GCVC PD | 045.2/14-39 | 4249119 | finoox | GCVC 045.2C/1x4-2524-1-D/3/32/2.10/3600/EXS/1/015023 | 8028 | 4 | 1 | 2524 | Axial | 48312 | 48.27 | 180.66 | 12071 | 750 | VT03007U.1 | 0.299 | 0.37 | B | 38.55 | 70.16 | 2025-09-14 | VerticalCompact-BCD_1x4 | 3684 | 535 | 953 |  |  | 199.1 | 28 | 28 | 450 | EC motor | 5060 | 1 | no | no | C | D | Epoxy coated aluminum | 2025-01-02 | 4 | 3 | yes | piece | 1
GCVC PD 050.2/12-42 | GCVC PD | 050.2/12-42 | 4244237 | finoox | GCVC 050.2B/1x2-2519-1-D/4/24/2.10/1440/AXS/1/015023 | 3941 | 2 | 1 | 2519 | Axial | 31533 | 31614 | 72.26 | 8558 | 1010 | VT03011U.1 | 0.532 | 2015-01-01 | D | 41.85 | 73.13 | 2025-01-06 | VerticalCompact-BCD_1x2 | 1524 | 586 | 753 |  |  | 85 | 22 | 22 | 500 | EC motor | 5060 | 1 | no | no | B | D | Aluminum | 2025-01-02 | 8 | 4 | yes | piece | 1
GCVC PD 063.2/24-68 | GCVC PD | 063.2/24-68 | 4247205 | finoox | GCVC 063.2C/2x4-2550-2-D/4/64/2.10/3600/AXS/1/015023 | 31335 | 4 | 2 | 2550 | Axial | 261917 | 259595 | 481.75 | 94501 | 1285 | VT03143U.1 | 16917 | 2026-03-01 | E | 68.45 | 100.31 | 46.7 | VerticalCompact-BCD_2x4 | 3684 | 800 | 1761 |  |  | 618.4 | 64 | 64 | 630 | EC motor | 5060 | 2 | no | no | C | D | Aluminum | 2025-01-02 | 4 | 4 | yes | piece | 1
GCVC PD 045.2/12-49 | GCVC PD | 045.2/12-49 | 4248987 | finoox | GCVC 045.2C/1x2-2532-1-D/3/32/2.10/1800/EXS/1/015023 | 4612 | 2 | 1 | 2532 | Axial | 35.05 | 34992 | 90.33 | 11039 | 1350 | VT03007U.1 | 0.765 | 1965-01-01 | D | 48.59 | 79.97 | 2025-06-07 | VerticalCompact-BCD_1x2 | 1884 | 535 | 953 |  |  | 104.4 | 22 | 22 | 450 | EC motor | 5060 | 1 | no | no | C | D | Epoxy coated aluminum | 2025-01-02 | 8 | 3 | yes | piece | 1
GCVC PD 050.2/24-49 | GCVC PD | 050.2/24-49 | 4245669 | finoox | GCVC 050.2C/2x4-2521-1-D/3/64/2.10/3600/EXS/1/015023 | 16979 | 4 | 2 | 2521 | Axial | 149 | 148847 | 361.32 | 49399 | 1135 | VT03011U.1 | 2702 | 1965-01-01 | D | 49.37 | 81.23 | 32 | VerticalCompact-BCD_2x4 | 3684 | 800 | 1761 |  |  | 389.3 | 42 | 42 | 500 | EC motor | 5060 | 1 | no | no | C | D | Epoxy coated aluminum | 2025-01-02 | 4 | 3 | yes | piece | 1
GCVC PD 080.2/21-32 | GCVC PD | 080.2/21-32 | 4248057 | finoox | GCVC 080.2D/2x1-2483-1-D/3/80/2.10/1200/EXS/1/015023 | 8119 | 1 | 2 | 2483 | Axial | 54982 | 54.99 | 150.55 | 16102 | 470 | VT03061U.1 | 0.406 | 0.9 | B | 32.31 | 63.96 | 14 | VerticalCompact-BCD_2x1 | 1284 | 800 | 2161 |  |  | 176.7 | 28 | 28 | 800 | EC motor | 5060 | 1 | no | no | D | D | Epoxy coated aluminum | 2025-01-02 | 10 | 3 | yes | piece | 1
GCVC PD 050.3/22-50 | GCVC PD | 050.3/22-50 | 6180927 | finoox | GCVC 050.3D/2x2-3616-W-D/4/80/2.10/2400/AXS/1/015023 | 8794 | 2 | 2 | 3616 | Axial | 129929 | 130109 | 401.46 | 30824 | 1240 | VT01524 | 2588 | 2025-02-03 | D | 49.89 | 81.7 | 36.3 | VerticalCompact-BCD_2x2 | 2484 | 800 | 2161 |  |  | 345.8 | 42 | 42 | 500 | AC motor | 50 | W | no | no | D | D | Aluminum | 2025-01-02 | 6 | 4 | yes | piece | 1
GCVC PD 050.3/12-47 | GCVC PD | 050.3/12-47 | 6141789 | finoox | GCVC 050.3D/1x2-3616-W-D/6/40/2.10/2400/EXS/1/015023 | 5924 | 2 | 1 | 3616 | Axial | 74886 | 75108 | 301.1 | 14846 | 1240 | VT01524 | 1319 | 2025-02-03 | D | 46.96 | 78.48 | 2025-03-25 | VerticalCompact-BCD_1x2 | 2484 | 596 | 1153 |  |  | 207.8 | 35 | 35 | 500 | AC motor | 50 | W | no | no | D | D | Epoxy coated aluminum | 2025-01-02 | 8 | 6 | yes | piece | 1
GCVC PD 063.2/21-28 | GCVC PD | 063.2/21-28 | 4247271 | finoox | GCVC 063.2D/2x1-2358-D-D/3/80/2.10/1200/EXS/1/015023 | 6654 | 1 | 2 | 2358 | Axial | 36838 | 36864 | 150.55 | 8925 | 430 | VT01442 | 0.225 | 0.32 | B | 27.94 | 59.59 | 2025-02-13 | VerticalCompact-BCD_2x1 | 1284 | 800 | 2161 |  |  | 169.7 | 22 | 22 | 630 | AC motor | 50 | D | no | no | D | D | Epoxy coated aluminum | 2025-01-02 | 10 | 3 | yes | piece | 1
GCVC PD 063.2/22-48 | GCVC PD | 063.2/22-48 | 4247586 | finoox | GCVC 063.2D/2x2-2413-2-D/3/80/2.10/2400/AXS/1/015023 | 14208 | 2 | 2 | 2413 | Axial | 130.77 | 130572 | 301.1 | 43008 | 1000 | VT03144U.1 | 2331 | 2025-01-01 | D | 48.17 | 79.98 | 2025-04-28 | VerticalCompact-BCD_2x2 | 2484 | 800 | 2161 |  |  | 313.6 | 42 | 42 | 630 | EC motor | 5060 | 2 | no | no | D | D | Aluminum | 2025-01-02 | 6 | 3 | yes | piece | 1
GCVC PD 050.2/12-24 | GCVC PD | 050.2/12-24 | 4244191 | finoox | GCVC 050.2B/1x2-2391-L-D/3/24/2.10/1440/EXS/1/015023 | 2871 | 2 | 1 | 2391 | Axial | 17092 | 17099 | 54.2 | 4591 | 520 | VT01437 | 0.211 | 0.18 | C | 23.74 | 55.02 | 2025-05-04 | VerticalCompact-BCD_1x2 | 1524 | 596 | 753 |  |  | 83.5 | 16 | 16 | 500 | AC motor | 60 | L | no | no | B | D | Epoxy coated aluminum | 2025-01-02 | 8 | 3 | yes | piece | 1
GCVC PD 050.2/23-53 | GCVC PD | 050.2/23-53 | 4246226 | finoox | GCVC 050.2D/2x3-2347-D-D/4/80/2.10/3600/EXS/1/015023 | 14450 | 3 | 2 | 2347 | Axial | 202087 | 202306 | 602.19 | 50400 | 1390 | VT03150U | 3875 | 1941-01-01 | D | 53.44 | 85.4 | 54.8 | VerticalCompact-BCD_2x3 | 3684 | 800 | 2161 |  |  | 501.5 | 54 | 54 | 500 | AC motor | 50 | D | no | no | D | D | Epoxy coated aluminum | 2025-01-02 | 4 | 4 | yes | piece | 1
GCVC PD 063.2/14-33 | GCVC PD | 063.2/14-33 | 4251504 | finoox | GCVC 063.2C/1x4-2400-K-D/3/32/2.10/3600/AXS/1/015023 | 7812 | 4 | 1 | 2400 | Axial | 62604 | 62578 | 180.66 | 17346 | 490 | VT01442 | 0.646 | 0.34 | C | 33.08 | 64.7 | 2025-05-15 | VerticalCompact-BCD_1x4 | 3684 | 598 | 953 |  |  | 223.6 | 35 | 35 | 630 | AC motor | 60 | K | no | no | C | D | Aluminum | 2025-01-02 | 4 | 3 | yes | piece | 1
GCVC PD 063.2/13-68 | GCVC PD | 063.2/13-68 | 4251309 | finoox | GCVC 063.2C/1x3-2412-2-D/4/32/2.10/2700/EXS/1/015023 | 12166 | 3 | 1 | 2412 | Axial | 110143 | 110195 | 180.66 | 42241 | 1510 | VT03143U.1 | 10296 | 5 | E | 67.94 | 99.45 | 2025-02-16 | VerticalCompact-BCD_1x3 | 2784 | 611 | 953 |  |  | 242 | 42 | 42 | 630 | EC motor | 5060 | 2 | no | no | C | D | Epoxy coated aluminum | 2025-01-02 | 4 | 4 | yes | piece | 1
GCVC PD 080.2/21-35 | GCVC PD | 080.2/21-35 | 4248069 | finoox | GCVC 080.2D/2x1-2485-1-D/3/80/2.10/1200/EXS/1/015023 | 8119 | 1 | 2 | 2485 | Axial | 59637 | 59634 | 150.55 | 18405 | 535 | VT03061U.1 | 0.578 | 1935-01-01 | C | 34.94 | 66.59 | 14 | VerticalCompact-BCD_2x1 | 1284 | 800 | 2161 |  |  | 176.7 | 28 | 28 | 800 | EC motor | 5060 | 1 | no | no | D | D | Epoxy coated aluminum | 2025-01-02 | 10 | 3 | yes | piece | 1
GCVC PD 045.2/12-34 | GCVC PD | 045.2/12-34 | 4248935 | finoox | GCVC 045.2C/1x2-2523-1-D/6/32/2.10/1800/EXS/1/015023 | 5587 | 2 | 1 | 2523 | Axial | 28021 | 28219 | 180.66 | 4890 | 675 | VT03007U.1 | 0.117 | 0.3 | A | 33.79 | 65.17 | 2025-08-14 | VerticalCompact-BCD_1x2 | 1884 | 535 | 953 |  |  | 130.5 | 22 | 22 | 450 | EC motor | 5060 | 1 | no | no | C | D | Epoxy coated aluminum | 2025-01-02 | 8 | 6 | yes | piece | 1
GCVC PD 063.2/12-42 | GCVC PD | 063.2/12-42 | 4252139 | finoox | GCVC 063.2D/1x2-2557-2-D/4/40/2.10/2400/AXS/1/015023 | 7755 | 2 | 1 | 2557 | Axial | 73291 | 73365 | 200.73 | 18781 | 900 | VT03144U.1 | 0.882 | 0.85 | C | 42.47 | 74 | 2025-05-17 | VerticalCompact-BCD_1x2 | 2484 | 623 | 1153 |  |  | 177.2 | 35 | 35 | 630 | EC motor | 5060 | 2 | no | no | D | D | Aluminum | 2025-01-02 | 6 | 4 | yes | piece | 1
GCVC PD 063.2/11-60 | GCVC PD | 063.2/11-60 | 4251862 | finoox | GCVC 063.2D/1x1-2552-2-D/3/40/2.10/1200/AXS/1/015023 | 5179 | 1 | 1 | 2552 | Axial | 43946 | 44088 | 75.27 | 16811 | 1435 | VT03143U.1 | 2701 | 2025-03-04 | E | 60.01 | 91.37 | 2025-01-07 | VerticalCompact-BCD_1x1 | 1284 | 611 | 1153 |  |  | 106.1 | 28 | 28 | 630 | EC motor | 5060 | 2 | no | no | D | D | Aluminum | 2025-01-02 | 8 | 3 | yes | piece | 1
GCVC PD 050.2/13-39 | GCVC PD | 050.2/13-39 | 4250763 | finoox | GCVC 050.2D/1x3-2516-1-D/4/40/2.10/3600/AXS/1/015023 | 8362 | 3 | 1 | 2516 | Axial | 66074 | 66071 | 301.1 | 14197 | 820 | VT03011U.1 | 0.383 | 0.68 | B | 38.75 | 70.43 | 2025-02-25 | VerticalCompact-BCD_1x3 | 3684 | 586 | 1153 |  |  | 244.6 | 35 | 35 | 500 | EC motor | 5060 | 1 | no | no | D | D | Aluminum | 2025-01-02 | 6 | 4 | yes | piece | 1
GCVC PD 045.2/23-42 | GCVC PD | 045.2/23-42 | 4244624 | finoox | GCVC 045.2C/2x3-2525-1-D/3/64/2.10/2700/AXS/1/015023 | 11011 | 3 | 2 | 2525 | Axial | 78225 | 78097 | 270.99 | 19973 | 825 | VT03007U.1 | 0.576 | 0.47 | B | 42.25 | 74 | 2025-09-23 | VerticalCompact-BCD_2x3 | 2784 | 800 | 1761 |  |  | 289.2 | 35 | 35 | 450 | EC motor | 5060 | 1 | no | no | C | D | Aluminum | 2025-01-02 | 6 | 3 | yes | piece | 1
GCVC PD 045.2/13-39 | GCVC PD | 045.2/13-39 | 4249033 | finoox | GCVC 045.2C/1x3-2525-1-D/4/32/2.10/2700/AXS/1/015023 | 6373 | 3 | 1 | 2525 | Axial | 44797 | 45077 | 180.66 | 9704 | 825 | VT03007U.1 | 0.291 | 0.47 | B | 39.46 | 70.96 | 15 | VerticalCompact-BCD_1x3 | 2784 | 535 | 953 |  |  | 165.8 | 28 | 28 | 450 | EC motor | 5060 | 1 | no | no | C | D | Aluminum | 2025-01-02 | 6 | 4 | yes | piece | 1
GCVC PD 063.2/24-46 | GCVC PD | 063.2/24-46 | 4247230 | finoox | GCVC 063.2C/2x4-2555-2-D/6/64/2.10/3600/AXS/1/015023 | 27162 | 4 | 2 | 2555 | Axial | 238442 | 239512 | 722.63 | 49573 | 800 | VT03144U.1 | 3037 | 0.69 | C | 45.82 | 77.68 | 62.7 | VerticalCompact-BCD_2x4 | 3684 | 800 | 1761 |  |  | 540.6 | 54 | 54 | 630 | EC motor | 5060 | 2 | no | no | C | D | Aluminum | 2025-01-02 | 4 | 6 | yes | piece | 1
GCVC PD 063.2/21-29 | GCVC PD | 063.2/21-29 | 4247399 | finoox | GCVC 063.2D/2x1-2507-1-D/6/80/2.10/1200/EXS/1/015023 | 9977 | 1 | 2 | 2507 | Axial | 54001 | 54422 | 301.1 | 9753 | 580 | VT03145U.1 | 0.2 | 0.55 | A+ | 29.15 | 60.8 | 2025-01-26 | VerticalCompact-BCD_2x1 | 1284 | 800 | 2161 |  |  | 210 | 28 | 28 | 630 | EC motor | 5060 | 1 | no | no | D | D | Epoxy coated aluminum | 2025-01-02 | 10 | 6 | yes | piece | 1
GCVC PD 050.2/23-43 | GCVC PD | 050.2/23-43 | 4246360 | finoox | GCVC 050.2D/2x3-2517-1-D/3/80/2.10/3600/AXS/1/015023 | 15027 | 3 | 2 | 2517 | Axial | 125783 | 125738 | 451.65 | 31129 | 880 | VT03011U.1 | 0.928 | 0.84 | B | 43.27 | 75.23 | 40 | VerticalCompact-BCD_2x3 | 3684 | 800 | 2161 |  |  | 424 | 42 | 42 | 500 | EC motor | 5060 | 1 | no | no | D | D | Aluminum | 2025-01-02 | 4 | 3 | yes | piece | 1
GCVC PD 045.2/22-51 | GCVC PD | 045.2/22-51 | 4244580 | finoox | GCVC 045.2C/2x2-2532-1-D/4/64/2.10/1800/EXS/1/015023 | 8857 | 2 | 2 | 2532 | Axial | 84014 | 84066 | 240.88 | 21533 | 1350 | VT03007U.1 | 1549 | 1965-01-01 | D | 51.28 | 82.91 | 2025-07-21 | VerticalCompact-BCD_2x2 | 1884 | 800 | 1761 |  |  | 218.4 | 35 | 35 | 450 | EC motor | 5060 | 1 | no | no | C | D | Epoxy coated aluminum | 2025-01-02 | 8 | 4 | yes | piece | 1
GCVC PD 063.2/13-59 | GCVC PD | 063.2/13-59 | 4252330 | finoox | GCVC 063.2D/1x3-2548-2-D/3/40/2.10/3600/AXS/1/015023 | 12487 | 3 | 1 | 2548 | Axial | 108889 | 108391 | 225.82 | 39484 | 1135 | VT03143U.1 | 4023 | 1937-02-01 | E | 59.39 | 91.07 | 2025-01-20 | VerticalCompact-BCD_1x3 | 3684 | 611 | 1153 |  |  | 293.6 | 42 | 42 | 630 | EC motor | 5060 | 2 | no | no | D | D | Aluminum | 2025-01-02 | 4 | 3 | yes | piece | 1
GCVC PD 050.2/24-38 | GCVC PD | 050.2/24-38 | 4245628 | finoox | GCVC 050.2C/2x4-2514-1-D/4/64/2.10/3600/EXS/1/015023 | 18406 | 4 | 2 | 2514 | Axial | 128114 | 128294 | 481.75 | 28575 | 695 | VT03011U.1 | 0.701 | 0.47 | A | 38.37 | 70.23 | 41.4 | VerticalCompact-BCD_2x4 | 3684 | 800 | 1761 |  |  | 424.1 | 42 | 42 | 500 | EC motor | 5060 | 1 | no | no | C | D | Epoxy coated aluminum | 2025-01-02 | 4 | 4 | yes | piece | 1
GCVC PD 050.2/24-49 | GCVC PD | 050.2/24-49 | 4245668 | finoox | GCVC 050.2C/2x4-2521-1-D/6/64/2.10/3600/AXS/1/015023 | 20147 | 4 | 2 | 2521 | Axial | 220423 | 221426 | 722.63 | 44398 | 1135 | VT03011U.1 | 2872 | 1965-01-01 | C | 48.98 | 80.84 | 62.7 | VerticalCompact-BCD_2x4 | 3684 | 800 | 1761 |  |  | 499.9 | 54 | 54 | 500 | EC motor | 5060 | 1 | no | no | C | D | Aluminum | 2025-01-02 | 4 | 6 | yes | piece | 1
GCVC PD 063.2/23-42 | GCVC PD | 063.2/23-42 | 4247963 | finoox | GCVC 063.2D/2x3-2554-2-D/6/80/2.10/3600/EXS/1/015023 | 27502 | 3 | 2 | 2554 | Axial | 218426 | 218824 | 903.29 | 43811 | 750 | VT03144U.1 | 1654 | 0.6 | B | 41.73 | 73.69 | 78.2 | VerticalCompact-BCD_2x3 | 3684 | 800 | 2161 |  |  | 594.3 | 54 | 54 | 630 | EC motor | 5060 | 2 | no | no | D | D | Epoxy coated aluminum | 2025-01-02 | 6 | 6 | yes | piece | 1
GCVC PD 080.3/11-40 | GCVC PD | 080.3/11-40 | 6159140 | finoox | GCVC 080.3D/1x1-1333-D-D/3/40/2.10/1200/EXS/1/015023 | 4209 | 1 | 1 | 1333 | Axial | 35595 | 35542 | 75.27 | 12631 | 670 | VT01371 | 0.854 | 1995-01-01 | D | 40.44 | 71.81 | 2025-06-06 | VerticalCompact-BCD_1x1 | 1284 | 605 | 1153 |  |  | 110.6 | 22 | 22 | 800 | AC motor | 50 | D | no | no | D | D | Epoxy coated aluminum | 2025-01-02 | 10 | 3 | yes | piece | 1
GCVC PD 045.2/22-50 | GCVC PD | 045.2/22-50 | 4244507 | finoox | GCVC 045.2C/2x2-0426-W-D/3/64/2.10/1800/EXS/1/015023 | 5774 | 2 | 2 | 426 | Axial | 70047 | 69929 | 180.66 | 22047 | 1360 | VT0326U | 1635 | 2025-02-02 | D | 50.46 | 82.09 | 2025-09-16 | VerticalCompact-BCD_2x2 | 1884 | 800 | 1761 |  |  | 215.7 | 35 | 35 | 450 | AC motor | 50 | W | no | no | C | D | Epoxy coated aluminum | 2025-01-02 | 8 | 3 | yes | piece | 1
GCVC PD 050.2/11-35 | GCVC PD | 050.2/11-35 | 4250176 | finoox | GCVC 050.2D/1x1-2354-W-D/6/40/2.10/1200/AXS/1/015023 | 3177 | 1 | 1 | 2354 | Axial | 27926 | 28178 | 150.55 | 5011 | 865 | VT03093U | 0.204 | 0.97 | B | 35.23 | 66.59 | 2025-07-12 | VerticalCompact-BCD_1x1 | 1284 | 569 | 1153 |  |  | 107.2 | 22 | 22 | 500 | AC motor | 50 | W | no | no | D | D | Aluminum | 2025-01-02 | 10 | 6 | yes | piece | 1
GCVC PD 050.2/12-34 | GCVC PD | 050.2/12-34 | 4250455 | finoox | GCVC 050.2D/1x2-2388-I-D/6/40/2.10/2400/EXS/1/015023 | 5898 | 2 | 1 | 2388 | Axial | 48677 | 48967 | 301.1 | 8555 | 710 | VT01437 | 0.312 | 0.34 | B | 34.19 | 65.71 | 2025-06-24 | VerticalCompact-BCD_1x2 | 2484 | 596 | 1153 |  |  | 200.1 | 28 | 28 | 500 | AC motor | 60 | I | no | no | D | D | Epoxy coated aluminum | 2025-01-02 | 8 | 6 | yes | piece | 1
GCVC PD 050.2/22-39 | GCVC PD | 050.2/22-39 | 4245067 | finoox | GCVC 050.2C/2x2-2355-X-D/6/64/2.10/1800/EXS/1/015023 | 8628 | 2 | 2 | 2355 | Axial | 87124 | 87624 | 361.32 | 16723 | 810 | VT03093U | 2018-01-01 | 2025-03-01 | D | 38.94 | 70.57 | 31.2 | VerticalCompact-BCD_2x2 | 1884 | 800 | 1761 |  |  | 273.2 | 35 | 35 | 500 | AC motor | 60 | X | no | no | C | D | Epoxy coated aluminum | 2025-01-02 | 8 | 6 | yes | piece | 1
GCVC PD 050.2/22-51 | GCVC PD | 050.2/22-51 | 4245037 | finoox | GCVC 050.2C/2x2-2347-D-D/3/64/2.10/1800/EXS/1/015023 | 6751 | 2 | 2 | 2347 | Axial | 88256 | 88349 | 180.66 | 31275 | 1390 | VT03150U | 2704 | 1941-01-01 | E | 51.16 | 82.79 | 17 | VerticalCompact-BCD_2x2 | 1884 | 800 | 1761 |  |  | 226.4 | 35 | 35 | 500 | AC motor | 50 | D | no | no | C | D | Epoxy coated aluminum | 2025-01-02 | 6 | 3 | yes | piece | 1
GCVC PD 035.2/11-29 | GCVC PD | 035.2/11-29 | 4243645 | finoox | GCVC 035.2A/1x1-2345-X-D/3/20/2.10/600/AXS/2/015023 | 1147 | 1 | 1 | 2345 | Axial | 6522 | 6572 | 18.82 | 1864 | 1020 | VT03149U | 0.092 | 0.42 | D | 28.53 | 59.6 | 2025-07-01 | VerticalCompact-A_1x1 | 660 | 326 | 507 |  |  | 2025-07-16 | 16 | 16 | 350 | AC motor | 60 | X | no | no | A | D | Aluminum | 2025-01-02 | 10 | 3 | yes | piece | 1
GCVC PD 063.2/22-36 | GCVC PD | 063.2/22-36 | 4247658 | finoox | GCVC 063.2D/2x2-2510-1-D/3/80/2.10/2400/AXS/1/015023 | 12994 | 2 | 2 | 2510 | Axial | 98425 | 98343 | 301.1 | 26383 | 695 | VT03145U.1 | 0.602 | 0.9 | B | 35.65 | 67.46 | 2025-09-26 | VerticalCompact-BCD_2x2 | 2484 | 800 | 2161 |  |  | 294.2 | 35 | 35 | 630 | EC motor | 5060 | 1 | no | no | D | D | Aluminum | 2025-01-02 | 6 | 3 | yes | piece | 1
GCVC PD 050.2/13-47 | GCVC PD | 050.2/13-47 | 4250803 | finoox | GCVC 050.2D/1x3-2522-1-D/6/40/2.10/3600/EXS/1/015023 | 10641 | 3 | 1 | 2522 | Axial | 103216 | 103499 | 451.65 | 20202 | 1200 | VT03011U.1 | 1156 | 2025-09-01 | C | 46.74 | 78.41 | 36.9 | VerticalCompact-BCD_1x3 | 3684 | 586 | 1153 |  |  | 288.1 | 35 | 35 | 500 | EC motor | 5060 | 1 | no | no | D | D | Epoxy coated aluminum | 2025-01-02 | 6 | 6 | yes | piece | 1
GCVC PD 080.2/23-45 | GCVC PD | 080.2/23-45 | 4248736 | finoox | GCVC 080.2D/2x3-2544-2-D/3/80/2.10/3600/AXS/1/015023 | 25838 | 3 | 2 | 2544 | Axial | 204089 | 203142 | 451.65 | 69236 | 655 | VT03060U.1 | 3119 | 2025-05-01 | D | 45.26 | 77.22 | 43.1 | VerticalCompact-BCD_2x3 | 3684 | 800 | 2161 |  |  | 490.2 | 54 | 54 | 800 | EC motor | 5060 | 2 | no | no | D | D | Aluminum | 2025-01-02 | 4 | 3 | yes | piece | 1
GCVC PD 080.2/11-39 | GCVC PD | 080.2/11-39 | 4252602 | finoox | GCVC 080.2D/1x1-2545-2-D/3/40/2.10/1200/EXS/1/015023 | 4956 | 1 | 1 | 2545 | Axial | 35052 | 35026 | 75.27 | 12263 | 695 | VT03060U.1 | 0.618 | 2015-01-01 | D | 39.28 | 70.64 | 2025-06-06 | VerticalCompact-BCD_1x1 | 1284 | 613 | 1153 |  |  | 92.3 | 22 | 22 | 800 | EC motor | 5060 | 2 | no | no | D | D | Epoxy coated aluminum | 2025-01-02 | 10 | 3 | yes | piece | 1
GCVC PD 063.2/11-36 | GCVC PD | 063.2/11-36 | 4251878 | finoox | GCVC 063.2D/1x1-2554-2-D/4/40/2.10/1200/EXS/1/015023 | 4779 | 1 | 1 | 2554 | Axial | 32129 | 32196 | 100.37 | 7776 | 750 | VT03144U.1 | 0.261 | 0.6 | B | 35.53 | 66.9 | 2025-06-08 | VerticalCompact-BCD_1x1 | 1284 | 623 | 1153 |  |  | 94.7 | 22 | 22 | 630 | EC motor | 5060 | 2 | no | no | D | D | Epoxy coated aluminum | 2025-01-02 | 10 | 4 | yes | piece | 1
GCVC PD 080.3/12-58 | GCVC PD | 080.3/12-58 | 6119356 | finoox | GCVC 080.3D/1x2-3558-2-D/4/40/2.10/2400/AXS/1/015023 | 10289 | 2 | 1 | 3558 | Axial | 115636 | 116026 | 200.73 | 37289 | 1060 | VT01445U.3 | 4975 | 2025-04-04 | E | 57.65 | 89.18 | 2025-03-18 | VerticalCompact-BCD_1x2 | 2484 | 620 | 1153 |  |  | 223.7 | 42 | 42 | 800 | EC motor | 5060 | 2 | no | no | D | D | Aluminum | 2025-01-02 | 4 | 4 | yes | piece | 1
GCVC PD 050.2/11-29 | GCVC PD | 050.2/11-29 | 4250135 | finoox | GCVC 050.2D/1x1-2333-S-D/3/40/2.10/1200/EXS/1/015023 | 2660 | 1 | 1 | 2333 | Axial | 16607 | 16618 | 75.27 | 3878 | 530 | VT01435 | 0.147 | 0.35 | C | 29.33 | 60.7 | 2025-03-06 | VerticalCompact-BCD_1x1 | 1284 | 596 | 1153 |  |  | 86.5 | 16 | 16 | 500 | AC motor | 50 | S | no | no | D | D | Epoxy coated aluminum | 2025-01-02 | 10 | 3 | yes | piece | 1
GCVC PD 063.2/12-24 | GCVC PD | 063.2/12-24 | 4251982 | finoox | GCVC 063.2D/1x2-2401-L-D/3/40/2.10/2400/AXS/1/015023 | 5499 | 2 | 1 | 2401 | Axial | 33292 | 33254 | 150.55 | 7765 | 340 | VT01442 | 0.171 | 0.16 | A | 24.26 | 55.79 | 2025-04-12 | VerticalCompact-BCD_1x2 | 2484 | 598 | 1153 |  |  | 159.7 | 22 | 22 | 630 | AC motor | 60 | L | no | no | D | D | Aluminum | 2025-01-02 | 8 | 3 | yes | piece | 1
GCVC PD 050.2/12-20 | GCVC PD | 050.2/12-20 | 4244184 | finoox | GCVC 050.2B/1x2-2389-J-D/3/24/2.10/1440/AXS/1/015023 | 2766 | 2 | 1 | 2389 | Axial | 15352 | 15.37 | 54.2 | 3817 | 450 | VT01437 | 0.166 | 0.17 | C | 19.88 | 51.17 | 2025-05-04 | VerticalCompact-BCD_1x2 | 1524 | 596 | 753 |  |  | 83.5 | 16 | 16 | 500 | AC motor | 60 | J | no | no | B | D | Aluminum | 2025-01-02 | 8 | 3 | yes | piece | 1
GCVC PD 063.2/11-43 | GCVC PD | 063.2/11-43 | 4251751 | finoox | GCVC 063.2D/1x1-2413-2-D/3/40/2.10/1200/EXS/1/015023 | 4541 | 1 | 1 | 2413 | Axial | 32621 | 32602 | 75.27 | 10752 | 1000 | VT03144U.1 | 0.583 | 2025-01-01 | D | 42.59 | 73.96 | 2025-06-06 | VerticalCompact-BCD_1x1 | 1284 | 623 | 1153 |  |  | 87.4 | 22 | 22 | 630 | EC motor | 5060 | 2 | no | no | D | D | Epoxy coated aluminum | 2025-01-02 | 10 | 3 | yes | piece | 1
GCVC PD 050.2/24-30 | GCVC PD | 050.2/24-30 | 4245585 | finoox | GCVC 050.2C/2x4-2391-L-D/3/64/2.10/3600/EXS/1/015023 | 12162 | 4 | 2 | 2391 | Axial | 95337 | 95257 | 361.32 | 23680 | 520 | VT01437 | 0.82 | 0.18 | B | 30.15 | 62.01 | 2025-08-30 | VerticalCompact-BCD_2x4 | 3684 | 800 | 1761 |  |  | 406.3 | 35 | 35 | 500 | AC motor | 60 | L | no | no | C | D | Epoxy coated aluminum | 2025-01-02 | 4 | 3 | yes | piece | 1
GCVC PD 050.2/13-43 | GCVC PD | 050.2/13-43 | 4250660 | finoox | GCVC 050.2D/1x3-2355-X-D/3/40/2.10/3600/AXS/1/015023 | 5989 | 3 | 1 | 2355 | Axial | 67211 | 67108 | 225.82 | 17117 | 810 | VT03093U | 0.846 | 2025-03-01 | C | 42.73 | 74.41 | 2025-03-19 | VerticalCompact-BCD_1x3 | 3684 | 569 | 1153 |  |  | 232.2 | 35 | 35 | 500 | AC motor | 60 | X | no | no | D | D | Aluminum | 2025-01-02 | 4 | 3 | yes | piece | 1
GCVC PD 050.2/23-59 | GCVC PD | 050.2/23-59 | 4246322 | finoox | GCVC 050.2D/2x3-2420-2-D/4/80/2.10/3600/EXS/1/015023 | 21217 | 3 | 2 | 2420 | Axial | 221075 | 221271 | 602.19 | 58376 | 1600 | VT03013U.1 | 5253 | 1965-01-01 | D | 58.5 | 90.46 | 54.8 | VerticalCompact-BCD_2x3 | 3684 | 800 | 2161 |  |  | 501.5 | 54 | 54 | 500 | EC motor | 5060 | 2 | no | no | D | D | Epoxy coated aluminum | 2025-01-02 | 4 | 4 | yes | piece | 1
GCVC PD 050.2/12-43 | GCVC PD | 050.2/12-43 | 4249543 | finoox | GCVC 050.2C/1x2-2421-1-D/4/32/2.10/1800/AXS/1/015023 | 4615 | 2 | 1 | 2421 | Axial | 47148 | 47183 | 120.44 | 12508 | 1150 | VT03011U.1 | 0.718 | 1975-01-01 | D | 43.13 | 74.52 | 2025-04-10 | VerticalCompact-BCD_1x2 | 1884 | 586 | 953 |  |  | 117.1 | 28 | 28 | 500 | EC motor | 5060 | 1 | no | no | C | D | Aluminum | 2025-01-02 | 8 | 4 | yes | piece | 1
GCVC PD 080.2/23-17 | GCVC PD | 080.2/23-17 | 4248632 | finoox | GCVC 080.2D/2x3-2488-1-D/3/80/2.10/3600/AXS/1/015023 | 21541 | 3 | 2 | 2488 | Axial | 84078 | 83928 | 451.65 | 18596 | 195 | VT03062U.1 | 0.145 | 0.12 | A+ | 16.85 | 48.81 | 38.5 | VerticalCompact-BCD_2x3 | 3684 | 800 | 2161 |  |  | 460.4 | 35 | 35 | 800 | EC motor | 5060 | 1 | no | no | D | D | Aluminum | 2025-01-02 | 6 | 3 | yes | piece | 1
GCVC PD 050.2/11-49 | GCVC PD | 050.2/11-49 | 4244120 | finoox | GCVC 050.2B/1x1-2560-2-D/3/24/2.10/720/AXS/1/015023 | 2787 | 1 | 1 | 2560 | Axial | 16366 | 16535 | 2025-01-27 | 6538 | 1415 | VT03013U.1 | 0.675 | 2021-01-01 | E | 48.64 | 79.83 | 2025-04-02 | VerticalCompact-BCD_1x1 | 804 | 607 | 753 |  |  | 48.7 | 16 | 16 | 500 | EC motor | 5060 | 2 | no | no | B | D | Aluminum | 2025-01-02 | 8 | 3 | yes | piece | 1
GCVC PD 050.2/11-52 | GCVC PD | 050.2/11-52 | 4250343 | finoox | GCVC 050.2D/1x1-2562-2-D/4/40/2.10/1200/AXS/1/015023 | 3627 | 1 | 1 | 2562 | Axial | 37035 | 37204 | 100.37 | 9271 | 1595 | VT03013U.1 | 0.85 | 1965-01-01 | D | 51.75 | 83.11 | 2025-06-08 | VerticalCompact-BCD_1x1 | 1284 | 607 | 1153 |  |  | 94.2 | 22 | 22 | 500 | EC motor | 5060 | 2 | no | no | D | D | Aluminum | 2025-01-02 | 10 | 4 | yes | piece | 1
GCVC PD 050.2/23-58 | GCVC PD | 050.2/23-58 | 4246419 | finoox | GCVC 050.2D/2x3-2562-2-D/6/80/2.10/3600/EXS/1/015023 | 25069 | 3 | 2 | 2562 | Axial | 264686 | 265846 | 903.29 | 53965 | 1595 | VT03013U.1 | 5232 | 1965-01-01 | D | 58.48 | 90.44 | 81.5 | VerticalCompact-BCD_2x3 | 3684 | 800 | 2161 |  |  | 596.9 | 64 | 64 | 500 | EC motor | 5060 | 2 | no | no | D | D | Epoxy coated aluminum | 2025-01-02 | 4 | 6 | yes | piece | 1
GCVC PD 050.2/21-56 | GCVC PD | 050.2/21-56 | 4245944 | finoox | GCVC 050.2D/2x1-2563-2-D/4/80/2.10/1200/EXS/1/015023 | 7761 | 1 | 2 | 2563 | Axial | 74.79 | 75067 | 200.73 | 19589 | 1680 | VT03013U.1 | 1993 | 1975-01-01 | E | 55.66 | 87.31 | 2025-04-19 | VerticalCompact-BCD_2x1 | 1284 | 800 | 2161 |  |  | 187.4 | 35 | 35 | 500 | EC motor | 5060 | 2 | no | no | D | D | Epoxy coated aluminum | 2025-01-02 | 10 | 4 | yes | piece | 1
GCVC PD 050.2/12-40 | GCVC PD | 050.2/12-40 | 4249587 | finoox | GCVC 050.2C/1x2-2518-1-D/3/32/2.10/1800/EXS/1/015023 | 4536 | 2 | 1 | 2518 | Axial | 33589 | 33539 | 90.33 | 10225 | 945 | VT03011U.1 | 0.401 | 1 | C | 39.82 | 71.21 | 2025-06-07 | VerticalCompact-BCD_1x2 | 1884 | 586 | 953 |  |  | 107.9 | 22 | 22 | 500 | EC motor | 5060 | 1 | no | no | C | D | Epoxy coated aluminum | 2025-01-02 | 8 | 3 | yes | piece | 1
GCVC PD 045.2/12-49 | GCVC PD | 045.2/12-49 | 4248986 | finoox | GCVC 045.2C/1x2-2532-1-D/6/32/2.10/1800/AXS/1/015023 | 5274 | 2 | 1 | 2532 | Axial | 51292 | 51733 | 180.66 | 10143 | 1350 | VT03007U.1 | 0.787 | 1965-01-01 | D | 48.63 | 80.02 | 2025-01-15 | VerticalCompact-BCD_1x2 | 1884 | 535 | 953 |  |  | 131.1 | 28 | 28 | 450 | EC motor | 5060 | 1 | no | no | C | D | Aluminum | 2025-01-02 | 8 | 6 | yes | piece | 1
GCVC PD 080.2/13-51 | GCVC PD | 080.2/13-51 | 4253111 | finoox | GCVC 080.2D/1x3-2537-2-D/6/40/2.10/3600/EXS/1/015023 | 16475 | 3 | 1 | 2537 | Axial | 149664 | 150234 | 451.65 | 32231 | 750 | VT03059U.2 | 1954-02-01 | 2025-05-01 | D | 51.19 | 82.88 | 39.2 | VerticalCompact-BCD_1x3 | 3684 | 650 | 1153 |  |  | 347 | 42 | 42 | 800 | EC motor | 5060 | 2 | no | no | D | D | Epoxy coated aluminum | 2025-01-02 | 4 | 6 | yes | piece | 1
GCVC PD 080.2/23-46 | GCVC PD | 080.2/23-46 | 4248742 | finoox | GCVC 080.2D/2x3-2545-2-D/3/80/2.10/3600/EXS/1/015023 | 27014 | 3 | 2 | 2545 | Axial | 204164 | 202845 | 451.65 | 73578 | 695 | VT03060U.1 | 1971-03-01 | 2015-01-01 | D | 46.46 | 78.43 | 43.1 | VerticalCompact-BCD_2x3 | 3684 | 800 | 2161 |  |  | 490.2 | 54 | 54 | 800 | EC motor | 5060 | 2 | no | no | D | D | Epoxy coated aluminum | 2025-01-02 | 4 | 3 | yes | piece | 1
GCVC PD 050.3/11-43 | GCVC PD | 050.3/11-43 | 6091605 | finoox | GCVC 050.3B/1x1-3616-W-D/4/24/2.10/720/EXS/1/015023 | 1939 | 1 | 1 | 3616 | Axial | 17.46 | 17626 | 36.13 | 5499 | 1240 | VT01524 | 0.706 | 2025-02-03 | E | 42.58 | 73.77 | 2025-02-03 | VerticalCompact-BCD_1x1 | 804 | 596 | 753 |  |  | 53.2 | 16 | 16 | 500 | AC motor | 50 | W | no | no | B | D | Epoxy coated aluminum | 2025-01-02 | 8 | 4 | yes | piece | 1
GCVC PD 080.2/23-61 | GCVC PD | 080.2/23-61 | 4248547 | finoox | GCVC 080.2D/2x3-1656-2-D/6/80/2.10/3600/EXS/1/015023 | 38310 | 3 | 2 | 1656 | Axial | 381853 | 382643 | 903.29 | 95005 | 1000 | VT03059U.2 | 13641 | 2025-02-03 | E | 60.79 | 92.76 | 86.5 | VerticalCompact-BCD_2x3 | 3684 | 800 | 2161 |  |  | 688.4 | 76.1 | 76.1 | 800 | EC motor | 5060 | 2 | no | no | D | D | Epoxy coated aluminum | 2025-01-02 | 4 | 6 | yes | piece | 1
GCVC PD 080.2/12-47 | GCVC PD | 080.2/12-47 | 4252729 | finoox | GCVC 080.2D/1x2-2449-2-D/6/40/2.10/2400/EXS/1/015023 | 10383 | 2 | 1 | 2449 | Axial | 103205 | 103.58 | 301.1 | 22648 | 770 | VT03060U.1 | 1819 | 2025-05-01 | D | 47.21 | 78.74 | 2025-04-25 | VerticalCompact-BCD_1x2 | 2484 | 613 | 1153 |  |  | 216 | 35 | 35 | 800 | EC motor | 5060 | 2 | no | no | D | D | Epoxy coated aluminum | 2025-01-02 | 6 | 6 | yes | piece | 1
GCVC PD 040.2/11-38 | GCVC PD | 040.2/11-38 | 4243691 | finoox | GCVC 040.2A/1x1-2346-W-D/3/20/2.10/600/EXS/2/015023 | 1234 | 1 | 1 | 2346 | Axial | 1985-06-01 | 6899 | 18.82 | 2089 | 895 | VT0607 | 0.092 | 0.33 | D | 38.43 | 69.51 | 2025-07-01 | VerticalCompact-A_1x1 | 660 | 342 | 507 |  |  | 2025-06-18 | 16 | 16 | 400 | AC motor | 50 | W | no | no | A | D | Epoxy coated aluminum | 2025-01-02 | 10 | 3 | yes | piece | 1
GCVC PD 050.2/22-37 | GCVC PD | 050.2/22-37 | 4246044 | finoox | GCVC 050.2D/2x2-2388-I-D/6/80/2.10/2400/AXS/1/015023 | 10638 | 2 | 2 | 2388 | Axial | 98265 | 98891 | 602.19 | 17109 | 710 | VT01437 | 0.623 | 0.34 | B | 36.91 | 68.72 | 50.5 | VerticalCompact-BCD_2x2 | 2484 | 800 | 2161 |  |  | 389.6 | 35 | 35 | 500 | AC motor | 60 | I | no | no | D | D | Aluminum | 2025-01-02 | 8 | 6 | yes | piece | 1
GCVC PD 050.2/12-35 | GCVC PD | 050.2/12-35 | 4250454 | finoox | GCVC 050.2D/1x2-2388-I-D/4/40/2.10/2400/EXS/1/015023 | 4796 | 2 | 1 | 2388 | Axial | 42466 | 42521 | 200.73 | 8935 | 710 | VT01437 | 0.306 | 0.34 | B | 34.69 | 66.21 | 2025-08-16 | VerticalCompact-BCD_1x2 | 2484 | 596 | 1153 |  |  | 171.2 | 28 | 28 | 500 | AC motor | 60 | I | no | no | D | D | Epoxy coated aluminum | 2025-01-02 | 8 | 4 | yes | piece | 1
GCVC PD 063.2/11-21 | GCVC PD | 063.2/11-21 | 4250892 | finoox | GCVC 063.2C/1x1-2401-L-D/3/32/2.10/900/EXS/1/015023 | 3182 | 1 | 1 | 2401 | Axial | 11952 | 11982 | 45.16 | 3030 | 340 | VT01442 | 0.089 | 0.16 | B | 20.85 | 52.12 | 2025-09-03 | VerticalCompact-BCD_1x1 | 984 | 598 | 953 |  |  | 63.5 | 16 | 16 | 630 | AC motor | 60 | L | no | no | C | D | Epoxy coated aluminum | 2025-01-02 | 12 | 3 | yes | piece | 1
GCVC PD 050.2/23-27 | GCVC PD | 050.2/23-27 | 4246288 | finoox | GCVC 050.2D/2x3-2389-J-D/3/80/2.10/3600/AXS/1/015023 | 11386 | 3 | 2 | 2389 | Axial | 79851 | 79772 | 451.65 | 17343 | 450 | VT01437 | 0.486 | 0.17 | B | 26.94 | 58.9 | 38.5 | VerticalCompact-BCD_2x3 | 3684 | 800 | 2161 |  |  | 435.7 | 35 | 35 | 500 | AC motor | 60 | J | no | no | D | D | Aluminum | 2025-01-02 | 6 | 3 | yes | piece | 1
GCVC PD 063.2/22-21 | GCVC PD | 063.2/22-21 | 4247564 | finoox | GCVC 063.2D/2x2-2399-J-D/6/80/2.10/2400/AXS/1/015023 | 13950 | 2 | 2 | 2399 | Axial | 70437 | 70993 | 602.19 | 11745 | 290 | VT01442 | 0.286 | 0.14 | A | 20.87 | 52.68 | 50.5 | VerticalCompact-BCD_2x2 | 2484 | 800 | 2161 |  |  | 397.3 | 35 | 35 | 630 | AC motor | 60 | J | no | no | D | D | Aluminum | 2025-01-02 | 10 | 6 | yes | piece | 1
GCVC PD 063.2/11-27 | GCVC PD | 063.2/11-27 | 4251719 | finoox | GCVC 063.2D/1x1-2398-I-D/4/40/2.10/1200/AXS/1/015023 | 3678 | 1 | 1 | 2398 | Axial | 22.91 | 23013 | 100.37 | 4789 | 460 | VT01442 | 0.135 | 0.32 | B | 26.71 | 58.08 | 2025-04-08 | VerticalCompact-BCD_1x1 | 1284 | 598 | 1153 |  |  | 93.2 | 18 | 18 | 630 | AC motor | 60 | I | no | no | D | D | Aluminum | 2025-01-02 | 10 | 4 | yes | piece | 1
GCVC PD 063.2/23-68 | GCVC PD | 063.2/23-68 | 4247002 | finoox | GCVC 063.2C/2x3-2551-2-D/3/64/2.10/2700/AXS/1/015023 | 22868 | 3 | 2 | 2551 | Axial | 179494 | 178.62 | 270.99 | 80476 | 1360 | VT03143U.1 | 14867 | 4 | E | 67.83 | 99.58 | 2025-07-27 | VerticalCompact-BCD_2x3 | 2784 | 800 | 1761 |  |  | 444.9 | 54 | 54 | 630 | EC motor | 5060 | 2 | no | no | C | D | Aluminum | 2025-01-02 | 4 | 3 | yes | piece | 1
GCVC PD 063.2/21-30 | GCVC PD | 063.2/21-30 | 4246542 | finoox | GCVC 063.2C/2x1-2506-1-D/4/64/2.10/900/EXS/1/015023 | 7155 | 1 | 2 | 2506 | Axial | 33887 | 34042 | 120.44 | 7899 | 540 | VT03145U.1 | 0.178 | 0.45 | A | 2025-07-29 | 61.21 | 2025-07-10 | VerticalCompact-BCD_2x1 | 984 | 800 | 1761 |  |  | 128.2 | 22 | 22 | 630 | EC motor | 5060 | 1 | no | no | C | D | Epoxy coated aluminum | 2025-01-02 | 12 | 4 | yes | piece | 1
GCVC PD 063.2/22-36 | GCVC PD | 063.2/22-36 | 4247660 | finoox | GCVC 063.2D/2x2-2510-1-D/6/80/2.10/2400/AXS/1/015023 | 16570 | 2 | 2 | 2510 | Axial | 128089 | 128773 | 602.19 | 23661 | 695 | VT03145U.1 | 0.657 | 0.9 | A | 35.87 | 67.68 | 52 | VerticalCompact-BCD_2x2 | 2484 | 800 | 2161 |  |  | 386.4 | 42 | 42 | 630 | EC motor | 5060 | 1 | no | no | D | D | Aluminum | 2025-01-02 | 8 | 6 | yes | piece | 1
GCVC PD 035.2/12-42 | GCVC PD | 035.2/12-42 | 4243740 | finoox | GCVC 035.2B/1x2-2479-1-D/3/24/2.10/1440/AXS/1/015023 | 3291 | 2 | 1 | 2479 | Axial | 22137 | 22159 | 54.2 | 6574 | 1475 | VT03133 | 0.306 | 1935-01-01 | C | 42.34 | 73.61 | 2025-06-04 | VerticalCompact-BCD_1x2 | 1524 | 477 | 753 |  |  | 69.8 | 18 | 18 | 350 | EC motor | 5060 | 1 | no | no | B | D | Aluminum | 2025-01-02 | 8 | 3 | yes | piece | 1
GCVC PD 063.2/21-29 | GCVC PD | 063.2/21-29 | 4246528 | finoox | GCVC 063.2C/2x1-2504-1-D/6/64/2.10/900/AXS/1/015023 | 7727 | 1 | 2 | 2504 | Axial | 32231 | 32535 | 180.66 | 5801 | 460 | VT03145U.1 | 0.125 | 0.3 | A+ | 29.18 | 60.69 | 2025-06-15 | VerticalCompact-BCD_2x1 | 984 | 800 | 1761 |  |  | 146 | 22 | 22 | 630 | EC motor | 5060 | 1 | no | no | C | D | Aluminum | 2025-01-02 | 12 | 6 | yes | piece | 1
GCVC PD 050.2/13-44 | GCVC PD | 050.2/13-44 | 4249833 | finoox | GCVC 050.2C/1x3-2520-1-D/4/32/2.10/2700/AXS/1/015023 | 6932 | 3 | 1 | 2520 | Axial | 64666 | 64659 | 180.66 | 16881 | 1070 | VT03011U.1 | 0.878 | 2025-04-01 | C | 44 | 75.51 | 2025-06-15 | VerticalCompact-BCD_1x3 | 2784 | 586 | 953 |  |  | 171.5 | 35 | 35 | 500 | EC motor | 5060 | 1 | no | no | C | D | Aluminum | 2025-01-02 | 6 | 4 | yes | piece | 1
GCVC PD 045.2/11-35 | GCVC PD | 045.2/11-35 | 4248856 | finoox | GCVC 045.2C/1x1-2525-1-D/4/32/2.10/900/EXS/1/015023 | 2852 | 1 | 1 | 2525 | Axial | 14537 | 14.63 | 60.22 | 3235 | 825 | VT03007U.1 | 0.097 | 0.47 | B | 34.93 | 66.19 | 2025-01-05 | VerticalCompact-BCD_1x1 | 984 | 535 | 953 |  |  | 61.9 | 16 | 16 | 450 | EC motor | 5060 | 1 | no | no | C | D | Epoxy coated aluminum | 2025-01-02 | 8 | 4 | yes | piece | 1
GCVC PD 080.2/11-38 | GCVC PD | 080.2/11-38 | 4252591 | finoox | GCVC 080.2D/1x1-2542-2-D/4/40/2.10/1200/EXS/1/015023 | 5197 | 1 | 1 | 2542 | Axial | 38324 | 38399 | 100.37 | 10155 | 615 | VT03060U.1 | 0.454 | 0.92 | C | 37.53 | 68.9 | 2025-06-08 | VerticalCompact-BCD_1x1 | 1284 | 613 | 1153 |  |  | 99.6 | 22 | 22 | 800 | EC motor | 5060 | 2 | no | no | D | D | Epoxy coated aluminum | 2025-01-02 | 10 | 4 | yes | piece | 1
GCVC PD 063.2/21-31 | GCVC PD | 063.2/21-31 | 4246548 | finoox | GCVC 063.2C/2x1-2507-1-D/4/64/2.10/900/EXS/1/015023 | 7155 | 1 | 2 | 2507 | Axial | 35806 | 35921 | 120.44 | 8512 | 580 | VT03145U.1 | 0.214 | 0.55 | B | 31.11 | 62.62 | 2025-07-10 | VerticalCompact-BCD_2x1 | 984 | 800 | 1761 |  |  | 128.2 | 22 | 22 | 630 | EC motor | 5060 | 1 | no | no | C | D | Epoxy coated aluminum | 2025-01-02 | 12 | 4 | yes | piece | 1
GCVC PD 050.2/12-38 | GCVC PD | 050.2/12-38 | 4249579 | finoox | GCVC 050.2C/1x2-2517-1-D/4/32/2.10/1800/AXS/1/015023 | 4575 | 2 | 1 | 2517 | Axial | 38824 | 38.88 | 120.44 | 9192 | 880 | VT03011U.1 | 0.338 | 0.84 | B | 38.1 | 69.49 | 10 | VerticalCompact-BCD_1x2 | 1884 | 586 | 953 |  |  | 116.5 | 22 | 22 | 500 | EC motor | 5060 | 1 | no | no | C | D | Aluminum | 2025-01-02 | 8 | 4 | yes | piece | 1
GCVC PD 050.2/11-43 | GCVC PD | 050.2/11-43 | 4250322 | finoox | GCVC 050.2D/1x1-2522-1-D/4/40/2.10/1200/EXS/1/015023 | 3348 | 1 | 1 | 2522 | Axial | 29818 | 29874 | 100.37 | 6969 | 1200 | VT03011U.1 | 0.374 | 2025-09-01 | C | 42.61 | 73.97 | 2025-06-08 | VerticalCompact-BCD_1x1 | 1284 | 586 | 1153 |  |  | 89.6 | 22 | 22 | 500 | EC motor | 5060 | 1 | no | no | D | D | Epoxy coated aluminum | 2025-01-02 | 10 | 4 | yes | piece | 1
GCVC PD 050.2/12-28 | GCVC PD | 050.2/12-28 | 4249550 | finoox | GCVC 050.2C/1x2-2512-1-D/6/32/2.10/1800/AXS/1/015023 | 5199 | 2 | 1 | 2512 | Axial | 30405 | 30603 | 180.66 | 5320 | 565 | VT03011U.1 | 0.109 | 0.28 | A+ | 28.46 | 59.85 | 2025-08-14 | VerticalCompact-BCD_1x2 | 1884 | 586 | 953 |  |  | 133.9 | 22 | 22 | 500 | EC motor | 5060 | 1 | no | no | C | D | Aluminum | 2025-01-02 | 8 | 6 | yes | piece | 1
GCVC PD 050.2/23-37 | GCVC PD | 050.2/23-37 | 4245388 | finoox | GCVC 050.2C/2x3-2514-1-D/3/64/2.10/2700/AXS/1/015023 | 12613 | 3 | 2 | 2514 | Axial | 83701 | 83576 | 270.99 | 22239 | 695 | VT03011U.1 | 0.515 | 0.47 | B | 37.42 | 69.17 | 2025-09-23 | VerticalCompact-BCD_2x3 | 2784 | 800 | 1761 |  |  | 299.2 | 35 | 35 | 500 | EC motor | 5060 | 1 | no | no | C | D | Aluminum | 2025-01-02 | 6 | 3 | yes | piece | 1
GCVC PD 050.3/13-49 | GCVC PD | 050.3/13-49 | 6090147 | finoox | GCVC 050.3D/1x3-3616-W-D/6/40/2.10/3600/AXS/1/015023 | 8255 | 3 | 1 | 3616 | Axial | 112181 | 112407 | 451.65 | 22269 | 1240 | VT01524 | 1979 | 2025-02-03 | D | 48.56 | 80.24 | 37.7 | VerticalCompact-BCD_1x3 | 3684 | 596 | 1153 |  |  | 307.2 | 42 | 42 | 500 | AC motor | 50 | W | no | no | D | D | Aluminum | 2025-01-02 | 6 | 6 | yes | piece | 1
GCVC PD 050.2/11-40 | GCVC PD | 050.2/11-40 | 4249256 | finoox | GCVC 050.2C/1x1-2386-K-D/4/32/2.10/900/EXS/1/015023 | 2333 | 1 | 1 | 2386 | Axial | 21548 | 21682 | 60.22 | 5569 | 910 | VT01435 | 0.416 | 0.92 | D | 40.16 | 71.43 | 2025-02-05 | VerticalCompact-BCD_1x1 | 984 | 596 | 953 |  |  | 68.7 | 18 | 18 | 500 | AC motor | 60 | K | no | no | C | D | Epoxy coated aluminum | 2025-01-02 | 8 | 4 | yes | piece | 1
GCVC PD 050.2/21-46 | GCVC PD | 050.2/21-46 | 4245834 | finoox | GCVC 050.2D/2x1-2411-1-D/6/80/2.10/1200/AXS/1/015023 | 7410 | 1 | 2 | 2411 | Axial | 74553 | 75126 | 301.1 | 14198 | 1260 | VT03011U.1 | 0.896 | 2025-02-02 | C | 46.13 | 77.78 | 2025-04-27 | VerticalCompact-BCD_2x1 | 1284 | 800 | 2161 |  |  | 209.4 | 35 | 35 | 500 | EC motor | 5060 | 1 | no | no | D | D | Aluminum | 2025-01-02 | 10 | 6 | yes | piece | 1
GCVC PD 050.2/12-46 | GCVC PD | 050.2/12-46 | 4249531 | finoox | GCVC 050.2C/1x2-2411-1-D/4/32/2.10/1800/AXS/1/015023 | 4615 | 2 | 1 | 2411 | Axial | 48928 | 48949 | 120.44 | 13331 | 1260 | VT03011U.1 | 0.937 | 2025-02-02 | D | 45.92 | 77.31 | 2025-04-10 | VerticalCompact-BCD_1x2 | 1884 | 586 | 953 |  |  | 117.1 | 28 | 28 | 500 | EC motor | 5060 | 1 | no | no | C | D | Aluminum | 2025-01-02 | 8 | 4 | yes | piece | 1
GCVC PD 080.2/22-43 | GCVC PD | 080.2/22-43 | 4248354 | finoox | GCVC 080.2D/2x2-2487-1-D/6/80/2.10/2400/AXS/1/015023 | 20631 | 2 | 2 | 2487 | Axial | 172296 | 173294 | 602.19 | 33989 | 600 | VT03061U.1 | 1971-01-01 | 1985-01-01 | C | 43.23 | 75.04 | 55.2 | VerticalCompact-BCD_2x2 | 2484 | 800 | 2161 |  |  | 417.6 | 54 | 54 | 800 | EC motor | 5060 | 1 | no | no | D | D | Aluminum | 2025-01-02 | 6 | 6 | yes | piece | 1
GCVC PD 080.2/23-36 | GCVC PD | 080.2/23-36 | 4248600 | finoox | GCVC 080.2D/2x3-2482-1-D/4/80/2.10/3600/EXS/1/015023 | 26970 | 3 | 2 | 2482 | Axial | 179448 | 179436 | 602.19 | 41944 | 440 | VT03061U.1 | 1032 | 0.75 | B | 36.23 | 68.19 | 54.8 | VerticalCompact-BCD_2x3 | 3684 | 800 | 2161 |  |  | 516.6 | 54 | 54 | 800 | EC motor | 5060 | 1 | no | no | D | D | Epoxy coated aluminum | 2025-01-02 | 4 | 4 | yes | piece | 1
GCVC PD 080.2/22-37 | GCVC PD | 080.2/22-37 | 4248334 | finoox | GCVC 080.2D/2x2-2484-1-D/3/80/2.10/2400/AXS/1/015023 | 16329 | 2 | 2 | 2484 | Axial | 115831 | 115759 | 301.1 | 34503 | 505 | VT03061U.1 | 0.973 | 2015-01-01 | B | 36.51 | 68.32 | 2025-04-28 | VerticalCompact-BCD_2x2 | 2484 | 800 | 2161 |  |  | 321.7 | 42 | 42 | 800 | EC motor | 5060 | 1 | no | no | D | D | Aluminum | 2025-01-02 | 6 | 3 | yes | piece | 1
GCVC PD 063.2/14-33 | GCVC PD | 063.2/14-33 | 4251570 | finoox | GCVC 063.2C/1x4-2507-1-D/3/32/2.10/3600/AXS/1/015023 | 10093 | 4 | 1 | 2507 | Axial | 64539 | 64511 | 180.66 | 18230 | 580 | VT03145U.1 | 0.415 | 0.55 | B | 32.95 | 64.58 | 2025-05-15 | VerticalCompact-BCD_1x4 | 3684 | 615 | 953 |  |  | 210 | 35 | 35 | 630 | EC motor | 5060 | 1 | no | no | C | D | Aluminum | 2025-01-02 | 4 | 3 | yes | piece | 1
GCVC PD 063.2/24-29 | GCVC PD | 063.2/24-29 | 4247136 | finoox | GCVC 063.2C/2x4-2502-1-D/4/64/2.10/3600/EXS/1/015023 | 22607 | 4 | 2 | 2502 | Axial | 105127 | 105.38 | 481.75 | 21924 | 385 | VT03145U.1 | 0.315 | 0.2 | A+ | 28.56 | 60.43 | 40.2 | VerticalCompact-BCD_2x4 | 3684 | 800 | 1761 |  |  | 429 | 35 | 35 | 630 | EC motor | 5060 | 1 | no | no | C | D | Epoxy coated aluminum | 2025-01-02 | 4 | 4 | yes | piece | 1
GCVC PD 063.2/12-23 | GCVC PD | 063.2/12-23 | 4252026 | finoox | GCVC 063.2D/1x2-2503-1-D/6/40/2.10/2400/AXS/1/015023 | 8264 | 2 | 1 | 2503 | Axial | 41173 | 41499 | 301.1 | 7016 | 425 | VT03145U.1 | 0.092 | 0.25 | A+ | 22.72 | 54.25 | 2025-02-24 | VerticalCompact-BCD_1x2 | 2484 | 615 | 1153 |  |  | 196.3 | 22 | 22 | 630 | EC motor | 5060 | 1 | no | no | D | D | Aluminum | 2025-01-02 | 10 | 6 | yes | piece | 1
GCVC PD 080.2/11-45 | GCVC PD | 080.2/11-45 | 4252557 | finoox | GCVC 080.2D/1x1-2536-2-D/6/40/2.10/1200/EXS/1/015023 | 6503 | 1 | 1 | 2536 | Axial | 47.4 | 47661 | 150.55 | 9957 | 700 | VT03059U.2 | 0.691 | 2025-04-01 | D | 45.35 | 76.72 | 2025-01-13 | VerticalCompact-BCD_1x1 | 1284 | 650 | 1153 |  |  | 123 | 28 | 28 | 800 | EC motor | 5060 | 2 | no | no | D | D | Epoxy coated aluminum | 2025-01-02 | 10 | 6 | yes | piece | 1
GCVC PD 050.2/13-53 | GCVC PD | 050.2/13-53 | 4249880 | finoox | GCVC 050.2C/1x3-2790-K-D/3/32/2.10/2700/AXS/1/015023 | 4930 | 3 | 1 | 2790 | Axial | 73891 | 73965 | 135.49 | 26872 | 1640 | VT03150U | 2977 | 1964-01-01 | E | 52.93 | 84.43 | 12 | VerticalCompact-BCD_1x3 | 2784 | 569 | 953 |  |  | 172.4 | 35 | 35 | 500 | AC motor | 60 | K | no | no | C | D | Aluminum | 2025-01-02 | 4 | 3 | yes | piece | 1
GCVC PD 080.3/13-53 | GCVC PD | 080.3/13-53 | 6208106 | finoox | GCVC 080.3D/1x3-3559-2-D/3/40/2.10/3600/EXS/1/015023 | 14525 | 3 | 1 | 3559 | Axial | 147463 | 145239 | 225.82 | 63077 | 1045 | VT01445U.3 | 6886 | 1965-03-01 | E | 52.53 | 84.21 | 2025-07-21 | VerticalCompact-BCD_1x3 | 3684 | 620 | 1153 |  |  | 310.2 | 42 | 42 | 800 | EC motor | 5060 | 2 | no | no | D | D | Epoxy coated aluminum | 2025-01-02 | 2 | 3 | yes | piece | 1
GCVC PD 050.3/13-50 | GCVC PD | 050.3/13-50 | 6144347 | finoox | GCVC 050.3C/1x3-3617-X-D/4/32/2.10/2700/AXS/1/015023 | 5268 | 3 | 1 | 3617 | Axial | 80688 | 80973 | 180.66 | 21942 | 1260 | VT01524 | 2854 | 2025-04-04 | E | 49.67 | 81.18 | 2025-06-15 | VerticalCompact-BCD_1x3 | 2784 | 596 | 953 |  |  | 189.2 | 35 | 35 | 500 | AC motor | 60 | X | no | no | C | D | Aluminum | 2025-01-02 | 4 | 4 | yes | piece | 1
GCVC PD 050.3/21-47 | GCVC PD | 050.3/21-47 | 6106417 | finoox | GCVC 050.3D/2x1-3616-W-D/6/80/2.10/1200/AXS/1/015023 | 6277 | 1 | 2 | 3616 | Axial | 77329 | 77845 | 301.1 | 14846 | 1240 | VT01524 | 1319 | 2025-02-03 | D | 46.83 | 78.48 | 2025-04-27 | VerticalCompact-BCD_2x1 | 1284 | 800 | 2161 |  |  | 221.2 | 35 | 35 | 500 | AC motor | 50 | W | no | no | D | D | Aluminum | 2025-01-02 | 10 | 6 | yes | piece | 1
GCVC PD 050.2/23-34 | GCVC PD | 050.2/23-34 | 4245253 | finoox | GCVC 050.2C/2x3-2333-S-D/4/64/2.10/2700/AXS/1/015023 | 9942 | 3 | 2 | 2333 | Axial | 89971 | 90465 | 361.32 | 19499 | 530 | VT01435 | 0.895 | 0.35 | C | 34.18 | 65.93 | 2025-09-30 | VerticalCompact-BCD_2x3 | 2784 | 800 | 1761 |  |  | 355.2 | 35 | 35 | 500 | AC motor | 50 | S | no | no | C | D | Aluminum | 2025-01-02 | 6 | 4 | yes | piece | 1
GCVC PD 063.2/23-28 | GCVC PD | 063.2/23-28 | 4246896 | finoox | GCVC 063.2C/2x3-2401-L-D/3/64/2.10/2700/EXS/1/015023 | 12613 | 3 | 2 | 2401 | Axial | 72038 | 71933 | 270.99 | 18181 | 340 | VT01442 | 0.533 | 0.16 | B | 28.15 | 59.9 | 2025-09-23 | VerticalCompact-BCD_2x3 | 2784 | 800 | 1761 |  |  | 324.9 | 35 | 35 | 630 | AC motor | 60 | L | no | no | C | D | Epoxy coated aluminum | 2025-01-02 | 6 | 3 | yes | piece | 1
GCVC PD 045.2/23-38 | GCVC PD | 045.2/23-38 | 4244614 | finoox | GCVC 045.2C/2x3-2523-1-D/6/64/2.10/2700/AXS/1/015023 | 13361 | 3 | 2 | 2523 | Axial | 84601 | 85141 | 541.97 | 14671 | 675 | VT03007U.1 | 0.352 | 0.3 | A | 38.2 | 69.95 | 45 | VerticalCompact-BCD_2x3 | 2784 | 800 | 1761 |  |  | 368.4 | 35 | 35 | 450 | EC motor | 5060 | 1 | no | no | C | D | Aluminum | 2025-01-02 | 8 | 6 | yes | piece | 1
GCVC PD 063.2/21-61 | GCVC PD | 063.2/21-61 | 4246582 | finoox | GCVC 063.2C/2x1-2549-2-D/3/64/2.10/900/AXS/1/015023 | 9023 | 1 | 2 | 2549 | Axial | 57705 | 58154 | 90.33 | 23652 | 1210 | VT03143U.1 | 3493 | 1986-02-01 | E | 60.83 | 92.33 | 9 | VerticalCompact-BCD_2x1 | 984 | 800 | 1761 |  |  | 165 | 28 | 28 | 630 | EC motor | 5060 | 2 | no | no | C | D | Aluminum | 2025-01-02 | 8 | 3 | yes | piece | 1
GCVC PD 063.2/24-67 | GCVC PD | 063.2/24-67 | 4247203 | finoox | GCVC 063.2C/2x4-2549-2-D/4/64/2.10/3600/EXS/1/015023 | 32257 | 4 | 2 | 2549 | Axial | 246073 | 244.29 | 481.75 | 88500 | 1210 | VT03143U.1 | 14124 | 1986-02-01 | E | 67.19 | 99.05 | 44 | VerticalCompact-BCD_2x4 | 3684 | 800 | 1761 |  |  | 613.8 | 54 | 54 | 630 | EC motor | 5060 | 2 | no | no | C | D | Epoxy coated aluminum | 2025-01-02 | 4 | 4 | yes | piece | 1
GCVC PD 063.2/24-47 | GCVC PD | 063.2/24-47 | 4247241 | finoox | GCVC 063.2C/2x4-2557-2-D/4/64/2.10/3600/AXS/1/015023 | 24256 | 4 | 2 | 2557 | Axial | 216618 | 215811 | 481.75 | 63423 | 900 | VT03144U.1 | 4016 | 0.85 | D | 46.66 | 78.53 | 44 | VerticalCompact-BCD_2x4 | 3684 | 800 | 1761 |  |  | 469.8 | 54 | 54 | 630 | EC motor | 5060 | 2 | no | no | C | D | Aluminum | 2025-01-02 | 4 | 4 | yes | piece | 1
GCVC PD 063.2/23-47 | GCVC PD | 063.2/23-47 | 4247043 | finoox | GCVC 063.2C/2x3-2558-2-D/3/64/2.10/2700/EXS/1/015023 | 18215 | 3 | 2 | 2558 | Axial | 141479 | 141652 | 270.99 | 53236 | 950 | VT03144U.1 | 3401 | 1 | D | 46.73 | 78.48 | 2025-01-25 | VerticalCompact-BCD_2x3 | 2784 | 800 | 1761 |  |  | 331.9 | 42 | 42 | 630 | EC motor | 5060 | 2 | no | no | C | D | Epoxy coated aluminum | 2025-01-02 | 4 | 3 | yes | piece | 1
GCVC PD 063.2/23-47 | GCVC PD | 063.2/23-47 | 4247987 | finoox | GCVC 063.2D/2x3-2558-2-D/6/80/2.10/3600/EXS/1/015023 | 27926 | 3 | 2 | 2558 | Axial | 272351 | 273378 | 903.29 | 56122 | 950 | VT03144U.1 | 3268 | 1 | C | 46.99 | 78.95 | 81.5 | VerticalCompact-BCD_2x3 | 3684 | 800 | 2161 |  |  | 599.9 | 64 | 64 | 630 | EC motor | 5060 | 2 | no | no | D | D | Epoxy coated aluminum | 2025-01-02 | 4 | 6 | yes | piece | 1
GCVC PD 063.2/11-31 | GCVC PD | 063.2/11-31 | 4251827 | finoox | GCVC 063.2D/1x1-2511-1-D/4/40/2.10/1200/AXS/1/015023 | 4285 | 1 | 1 | 2511 | Axial | 29749 | 29802 | 100.37 | 6746 | 730 | VT03145U.1 | 0.18 | 1 | B | 31.15 | 62.52 | 2025-06-08 | VerticalCompact-BCD_1x1 | 1284 | 615 | 1153 |  |  | 90.5 | 22 | 22 | 630 | EC motor | 5060 | 1 | no | no | D | D | Aluminum | 2025-01-02 | 10 | 4 | yes | piece | 1
GCVC PD 050.2/13-44 | GCVC PD | 050.2/13-44 | 4250791 | finoox | GCVC 050.2D/1x3-2520-1-D/6/40/2.10/3600/EXS/1/015023 | 10641 | 3 | 1 | 2520 | Axial | 95068 | 95.36 | 451.65 | 18021 | 1070 | VT03011U.1 | 0.839 | 2025-04-01 | C | 44.29 | 75.97 | 36.9 | VerticalCompact-BCD_1x3 | 3684 | 586 | 1153 |  |  | 288.1 | 35 | 35 | 500 | EC motor | 5060 | 1 | no | no | D | D | Epoxy coated aluminum | 2025-01-02 | 6 | 6 | yes | piece | 1
GCVC PD 045.2/22-39 | GCVC PD | 045.2/22-39 | 4244528 | finoox | GCVC 045.2C/2x2-2524-1-D/3/64/2.10/1800/AXS/1/015023 | 7858 | 2 | 2 | 2524 | Axial | 49.09 | 49078 | 180.66 | 12071 | 750 | VT03007U.1 | 0.299 | 0.37 | B | 38.53 | 70.16 | 2025-09-15 | VerticalCompact-BCD_2x2 | 1884 | 800 | 1761 |  |  | 200 | 28 | 28 | 450 | EC motor | 5060 | 1 | no | no | C | D | Aluminum | 2025-01-02 | 8 | 3 | yes | piece | 1
GCVC PD 063.2/21-61 | GCVC PD | 063.2/21-61 | 4247446 | finoox | GCVC 063.2D/2x1-2550-2-D/4/80/2.10/1200/EXS/1/015023 | 10881 | 1 | 2 | 2550 | Axial | 94412 | 94474 | 200.73 | 28963 | 1285 | VT03143U.1 | 3961 | 2026-03-01 | E | 60.61 | 92.26 | 2025-04-19 | VerticalCompact-BCD_2x1 | 1284 | 800 | 2161 |  |  | 224.5 | 35 | 35 | 630 | EC motor | 5060 | 2 | no | no | D | D | Epoxy coated aluminum | 2025-01-02 | 10 | 4 | yes | piece | 1
GCVC PD 050.2/11-50 | GCVC PD | 050.2/11-50 | 4249391 | finoox | GCVC 050.2C/1x1-2561-2-D/4/32/2.10/900/AXS/1/015023 | 3189 | 1 | 1 | 2561 | Axial | 28194 | 28.41 | 60.22 | 7991 | 1505 | VT03013U.1 | 0.767 | 1938-01-01 | E | 49.63 | 80.9 | 2025-04-05 | VerticalCompact-BCD_1x1 | 984 | 607 | 953 |  |  | 68.8 | 22 | 22 | 500 | EC motor | 5060 | 2 | no | no | C | D | Aluminum | 2025-01-02 | 8 | 4 | yes | piece | 1
GCVC PD 063.2/11-12 | GCVC PD | 063.2/11-12 | 4251763 | finoox | GCVC 063.2D/1x1-2500-1-D/3/40/2.10/1200/EXS/1/015023 | 4254 | 1 | 1 | 2500 | Axial | 13054 | 13069 | 75.27 | 2843 | 310 | VT03145U.1 | 0.023 | 0.13 | A+ | 1937-12-01 | 43.74 | 2025-03-06 | VerticalCompact-BCD_1x1 | 1284 | 615 | 1153 |  |  | 82.4 | 16 | 16 | 630 | EC motor | 5060 | 1 | no | no | D | D | Epoxy coated aluminum | 2025-01-02 | 10 | 3 | yes | piece | 1
GCVC PD 080.2/13-50 | GCVC PD | 080.2/13-50 | 4253105 | finoox | GCVC 080.2D/1x3-2536-2-D/6/40/2.10/3600/EXS/1/015023 | 16475 | 3 | 1 | 2536 | Axial | 142.26 | 142798 | 451.65 | 29871 | 700 | VT03059U.2 | 2072 | 2025-04-01 | D | 49.81 | 81.49 | 39.2 | VerticalCompact-BCD_1x3 | 3684 | 650 | 1153 |  |  | 347 | 42 | 42 | 800 | EC motor | 5060 | 2 | no | no | D | D | Epoxy coated aluminum | 2025-01-02 | 4 | 6 | yes | piece | 1
GCVC PD 045.2/21-43 | GCVC PD | 045.2/21-43 | 4244463 | finoox | GCVC 045.2C/2x1-2528-1-D/4/64/2.10/900/AXS/1/015023 | 4848 | 1 | 2 | 2528 | Axial | 35916 | 36044 | 120.44 | 8304 | 1050 | VT03007U.1 | 0.377 | 0.84 | C | 42.93 | 74.44 | 2025-07-10 | VerticalCompact-BCD_2x1 | 984 | 800 | 1761 |  |  | 123 | 22 | 22 | 450 | EC motor | 5060 | 1 | no | no | C | D | Aluminum | 2025-01-02 | 12 | 4 | yes | piece | 1
GCVC PD 050.2/23-57 | GCVC PD | 050.2/23-57 | 4246427 | finoox | GCVC 050.2D/2x3-2790-K-D/4/80/2.10/3600/AXS/1/015023 | 13363 | 3 | 2 | 2790 | Axial | 228414 | 228748 | 602.19 | 59116 | 1640 | VT03150U | 5604 | 1964-01-01 | D | 56.56 | 88.52 | 54.8 | VerticalCompact-BCD_2x3 | 3684 | 800 | 2161 |  |  | 501.5 | 54 | 54 | 500 | AC motor | 60 | K | no | no | D | D | Aluminum | 2025-01-02 | 4 | 4 | yes | piece | 1
GCVC PD 050.2/12-26 | GCVC PD | 050.2/12-26 | 4250471 | finoox | GCVC 050.2D/1x2-2391-L-D/3/40/2.10/2400/EXS/1/015023 | 4320 | 2 | 1 | 2391 | Axial | 29724 | 29696 | 150.55 | 6752 | 520 | VT01437 | 0.201 | 0.18 | B | 25.93 | 57.45 | 2025-04-12 | VerticalCompact-BCD_1x2 | 2484 | 596 | 1153 |  |  | 155.9 | 22 | 22 | 500 | AC motor | 60 | L | no | no | D | D | Epoxy coated aluminum | 2025-01-02 | 8 | 3 | yes | piece | 1
GCVC PD 050.2/12-36 | GCVC PD | 050.2/12-36 | 4249475 | finoox | GCVC 050.2C/1x2-2355-X-D/6/32/2.10/1800/EXS/1/015023 | 4473 | 2 | 1 | 2355 | Axial | 43.56 | 43809 | 180.66 | 8361 | 810 | VT03093U | 0.59 | 2025-03-01 | D | 36.17 | 67.56 | 2025-01-15 | VerticalCompact-BCD_1x2 | 1884 | 569 | 953 |  |  | 140.7 | 28 | 28 | 500 | AC motor | 60 | X | no | no | C | D | Epoxy coated aluminum | 2025-01-02 | 8 | 6 | yes | piece | 1
GCVC PD 063.2/12-32 | GCVC PD | 063.2/12-32 | 4251979 | finoox | GCVC 063.2D/1x2-2400-K-D/3/40/2.10/2400/EXS/1/015023 | 5829 | 2 | 1 | 2400 | Axial | 41297 | 41258 | 150.55 | 10452 | 490 | VT01442 | 0.3 | 0.34 | B | 31.56 | 63.08 | 2025-09-12 | VerticalCompact-BCD_1x2 | 2484 | 598 | 1153 |  |  | 160.5 | 28 | 28 | 630 | AC motor | 60 | K | no | no | D | D | Epoxy coated aluminum | 2025-01-02 | 6 | 3 | yes | piece | 1
GCVC PD 050.2/22-60 | GCVC PD | 050.2/22-60 | 4246066 | finoox | GCVC 050.2D/2x2-2410-2-D/3/80/2.10/2400/AXS/1/015023 | 12155 | 2 | 2 | 2410 | Axial | 128832 | 128517 | 301.1 | 41799 | 1770 | VT03013U.1 | 4581 | 2025-01-02 | E | 59.88 | 91.69 | 2025-04-28 | VerticalCompact-BCD_2x2 | 2484 | 800 | 2161 |  |  | 311.4 | 42 | 42 | 500 | EC motor | 5060 | 2 | no | no | D | D | Aluminum | 2025-01-02 | 6 | 3 | yes | piece | 1
GCVC PD 063.2/22-36 | GCVC PD | 063.2/22-36 | 4247659 | finoox | GCVC 063.2D/2x2-2510-1-D/4/80/2.10/2400/AXS/1/015023 | 14191 | 2 | 2 | 2510 | Axial | 114026 | 114423 | 401.46 | 25507 | 695 | VT03145U.1 | 0.621 | 0.9 | A | 35.56 | 67.37 | 36.3 | VerticalCompact-BCD_2x2 | 2484 | 800 | 2161 |  |  | 326 | 42 | 42 | 630 | EC motor | 5060 | 1 | no | no | D | D | Aluminum | 2025-01-02 | 6 | 4 | yes | piece | 1
GCVC PD 063.2/11-30 | GCVC PD | 063.2/11-30 | 4251820 | finoox | GCVC 063.2D/1x1-2510-1-D/3/40/2.10/1200/AXS/1/015023 | 4088 | 1 | 1 | 2510 | Axial | 24726 | 24752 | 75.27 | 6596 | 695 | VT03145U.1 | 0.15 | 0.9 | B | 2025-07-30 | 61.44 | 2025-04-06 | VerticalCompact-BCD_1x1 | 1284 | 615 | 1153 |  |  | 82.6 | 18 | 18 | 630 | EC motor | 5060 | 1 | no | no | D | D | Aluminum | 2025-01-02 | 10 | 3 | yes | piece | 1
GCVC PD 063.2/23-66 | GCVC PD | 063.2/23-66 | 4246995 | finoox | GCVC 063.2C/2x3-2549-2-D/4/64/2.10/2700/AXS/1/015023 | 23969 | 3 | 2 | 2549 | Axial | 203538 | 205071 | 361.32 | 66375 | 1210 | VT03143U.1 | 10593 | 1986-02-01 | E | 66.05 | 97.8 | 34.7 | VerticalCompact-BCD_2x3 | 2784 | 800 | 1761 |  |  | 471.1 | 54 | 54 | 630 | EC motor | 5060 | 2 | no | no | C | D | Aluminum | 2025-01-02 | 4 | 4 | yes | piece | 1
GCVC PD 045.2/12-46 | GCVC PD | 045.2/12-46 | 4248976 | finoox | GCVC 045.2C/1x2-2530-1-D/4/32/2.10/1800/EXS/1/015023 | 4871 | 2 | 1 | 2530 | Axial | 38903 | 38934 | 120.44 | 9533 | 1200 | VT03007U.1 | 0.551 | 2025-01-01 | D | 45.96 | 77.34 | 10 | VerticalCompact-BCD_1x2 | 1884 | 535 | 953 |  |  | 113.1 | 22 | 22 | 450 | EC motor | 5060 | 1 | no | no | C | D | Epoxy coated aluminum | 2025-01-02 | 8 | 4 | yes | piece | 1
GCVC PD 045.2/14-49 | GCVC PD | 045.2/14-49 | 4249156 | finoox | GCVC 045.2C/1x4-2530-1-D/4/32/2.10/3600/EXS/1/015023 | 8632 | 4 | 1 | 2530 | Axial | 78014 | 78089 | 240.88 | 19067 | 1200 | VT03007U.1 | 1102 | 2025-01-01 | D | 48.73 | 80.35 | 2025-02-20 | VerticalCompact-BCD_1x4 | 3684 | 535 | 953 |  |  | 217 | 35 | 35 | 450 | EC motor | 5060 | 1 | no | no | C | D | Epoxy coated aluminum | 2025-01-02 | 4 | 4 | yes | piece | 1
GCVC PD 063.2/11-36 | GCVC PD | 063.2/11-36 | 4250981 | finoox | GCVC 063.2C/1x1-2511-1-D/6/32/2.10/900/EXS/1/015023 | 4411 | 1 | 1 | 2511 | Axial | 23942 | 24117 | 90.33 | 4807 | 730 | VT03145U.1 | 0.214 | 1 | C | 35.52 | 66.79 | 2025-07-07 | VerticalCompact-BCD_1x1 | 984 | 615 | 953 |  |  | 73.3 | 18 | 18 | 630 | EC motor | 5060 | 1 | no | no | C | D | Epoxy coated aluminum | 2025-01-02 | 12 | 6 | yes | piece | 1
GCVC PD 045.2/13-41 | GCVC PD | 045.2/13-41 | 4243965 | finoox | GCVC 045.2B/1x3-2525-1-D/4/24/2.10/2160/AXS/1/015023 | 5426 | 3 | 1 | 2525 | Axial | 33373 | 33.36 | 108.39 | 7981 | 825 | VT03007U.1 | 0.294 | 0.47 | B | 40.94 | 72.32 | 2025-09-08 | VerticalCompact-BCD_1x3a | 2244 | 535 | 753 |  |  | 117.7 | 22 | 22 | 450 | EC motor | 5060 | 1 | no | no | B | D | Aluminum | 2025-01-02 | 8 | 4 | yes | piece | 1
GCVC PD 050.2/14-41 | GCVC PD | 050.2/14-41 | 4250054 | finoox | GCVC 050.2C/1x4-2517-1-D/4/32/2.10/3600/EXS/1/015023 | 9267 | 4 | 1 | 2517 | Axial | 76193 | 76264 | 240.88 | 18385 | 880 | VT03011U.1 | 0.676 | 0.84 | C | 40.88 | 72.5 | 2025-02-20 | VerticalCompact-BCD_1x4 | 3684 | 586 | 953 |  |  | 222.7 | 35 | 35 | 500 | EC motor | 5060 | 1 | no | no | C | D | Epoxy coated aluminum | 2025-01-02 | 4 | 4 | yes | piece | 1
GCVC PD 063.2/22-29 | GCVC PD | 063.2/22-29 | 4247632 | finoox | GCVC 063.2D/2x2-2505-1-D/4/80/2.10/2400/EXS/1/015023 | 14876 | 2 | 2 | 2505 | Axial | 85956 | 86048 | 401.46 | 18160 | 500 | VT03145U.1 | 0.263 | 0.39 | A+ | 2025-05-28 | 60.31 | 34.8 | VerticalCompact-BCD_2x2 | 2484 | 800 | 2161 |  |  | 323.3 | 35 | 35 | 630 | EC motor | 5060 | 1 | no | no | D | D | Epoxy coated aluminum | 2025-01-02 | 8 | 4 | yes | piece | 1
GCVC PD 045.2/12-43 | GCVC PD | 045.2/12-43 | 4248963 | finoox | GCVC 045.2C/1x2-2528-1-D/3/32/2.10/1800/EXS/1/015023 | 4612 | 2 | 1 | 2528 | Axial | 30191 | 30153 | 90.33 | 8530 | 1050 | VT03007U.1 | 0.372 | 0.84 | C | 43.11 | 74.49 | 2025-06-07 | VerticalCompact-BCD_1x2 | 1884 | 535 | 953 |  |  | 104.4 | 22 | 22 | 450 | EC motor | 5060 | 1 | no | no | C | D | Epoxy coated aluminum | 2025-01-02 | 8 | 3 | yes | piece | 1
GCVC PD 063.2/21-37 | GCVC PD | 063.2/21-37 | 4246605 | finoox | GCVC 063.2C/2x1-2554-2-D/4/64/2.10/900/AXS/1/015023 | 7600 | 1 | 2 | 2554 | Axial | 49346 | 49702 | 120.44 | 13047 | 750 | VT03144U.1 | 0.594 | 0.6 | C | 37.1 | 68.61 | 2025-04-11 | VerticalCompact-BCD_2x1 | 984 | 800 | 1761 |  |  | 137.8 | 28 | 28 | 630 | EC motor | 5060 | 2 | no | no | C | D | Aluminum | 2025-01-02 | 8 | 4 | yes | piece | 1
GCVC PD 063.2/21-39 | GCVC PD | 063.2/21-39 | 4247469 | finoox | GCVC 063.2D/2x1-2554-2-D/3/80/2.10/1200/EXS/1/015023 | 8523 | 1 | 2 | 2554 | Axial | 54753 | 54765 | 150.55 | 15998 | 750 | VT03144U.1 | 0.508 | 0.6 | C | 38.88 | 70.53 | 14 | VerticalCompact-BCD_2x1 | 1284 | 800 | 2161 |  |  | 172.7 | 28 | 28 | 630 | EC motor | 5060 | 2 | no | no | D | D | Epoxy coated aluminum | 2025-01-02 | 10 | 3 | yes | piece | 1
GCVC PD 035.2/13-42 | GCVC PD | 035.2/13-42 | 4243766 | finoox | GCVC 035.2B/1x3-2723-W-D/3/24/2.10/2160/EXS/1/015023 | 3178 | 3 | 1 | 2723 | Axial | 28111 | 28146 | 81.3 | 7964 | 1390 | VT03167U | 0.466 | 0.62 | D | 42.38 | 73.76 | 2025-08-06 | VerticalCompact-BCD_1x3a | 2244 | 518 | 753 |  |  | 101.8 | 22 | 22 | 350 | AC motor | 50 | W | no | no | B | D | Epoxy coated aluminum | 2025-01-02 | 6 | 3 | yes | piece | 1
GCVC PD 050.2/21-51 | GCVC PD | 050.2/21-51 | 4245000 | finoox | GCVC 050.2C/2x1-2790-K-D/3/64/2.10/900/AXS/1/015023 | 4043 | 1 | 2 | 2790 | Axial | 49634 | 49964 | 90.33 | 17915 | 1640 | VT03150U | 1985 | 1964-01-01 | E | 51.16 | 82.67 | 9 | VerticalCompact-BCD_2x1 | 984 | 800 | 1761 |  |  | 128 | 28 | 28 | 500 | AC motor | 60 | K | no | no | C | D | Aluminum | 2025-01-02 | 8 | 3 | yes | piece | 1
GCVC PD 080.3/12-51 | GCVC PD | 080.3/12-51 | 6167018 | finoox | GCVC 080.3D/1x2-3562-2-D/6/40/2.10/2400/AXS/1/015023 | 11449 | 2 | 1 | 3562 | Axial | 110555 | 111003 | 301.1 | 24228 | 800 | VT01445U.3 | 2237 | 1985-01-01 | D | 50.76 | 82.28 | 2025-01-26 | VerticalCompact-BCD_1x2 | 2484 | 620 | 1153 |  |  | 252.6 | 42 | 42 | 800 | EC motor | 5060 | 2 | no | no | D | D | Aluminum | 2025-01-02 | 6 | 6 | yes | piece | 1
GCVC PD 040.2/12-45 | GCVC PD | 040.2/12-45 | 4243792 | finoox | GCVC 040.2B/1x2-1735-X-D/3/24/2.10/1440/AXS/1/015023 | 2433 | 2 | 1 | 1735 | Axial | 24085 | 24103 | 54.2 | 7559 | 1450 | VT0605 | 0.527 | 2025-01-01 | D | 44.78 | 76.05 | 2025-06-04 | VerticalCompact-BCD_1x2 | 1524 | 476 | 753 |  |  | 74 | 18 | 18 | 400 | AC motor | 60 | X | no | no | B | D | Aluminum | 2025-01-02 | 8 | 3 | yes | piece | 1
GCVC PD 050.2/22-36 | GCVC PD | 050.2/22-36 | 4245026 | finoox | GCVC 050.2C/2x2-2336-D-D/4/64/2.10/1800/EXS/1/015023 | 7187 | 2 | 2 | 2336 | Axial | 63742 | 63.84 | 240.88 | 14242 | 660 | VT01437 | 0.505 | 0.33 | B | 36.07 | 67.7 | 2025-06-20 | VerticalCompact-BCD_2x2 | 1884 | 800 | 1761 |  |  | 234 | 28 | 28 | 500 | AC motor | 50 | D | no | no | C | D | Epoxy coated aluminum | 2025-01-02 | 8 | 4 | yes | piece | 1
GCVC PD 050.2/13-29 | GCVC PD | 050.2/13-29 | 4249672 | finoox | GCVC 050.2C/1x3-2337-S-D/3/32/2.10/2700/AXS/1/015023 | 4804 | 3 | 1 | 2337 | Axial | 35923 | 35887 | 135.49 | 8816 | 510 | VT01437 | 0.238 | 0.16 | B | 28.78 | 60.29 | 2025-01-11 | VerticalCompact-BCD_1x3 | 2784 | 596 | 953 |  |  | 164.6 | 22 | 22 | 500 | AC motor | 50 | S | no | no | C | D | Aluminum | 2025-01-02 | 6 | 3 | yes | piece | 1
GCVC PD 063.2/23-44 | GCVC PD | 063.2/23-44 | 4246910 | finoox | GCVC 063.2C/2x3-2414-1-D/6/64/2.10/2700/AXS/1/015023 | 18972 | 3 | 2 | 2414 | Axial | 153574 | 154343 | 541.97 | 30511 | 770 | VT03145U.1 | 1488 | 2015-01-01 | C | 43.85 | 75.6 | 46.3 | VerticalCompact-BCD_2x3 | 2784 | 800 | 1761 |  |  | 385.9 | 42 | 42 | 630 | EC motor | 5060 | 1 | no | no | C | D | Aluminum | 2025-01-02 | 6 | 6 | yes | piece | 1
GCVC PD 063.2/21-44 | GCVC PD | 063.2/21-44 | 4247342 | finoox | GCVC 063.2D/2x1-2413-2-D/6/80/2.10/1200/AXS/1/015023 | 10019 | 1 | 2 | 2413 | Axial | 96207 | 96803 | 301.1 | 19739 | 1000 | VT03144U.1 | 1265 | 2025-01-01 | C | 43.68 | 75.33 | 2025-04-27 | VerticalCompact-BCD_2x1 | 1284 | 800 | 2161 |  |  | 219.7 | 35 | 35 | 630 | EC motor | 5060 | 2 | no | no | D | D | Aluminum | 2025-01-02 | 10 | 6 | yes | piece | 1
GCVC PD 063.2/22-21 | GCVC PD | 063.2/22-21 | 4246681 | finoox | GCVC 063.2C/2x2-2399-J-D/4/64/2.10/1800/AXS/1/015023 | 9288 | 2 | 2 | 2399 | Axial | 48711 | 48861 | 240.88 | 9809 | 290 | VT01442 | 0.289 | 0.14 | B | 20.64 | 52.27 | 2025-06-20 | VerticalCompact-BCD_2x2 | 1884 | 800 | 1761 |  |  | 241.3 | 28 | 28 | 630 | AC motor | 60 | J | no | no | C | D | Aluminum | 2025-01-02 | 8 | 4 | yes | piece | 1
GCVC PD 050.2/23-48 | GCVC PD | 050.2/23-48 | 4245371 | finoox | GCVC 050.2C/2x3-2421-1-D/4/64/2.10/2700/AXS/1/015023 | 13618 | 3 | 2 | 2421 | Axial | 146.01 | 146528 | 361.32 | 37524 | 1150 | VT03011U.1 | 2154 | 1975-01-01 | D | 47.54 | 79.29 | 32.2 | VerticalCompact-BCD_2x3 | 2784 | 800 | 1761 |  |  | 327.5 | 42 | 42 | 500 | EC motor | 5060 | 1 | no | no | C | D | Aluminum | 2025-01-02 | 4 | 4 | yes | piece | 1
GCVC PD 063.2/21-29 | GCVC PD | 063.2/21-29 | 4246538 | finoox | GCVC 063.2C/2x1-2506-1-D/3/64/2.10/900/AXS/1/015023 | 6698 | 1 | 2 | 2506 | Axial | 30798 | 30937 | 90.33 | 8465 | 540 | VT03145U.1 | 0.173 | 0.45 | B | 28.63 | 60.14 | 2025-03-08 | VerticalCompact-BCD_2x1 | 984 | 800 | 1761 |  |  | 119.5 | 22 | 22 | 630 | EC motor | 5060 | 1 | no | no | C | D | Aluminum | 2025-01-02 | 8 | 3 | yes | piece | 1
GCVC PD 080.2/13-22 | GCVC PD | 080.2/13-22 | 4253055 | finoox | GCVC 080.2D/1x3-2491-1-D/4/40/2.10/3600/EXS/1/015023 | 11093 | 3 | 1 | 2491 | Axial | 58575 | 58581 | 301.1 | 12199 | 270 | VT03062U.1 | 0.141 | 0.25 | A+ | 21.61 | 53.29 | 2025-05-24 | VerticalCompact-BCD_1x3 | 3684 | 608 | 1153 |  |  | 263.5 | 28 | 28 | 800 | EC motor | 5060 | 1 | no | no | D | D | Epoxy coated aluminum | 2025-01-02 | 6 | 4 | yes | piece | 1
GCVC PD 063.2/12-32 | GCVC PD | 063.2/12-32 | 4252060 | finoox | GCVC 063.2D/1x2-2509-1-D/3/40/2.10/2400/AXS/1/015023 | 6675 | 2 | 1 | 2509 | Axial | 47335 | 47328 | 150.55 | 12434 | 655 | VT03145U.1 | 0.257 | 0.75 | A | 31.67 | 63.2 | 2025-09-12 | VerticalCompact-BCD_1x2 | 2484 | 615 | 1153 |  |  | 153.7 | 28 | 28 | 630 | EC motor | 5060 | 1 | no | no | D | D | Aluminum | 2025-01-02 | 6 | 3 | yes | piece | 1
GCVC PD 080.2/21-36 | GCVC PD | 080.2/21-36 | 4248075 | finoox | GCVC 080.2D/2x1-2486-1-D/3/80/2.10/1200/EXS/1/015023 | 8119 | 1 | 2 | 2486 | Axial | 61814 | 61799 | 150.55 | 19563 | 565 | VT03061U.1 | 0.681 | 1955-01-01 | C | 36.14 | 67.79 | 14 | VerticalCompact-BCD_2x1 | 1284 | 800 | 2161 |  |  | 176.7 | 28 | 28 | 800 | EC motor | 5060 | 1 | no | no | D | D | Epoxy coated aluminum | 2025-01-02 | 10 | 3 | yes | piece | 1
GCVC PD 063.2/12-34 | GCVC PD | 063.2/12-34 | 4252073 | finoox | GCVC 063.2D/1x2-2511-1-D/4/40/2.10/2400/AXS/1/015023 | 7164 | 2 | 1 | 2511 | Axial | 59098 | 59176 | 200.73 | 13493 | 730 | VT03145U.1 | 0.361 | 1 | B | 34 | 65.53 | 2025-08-16 | VerticalCompact-BCD_1x2 | 2484 | 615 | 1153 |  |  | 168.1 | 28 | 28 | 630 | EC motor | 5060 | 1 | no | no | D | D | Aluminum | 2025-01-02 | 6 | 4 | yes | piece | 1
GCVC PD 045.2/14-39 | GCVC PD | 045.2/14-39 | 4249120 | finoox | GCVC 045.2C/1x4-2524-1-D/4/32/2.10/3600/EXS/1/015023 | 8588 | 4 | 1 | 2524 | Axial | 53361 | 53334 | 240.88 | 11720 | 750 | VT03007U.1 | 0.302 | 0.37 | A | 38.53 | 70.15 | 2025-06-19 | VerticalCompact-BCD_1x4 | 3684 | 535 | 953 |  |  | 216.4 | 28 | 28 | 450 | EC motor | 5060 | 1 | no | no | C | D | Epoxy coated aluminum | 2025-01-02 | 6 | 4 | yes | piece | 1
GCVC PD 080.2/22-42 | GCVC PD | 080.2/22-42 | 4248454 | finoox | GCVC 080.2D/2x2-2542-2-D/3/80/2.10/2400/AXS/1/015023 | 17859 | 2 | 2 | 2542 | Axial | 131181 | 130982 | 301.1 | 43271 | 615 | VT03060U.1 | 1758 | 0.92 | C | 42.37 | 74.17 | 2025-04-28 | VerticalCompact-BCD_2x2 | 2484 | 800 | 2161 |  |  | 333.3 | 42 | 42 | 800 | EC motor | 5060 | 2 | no | no | D | D | Aluminum | 2025-01-02 | 6 | 3 | yes | piece | 1
GCVC PD 050.2/22-54 | GCVC PD | 050.2/22-54 | 4245212 | finoox | GCVC 050.2C/2x2-2560-2-D/3/64/2.10/1800/AXS/1/015023 | 10638 | 2 | 2 | 2560 | Axial | 90979 | 91133 | 180.66 | 30976 | 1415 | VT03013U.1 | 2519 | 2021-01-01 | E | 54.16 | 85.79 | 17 | VerticalCompact-BCD_2x2 | 1884 | 800 | 1761 |  |  | 226.4 | 35 | 35 | 500 | EC motor | 5060 | 2 | no | no | C | D | Aluminum | 2025-01-02 | 6 | 3 | yes | piece | 1
GCVC PD 050.2/13-46 | GCVC PD | 050.2/13-46 | 4249845 | finoox | GCVC 050.2C/1x3-2522-1-D/4/32/2.10/2700/AXS/1/015023 | 6961 | 3 | 1 | 2522 | Axial | 73494 | 73751 | 180.66 | 18954 | 1200 | VT03011U.1 | 2021-01-01 | 2025-09-01 | D | 46.44 | 77.95 | 2025-06-15 | VerticalCompact-BCD_1x3 | 2784 | 586 | 953 |  |  | 171.5 | 35 | 35 | 500 | EC motor | 5060 | 1 | no | no | C | D | Aluminum | 2025-01-02 | 4 | 4 | yes | piece | 1
GCVC PD 063.2/23-24 | GCVC PD | 063.2/23-24 | 4246920 | finoox | GCVC 063.2C/2x3-2501-1-D/3/64/2.10/2700/AXS/1/015023 | 15689 | 3 | 2 | 2501 | Axial | 66473 | 66423 | 270.99 | 15787 | 345 | VT03145U.1 | 0.186 | 0.15 | A+ | 2025-07-24 | 55.81 | 2025-09-23 | VerticalCompact-BCD_2x3 | 2784 | 800 | 1761 |  |  | 304.5 | 35 | 35 | 630 | EC motor | 5060 | 1 | no | no | C | D | Aluminum | 2025-01-02 | 6 | 3 | yes | piece | 1
GCVC PD 050.2/11-28 | GCVC PD | 050.2/11-28 | 4249323 | finoox | GCVC 050.2C/1x1-2513-1-D/6/32/2.10/900/EXS/1/015023 | 3214 | 1 | 1 | 2513 | Axial | 16288 | 16434 | 90.33 | 2976 | 630 | VT03011U.1 | 0.071 | 0.37 | A | 27.84 | 59.1 | 2025-06-07 | VerticalCompact-BCD_1x1 | 984 | 586 | 953 |  |  | 72.3 | 16 | 16 | 500 | EC motor | 5060 | 1 | no | no | C | D | Epoxy coated aluminum | 2025-01-02 | 12 | 6 | yes | piece | 1
GCVC PD 050.2/12-40 | GCVC PD | 050.2/12-40 | 4249584 | finoox | GCVC 050.2C/1x2-2518-1-D/3/32/2.10/1800/AXS/1/015023 | 4361 | 2 | 1 | 2518 | Axial | 34467 | 34433 | 90.33 | 10225 | 945 | VT03011U.1 | 0.401 | 1 | C | 39.82 | 71.21 | 2025-06-07 | VerticalCompact-BCD_1x2 | 1884 | 586 | 953 |  |  | 107.9 | 22 | 22 | 500 | EC motor | 5060 | 1 | no | no | C | D | Aluminum | 2025-01-02 | 8 | 3 | yes | piece | 1
GCVC PD 050.2/22-42 | GCVC PD | 050.2/22-42 | 4245181 | finoox | GCVC 050.2C/2x2-2518-1-D/6/64/2.10/1800/EXS/1/015023 | 10906 | 2 | 2 | 2518 | Axial | 89.75 | 89804 | 361.32 | 18301 | 945 | VT03011U.1 | 0.851 | 1 | C | 42.25 | 73.88 | 31.2 | VerticalCompact-BCD_2x2 | 1884 | 800 | 1761 |  |  | 260.8 | 35 | 35 | 500 | EC motor | 5060 | 1 | no | no | C | D | Epoxy coated aluminum | 2025-01-02 | 12 | 6 | yes | piece | 1
GCVC PD 045.2/22-43 | GCVC PD | 045.2/22-43 | 4244540 | finoox | GCVC 045.2C/2x2-2526-1-D/3/64/2.10/1800/AXS/1/015023 | 7858 | 2 | 2 | 2526 | Axial | 55811 | 55742 | 180.66 | 14562 | 900 | VT03007U.1 | 0.486 | 0.58 | B | 42.51 | 74.14 | 2025-09-15 | VerticalCompact-BCD_2x2 | 1884 | 800 | 1761 |  |  | 200 | 28 | 28 | 450 | EC motor | 5060 | 1 | no | no | C | D | Aluminum | 2025-01-02 | 8 | 3 | yes | piece | 1
GCVC PD 050.2/11-26 | GCVC PD | 050.2/11-26 | 4250259 | finoox | GCVC 050.2D/1x1-2512-1-D/4/40/2.10/1200/AXS/1/015023 | 3138 | 1 | 1 | 2512 | Axial | 16743 | 16827 | 100.37 | 3250 | 565 | VT03011U.1 | 0.05 | 0.28 | A+ | 26.23 | 57.59 | 2025-03-08 | VerticalCompact-BCD_1x1 | 1284 | 586 | 1153 |  |  | 88.8 | 16 | 16 | 500 | EC motor | 5060 | 1 | no | no | D | D | Aluminum | 2025-01-02 | 10 | 4 | yes | piece | 1
GCVC PD 050.2/21-44 | GCVC PD | 050.2/21-44 | 4245904 | finoox | GCVC 050.2D/2x1-2521-1-D/3/80/2.10/1200/AXS/1/015023 | 5888 | 1 | 2 | 2521 | Axial | 49965 | 50067 | 150.55 | 13395 | 1135 | VT03011U.1 | 0.632 | 1965-01-01 | C | 44.31 | 75.96 | 14 | VerticalCompact-BCD_2x1 | 1284 | 800 | 2161 |  |  | 162.4 | 28 | 28 | 500 | EC motor | 5060 | 1 | no | no | D | D | Aluminum | 2025-01-02 | 10 | 3 | yes | piece | 1
GCVC PD 080.3/22-54 | GCVC PD | 080.3/22-54 | 6083456 | finoox | GCVC 080.3D/2x2-3485-I-D/4/80/2.10/2400/EXS/1/015023 | 16903 | 2 | 2 | 3485 | Axial | 189.53 | 189233 | 401.46 | 62636 | 900 | VT01526 | 9172 | 2025-09-03 | E | 53.69 | 85.5 | 39.4 | VerticalCompact-BCD_2x2 | 2484 | 800 | 2161 |  |  | 436.6 | 54 | 54 | 800 | AC motor | 60 | I | no | no | D | D | Epoxy coated aluminum | 2025-01-02 | 6 | 4 | yes | piece | 1
GCVC PD 080.3/11-30 | GCVC PD | 080.3/11-30 | 6210236 | finoox | GCVC 080.3D/1x1-3564-2-D/3/40/2.10/1200/EXS/1/015023 | 5751 | 1 | 1 | 3564 | Axial | 26755 | 26761 | 75.27 | 7711 | 440 | VT01445U.3 | 0.213 | 0.6 | B | 30.39 | 61.76 | 2025-06-06 | VerticalCompact-BCD_1x1 | 1284 | 620 | 1153 |  |  | 109.9 | 22 | 22 | 800 | EC motor | 5060 | 2 | no | no | D | D | Epoxy coated aluminum | 2025-01-02 | 10 | 3 | yes | piece | 1
GCVC PD 050.3/11-43 | GCVC PD | 050.3/11-43 | 6106195 | finoox | GCVC 050.3C/1x1-3616-W-D/6/32/2.10/900/AXS/1/015023 | 2575 | 1 | 1 | 3616 | Axial | 30196 | 30431 | 90.33 | 6374 | 1240 | VT01524 | 0.689 | 2025-02-03 | D | 43.16 | 74.43 | 2025-08-07 | VerticalCompact-BCD_1x1 | 984 | 596 | 953 |  |  | 78.8 | 22 | 22 | 500 | AC motor | 50 | W | no | no | C | D | Aluminum | 2025-01-02 | 12 | 6 | yes | piece | 1
GCVC PD 050.2/23-42 | GCVC PD | 050.2/23-42 | 4245249 | finoox | GCVC 050.2C/2x3-2332-D-D/3/64/2.10/2700/EXS/1/015023 | 9624 | 3 | 2 | 2332 | Axial | 98275 | 98049 | 270.99 | 30544 | 850 | VT01435 | 1557 | 0.74 | D | 42.46 | 74.21 | 2025-09-23 | VerticalCompact-BCD_2x3 | 2784 | 800 | 1761 |  |  | 329.1 | 35 | 35 | 500 | AC motor | 50 | D | no | no | C | D | Epoxy coated aluminum | 2025-01-02 | 6 | 3 | yes | piece | 1
GCVC PD 050.2/11-27 | GCVC PD | 050.2/11-27 | 4249190 | finoox | GCVC 050.2C/1x1-2333-S-D/6/32/2.10/900/AXS/1/015023 | 2556 | 1 | 1 | 2333 | Axial | 16155 | 16308 | 90.33 | 2909 | 530 | VT01435 | 0.15 | 0.35 | C | 26.53 | 57.8 | 2025-06-07 | VerticalCompact-BCD_1x1 | 984 | 596 | 953 |  |  | 77.3 | 16 | 16 | 500 | AC motor | 50 | S | no | no | C | D | Aluminum | 2025-01-02 | 12 | 6 | yes | piece | 1
GCVC PD 063.2/22-27 | GCVC PD | 063.2/22-27 | 4247579 | finoox | GCVC 063.2D/2x2-2401-L-D/6/80/2.10/2400/EXS/1/015023 | 15174 | 2 | 2 | 2401 | Axial | 78186 | 78914 | 602.19 | 13266 | 340 | VT01442 | 0.351 | 0.16 | A | 26.54 | 58.35 | 50.5 | VerticalCompact-BCD_2x2 | 2484 | 800 | 2161 |  |  | 397.4 | 35 | 35 | 630 | AC motor | 60 | L | no | no | D | D | Epoxy coated aluminum | 2025-01-02 | 8 | 6 | yes | piece | 1
GCVC PD 050.2/13-47 | GCVC PD | 050.2/13-47 | 4250637 | finoox | GCVC 050.2D/1x3-2348-S-D/4/40/2.10/3600/AXS/1/015023 | 6793 | 3 | 1 | 2348 | Axial | 95205 | 95.35 | 301.1 | 22242 | 1180 | VT03150U | 1521 | 0.9 | D | 46.88 | 78.56 | 2025-02-25 | VerticalCompact-BCD_1x3 | 3684 | 569 | 1153 |  |  | 258.4 | 35 | 35 | 500 | AC motor | 50 | S | no | no | D | D | Aluminum | 2025-01-02 | 4 | 4 | yes | piece | 1
GCVC PD 063.2/24-35 | GCVC PD | 063.2/24-35 | 4247157 | finoox | GCVC 063.2C/2x4-2506-1-D/4/64/2.10/3600/AXS/1/015023 | 21659 | 4 | 2 | 2506 | Axial | 140289 | 140609 | 481.75 | 31594 | 540 | VT03145U.1 | 0.712 | 0.45 | A | 35.37 | 67.23 | 41.4 | VerticalCompact-BCD_2x4 | 3684 | 800 | 1761 |  |  | 431.2 | 42 | 42 | 630 | EC motor | 5060 | 1 | no | no | C | D | Aluminum | 2025-01-02 | 4 | 4 | yes | piece | 1
GCVC PD 063.2/11-25 | GCVC PD | 063.2/11-25 | 4251798 | finoox | GCVC 063.2D/1x1-2506-1-D/6/40/2.10/1200/AXS/1/015023 | 4935 | 1 | 1 | 2506 | Axial | 25.66 | 25862 | 150.55 | 4533 | 540 | VT03145U.1 | 0.084 | 0.45 | A+ | 24.96 | 56.33 | 2025-05-12 | VerticalCompact-BCD_1x1 | 1284 | 615 | 1153 |  |  | 104.3 | 18 | 18 | 630 | EC motor | 5060 | 1 | no | no | D | D | Aluminum | 2025-01-02 | 10 | 6 | yes | piece | 1
GCVC PD 063.2/23-32 | GCVC PD | 063.2/23-32 | 4247885 | finoox | GCVC 063.2D/2x3-2506-1-D/6/80/2.10/3600/EXS/1/015023 | 25449 | 3 | 2 | 2506 | Axial | 152738 | 153484 | 903.29 | 27195 | 540 | VT03145U.1 | 0.501 | 0.45 | A+ | 32.15 | 64.11 | 75.1 | VerticalCompact-BCD_2x3 | 3684 | 800 | 2161 |  |  | 562.9 | 42 | 42 | 630 | EC motor | 5060 | 1 | no | no | D | D | Epoxy coated aluminum | 2025-01-02 | 6 | 6 | yes | piece | 1
GCVC PD 063.2/23-36 | GCVC PD | 063.2/23-36 | 4247900 | finoox | GCVC 063.2D/2x3-2509-1-D/6/80/2.10/3600/AXS/1/015023 | 23783 | 3 | 2 | 2509 | Axial | 172932 | 172862 | 903.29 | 33408 | 655 | VT03145U.1 | 0.842 | 0.75 | A | 36.26 | 68.22 | 78.2 | VerticalCompact-BCD_2x3 | 3684 | 800 | 2161 |  |  | 569 | 54 | 54 | 630 | EC motor | 5060 | 1 | no | no | D | D | Aluminum | 2025-01-02 | 8 | 6 | yes | piece | 1
GCVC PD 045.2/12-51 | GCVC PD | 045.2/12-51 | 4243939 | finoox | GCVC 045.2B/1x2-2533-1-D/4/24/2.10/1440/EXS/1/015023 | 4161 | 2 | 1 | 2533 | Axial | 32661 | 32727 | 72.26 | 9579 | 1425 | VT03007U.1 | 0.924 | 2025-09-01 | E | 50.74 | 82.03 | 2025-01-06 | VerticalCompact-BCD_1x2 | 1524 | 535 | 753 |  |  | 81.6 | 22 | 22 | 450 | EC motor | 5060 | 1 | no | no | B | D | Epoxy coated aluminum | 2025-01-02 | 8 | 4 | yes | piece | 1
GCVC PD 045.2/13-49 | GCVC PD | 045.2/13-49 | 4249069 | finoox | GCVC 045.2C/1x3-2531-1-D/4/32/2.10/2700/AXS/1/015023 | 6373 | 3 | 1 | 2531 | Axial | 60871 | 60883 | 180.66 | 15224 | 1275 | VT03007U.1 | 0.984 | 2025-04-01 | D | 48.92 | 80.42 | 15 | VerticalCompact-BCD_1x3 | 2784 | 535 | 953 |  |  | 165.8 | 28 | 28 | 450 | EC motor | 5060 | 1 | no | no | C | D | Aluminum | 2025-01-02 | 6 | 4 | yes | piece | 1
GCVC PD 080.2/23-41 | GCVC PD | 080.2/23-41 | 4248624 | finoox | GCVC 080.2D/2x3-2486-1-D/4/80/2.10/3600/EXS/1/015023 | 26970 | 3 | 2 | 2486 | Axial | 213417 | 213612 | 602.19 | 55038 | 565 | VT03061U.1 | 2107 | 1955-01-01 | C | 41.38 | 73.35 | 54.8 | VerticalCompact-BCD_2x3 | 3684 | 800 | 2161 |  |  | 516.6 | 54 | 54 | 800 | EC motor | 5060 | 1 | no | no | D | D | Epoxy coated aluminum | 2025-01-02 | 4 | 4 | yes | piece | 1
GCVC PD 080.2/22-52 | GCVC PD | 080.2/22-52 | 4248431 | finoox | GCVC 080.2D/2x2-2538-2-D/4/80/2.10/2400/AXS/1/015023 | 21754 | 2 | 2 | 2538 | Axial | 180325 | 179548 | 401.46 | 53047 | 800 | VT03059U.2 | 4006 | 1989-01-01 | D | 51.65 | 83.46 | 39.4 | VerticalCompact-BCD_2x2 | 2484 | 800 | 2161 |  |  | 401.4 | 54 | 54 | 800 | EC motor | 5060 | 2 | no | no | D | D | Aluminum | 2025-01-02 | 6 | 4 | yes | piece | 1
GCVC PD 063.2/14-28 | GCVC PD | 063.2/14-28 | 4251552 | finoox | GCVC 063.2C/1x4-2504-1-D/3/32/2.10/3600/AXS/1/015023 | 10090 | 4 | 1 | 2504 | Axial | 55.42 | 55381 | 180.66 | 14347 | 460 | VT03145U.1 | 0.235 | 0.3 | A+ | 28.34 | 59.97 | 2025-09-14 | VerticalCompact-BCD_1x4 | 3684 | 615 | 953 |  |  | 209.4 | 28 | 28 | 630 | EC motor | 5060 | 1 | no | no | C | D | Aluminum | 2025-01-02 | 4 | 3 | yes | piece | 1
GCVC PD 050.2/22-45 | GCVC PD | 050.2/22-45 | 4245189 | finoox | GCVC 050.2C/2x2-2520-1-D/4/64/2.10/1800/AXS/1/015023 | 9053 | 2 | 2 | 2520 | Axial | 88464 | 88559 | 240.88 | 22508 | 1070 | VT03011U.1 | 1171 | 2025-04-01 | C | 45.13 | 76.76 | 2025-07-21 | VerticalCompact-BCD_2x2 | 1884 | 800 | 1761 |  |  | 225.4 | 35 | 35 | 500 | EC motor | 5060 | 1 | no | no | C | D | Aluminum | 2025-01-02 | 8 | 4 | yes | piece | 1
GCVC PD 063.2/21-40 | GCVC PD | 063.2/21-40 | 4246615 | finoox | GCVC 063.2C/2x1-2555-2-D/6/64/2.10/900/EXS/1/015023 | 8810 | 1 | 2 | 2555 | Axial | 57.86 | 58268 | 180.66 | 12393 | 800 | VT03144U.1 | 0.759 | 0.69 | C | 40.15 | 71.66 | 2025-03-16 | VerticalCompact-BCD_2x1 | 984 | 800 | 1761 |  |  | 155.5 | 28 | 28 | 630 | EC motor | 5060 | 2 | no | no | C | D | Epoxy coated aluminum | 2025-01-02 | 12 | 6 | yes | piece | 1
GCVC PD 050.2/13-55 | GCVC PD | 050.2/13-55 | 4249869 | finoox | GCVC 050.2C/1x3-2562-2-D/4/32/2.10/2700/AXS/1/015023 | 8532 | 3 | 1 | 2562 | Axial | 88227 | 88539 | 180.66 | 25441 | 1595 | VT03013U.1 | 2721 | 1965-01-01 | E | 55.41 | 86.92 | 2025-06-15 | VerticalCompact-BCD_1x3 | 2784 | 607 | 953 |  |  | 185.3 | 35 | 35 | 500 | EC motor | 5060 | 2 | no | no | C | D | Aluminum | 2025-01-02 | 4 | 4 | yes | piece | 1
GCVC PD 050.2/24-61 | GCVC PD | 050.2/24-61 | 4245703 | finoox | GCVC 050.2C/2x4-2563-2-D/4/64/2.10/3600/AXS/1/015023 | 22055 | 4 | 2 | 2563 | Axial | 230.75 | 230368 | 481.75 | 71760 | 1680 | VT03013U.1 | 8508 | 1975-01-01 | E | 60.51 | 92.37 | 44 | VerticalCompact-BCD_2x4 | 3684 | 800 | 1761 |  |  | 465.9 | 54 | 54 | 500 | EC motor | 5060 | 2 | no | no | C | D | Aluminum | 2025-01-02 | 4 | 4 | yes | piece | 1
GCVC PD 050.2/13-40 | GCVC PD | 050.2/13-40 | 4244364 | finoox | GCVC 050.2B/1x3-2517-1-D/3/24/2.10/2160/AXS/1/015023 | 5658 | 3 | 1 | 2517 | Axial | 36.56 | 36563 | 81.3 | 11921 | 880 | VT03011U.1 | 0.538 | 0.84 | D | 40.04 | 71.42 | 2025-08-06 | VerticalCompact-BCD_1x3a | 2244 | 586 | 753 |  |  | 113.8 | 22 | 22 | 500 | EC motor | 5060 | 1 | no | no | B | D | Aluminum | 2025-01-02 | 6 | 3 | yes | piece | 1
GCVC PD 050.2/21-44 | GCVC PD | 050.2/21-44 | 4244966 | finoox | GCVC 050.2C/2x1-2522-1-D/6/64/2.10/900/AXS/1/015023 | 6068 | 1 | 2 | 2522 | Axial | 56579 | 57093 | 180.66 | 11750 | 1200 | VT03011U.1 | 0.839 | 2025-09-01 | D | 44.48 | 75.99 | 2025-03-16 | VerticalCompact-BCD_2x1 | 984 | 800 | 1761 |  |  | 145.3 | 28 | 28 | 500 | EC motor | 5060 | 1 | no | no | C | D | Aluminum | 2025-01-02 | 8 | 6 | yes | piece | 1
GCVC PD 050.2/13-46 | GCVC PD | 050.2/13-46 | 4249846 | finoox | GCVC 050.2C/1x3-2522-1-D/6/32/2.10/2700/AXS/1/015023 | 7895 | 3 | 1 | 2522 | Axial | 85026 | 85311 | 270.99 | 17625 | 1200 | VT03011U.1 | 1258 | 2025-09-01 | D | 46.24 | 77.75 | 2025-06-22 | VerticalCompact-BCD_1x3 | 2784 | 586 | 953 |  |  | 197.5 | 35 | 35 | 500 | EC motor | 5060 | 1 | no | no | C | D | Aluminum | 2025-01-02 | 6 | 6 | yes | piece | 1
GCVC PD 063.2/13-62 | GCVC PD | 063.2/13-62 | 4252343 | finoox | GCVC 063.2D/1x3-2550-2-D/4/40/2.10/3600/AXS/1/015023 | 13330 | 3 | 1 | 2550 | Axial | 141909 | 141783 | 301.1 | 43444 | 1285 | VT03143U.1 | 5941 | 2026-03-01 | E | 62.34 | 94.02 | 26 | VerticalCompact-BCD_1x3 | 3684 | 611 | 1153 |  |  | 315.3 | 42 | 42 | 630 | EC motor | 5060 | 2 | no | no | D | D | Aluminum | 2025-01-02 | 4 | 4 | yes | piece | 1
GCVC PD 063.2/12-17 | GCVC PD | 063.2/12-17 | 4251119 | finoox | GCVC 063.2C/1x2-2500-1-D/3/32/2.10/1800/EXS/1/015023 | 5989 | 2 | 1 | 2500 | Axial | 19939 | 19947 | 90.33 | 4634 | 310 | VT03145U.1 | 0.05 | 0.13 | A+ | 17.24 | 48.63 | 2025-04-07 | VerticalCompact-BCD_1x2 | 1884 | 615 | 953 |  |  | 109 | 16 | 16 | 630 | EC motor | 5060 | 1 | no | no | C | D | Epoxy coated aluminum | 2025-01-02 | 8 | 3 | yes | piece | 1
GCVC PD 080.2/21-30 | GCVC PD | 080.2/21-30 | 4248125 | finoox | GCVC 080.2D/2x1-2498-1-D/4/80/2.10/1200/AXS/1/015023 | 7771 | 1 | 2 | 2498 | Axial | 60621 | 60805 | 200.73 | 13869 | 440 | VT03062U.1 | 0.335 | 0.85 | A | 2025-06-30 | 61.71 | 2025-01-18 | VerticalCompact-BCD_2x1 | 1284 | 800 | 2161 |  |  | 190.1 | 28 | 28 | 800 | EC motor | 5060 | 1 | no | no | D | D | Aluminum | 2025-01-02 | 10 | 4 | yes | piece | 1
GCVC PD 050.2/14-46 | GCVC PD | 050.2/14-46 | 4250076 | finoox | GCVC 050.2C/1x4-2521-1-D/6/32/2.10/3600/AXS/1/015023 | 10197 | 4 | 1 | 2521 | Axial | 110211 | 110713 | 361.32 | 22199 | 1135 | VT03011U.1 | 1436 | 1965-01-01 | C | 46.2 | 77.83 | 31.4 | VerticalCompact-BCD_1x4 | 3684 | 586 | 953 |  |  | 260.8 | 42 | 42 | 500 | EC motor | 5060 | 1 | no | no | C | D | Aluminum | 2025-01-02 | 4 | 6 | yes | piece | 1
GCVC PD 080.3/11-55 | GCVC PD | 080.3/11-55 | 6173908 | finoox | GCVC 080.3D/1x1-3558-2-D/4/40/2.10/1200/AXS/1/015023 | 5835 | 1 | 1 | 3558 | Axial | 57466 | 57734 | 100.37 | 18644 | 1060 | VT01445U.3 | 2487 | 2025-04-04 | E | 54.8 | 86.17 | 2025-01-09 | VerticalCompact-BCD_1x1 | 1284 | 620 | 1153 |  |  | 117.9 | 28 | 28 | 800 | EC motor | 5060 | 2 | no | no | D | D | Aluminum | 2025-01-02 | 8 | 4 | yes | piece | 1
GCVC PD 080.3/12-46 | GCVC PD | 080.3/12-46 | 6194613 | finoox | GCVC 080.3D/1x2-3563-2-D/6/40/2.10/2400/AXS/1/015023 | 11372 | 2 | 1 | 3563 | Axial | 96549 | 96.98 | 301.1 | 19858 | 670 | VT01445U.3 | 1342 | 2015-01-01 | D | 45.53 | 77.06 | 2025-04-25 | VerticalCompact-BCD_1x2 | 2484 | 620 | 1153 |  |  | 251.2 | 35 | 35 | 800 | EC motor | 5060 | 2 | no | no | D | D | Aluminum | 2025-01-02 | 6 | 6 | yes | piece | 1
GCVC PD 050.2/22-33 | GCVC PD | 050.2/22-33 | 4245019 | finoox | GCVC 050.2C/2x2-2333-S-D/3/64/2.10/1800/EXS/1/015023 | 6633 | 2 | 2 | 2333 | Axial | 52454 | 52426 | 180.66 | 13681 | 530 | VT01435 | 0.596 | 0.35 | C | 32.96 | 64.59 | 2025-09-15 | VerticalCompact-BCD_2x2 | 1884 | 800 | 1761 |  |  | 226.9 | 28 | 28 | 500 | AC motor | 50 | S | no | no | C | D | Epoxy coated aluminum | 2025-01-02 | 8 | 3 | yes | piece | 1
GCVC PD 063.2/24-65 | GCVC PD | 063.2/24-65 | 4247050 | finoox | GCVC 063.2C/2x4-2356-D-D/3/64/2.10/3600/AXS/1/015023 | 20102 | 4 | 2 | 2356 | Axial | 262103 | 257962 | 361.32 | 110487 | 1330 | VT01441 | 20646 | 5 | E | 65.48 | 97.34 | 37.3 | VerticalCompact-BCD_2x4 | 3684 | 800 | 1761 |  |  | 586.9 | 64 | 64 | 630 | AC motor | 50 | D | no | no | C | D | Aluminum | 2025-01-02 | 2 | 3 | yes | piece | 1
GCVC PD 050.2/14-27 | GCVC PD | 050.2/14-27 | 4249993 | finoox | GCVC 050.2C/1x4-2391-L-D/3/32/2.10/3600/EXS/1/015023 | 6330 | 4 | 1 | 2391 | Axial | 47668 | 47628 | 180.66 | 11840 | 520 | VT01437 | 0.41 | 0.18 | B | 27.37 | 59 | 2025-09-14 | VerticalCompact-BCD_1x4 | 3684 | 596 | 953 |  |  | 214.5 | 28 | 28 | 500 | AC motor | 60 | L | no | no | C | D | Epoxy coated aluminum | 2025-01-02 | 4 | 3 | yes | piece | 1
GCVC PD 050.2/14-51 | GCVC PD | 050.2/14-51 | 4249918 | finoox | GCVC 050.2C/1x4-2347-D-D/4/32/2.10/3600/EXS/1/015023 | 7115 | 4 | 1 | 2347 | Axial | 101989 | 101881 | 240.88 | 30128 | 1390 | VT03150U | 2758 | 1941-01-01 | E | 50.96 | 82.58 | 2025-02-20 | VerticalCompact-BCD_1x4 | 3684 | 569 | 953 |  |  | 241.1 | 35 | 35 | 500 | AC motor | 50 | D | no | no | C | D | Epoxy coated aluminum | 2025-01-02 | 4 | 4 | yes | piece | 1
GCVC PD 050.2/22-59 | GCVC PD | 050.2/22-59 | 4245121 | finoox | GCVC 050.2C/2x2-2410-2-D/6/64/2.10/1800/EXS/1/015023 | 13159 | 2 | 2 | 2410 | Axial | 145689 | 146003 | 361.32 | 35332 | 1770 | VT03013U.1 | 5112 | 2025-01-02 | E | 58.72 | 90.35 | 32.4 | VerticalCompact-BCD_2x2 | 1884 | 800 | 1761 |  |  | 281.4 | 42 | 42 | 500 | EC motor | 5060 | 2 | no | no | C | D | Epoxy coated aluminum | 2025-01-02 | 8 | 6 | yes | piece | 1
GCVC PD 063.2/21-33 | GCVC PD | 063.2/21-33 | 4247417 | finoox | GCVC 063.2D/2x1-2510-1-D/6/80/2.10/1200/EXS/1/015023 | 9977 | 1 | 2 | 2510 | Axial | 63325 | 63854 | 301.1 | 11831 | 695 | VT03145U.1 | 0.328 | 0.9 | A | 33.01 | 64.66 | 2025-01-26 | VerticalCompact-BCD_2x1 | 1284 | 800 | 2161 |  |  | 210 | 28 | 28 | 630 | EC motor | 5060 | 1 | no | no | D | D | Epoxy coated aluminum | 2025-01-02 | 10 | 6 | yes | piece | 1
GCVC PD 080.2/21-39 | GCVC PD | 080.2/21-39 | 4248187 | finoox | GCVC 080.2D/2x1-2543-2-D/4/80/2.10/1200/EXS/1/015023 | 9356 | 1 | 2 | 2543 | Axial | 73207 | 73478 | 200.73 | 18944 | 575 | VT03060U.1 | 0.753 | 0.78 | C | 38.93 | 70.58 | 2025-04-19 | VerticalCompact-BCD_2x1 | 1284 | 800 | 2161 |  |  | 198.3 | 35 | 35 | 800 | EC motor | 5060 | 2 | no | no | D | D | Epoxy coated aluminum | 2025-01-02 | 10 | 4 | yes | piece | 1
GCVC PD 080.2/23-17 | GCVC PD | 080.2/23-17 | 4248634 | finoox | GCVC 080.2D/2x3-2488-1-D/3/80/2.10/3600/EXS/1/015023 | 22677 | 3 | 2 | 2488 | Axial | 83042 | 82882 | 451.65 | 18596 | 195 | VT03062U.1 | 0.145 | 0.12 | A+ | 16.85 | 48.81 | 38.5 | VerticalCompact-BCD_2x3 | 3684 | 800 | 2161 |  |  | 460.4 | 35 | 35 | 800 | EC motor | 5060 | 1 | no | no | D | D | Epoxy coated aluminum | 2025-01-02 | 6 | 3 | yes | piece | 1
GCVC PD 080.2/13-42 | GCVC PD | 080.2/13-42 | 4253139 | finoox | GCVC 080.2D/1x3-2542-2-D/4/40/2.10/3600/EXS/1/015023 | 12919 | 3 | 1 | 2542 | Axial | 113343 | 113439 | 301.1 | 30466 | 615 | VT03060U.1 | 1362 | 0.92 | C | 41.99 | 73.67 | 26 | VerticalCompact-BCD_1x3 | 3684 | 613 | 1153 |  |  | 276.1 | 42 | 42 | 800 | EC motor | 5060 | 2 | no | no | D | D | Epoxy coated aluminum | 2025-01-02 | 4 | 4 | yes | piece | 1
GCVC PD 063.2/14-35 | GCVC PD | 063.2/14-35 | 4251580 | finoox | GCVC 063.2C/1x4-2508-1-D/4/32/2.10/3600/EXS/1/015023 | 11228 | 4 | 1 | 2508 | Axial | 75841 | 75.91 | 240.88 | 18255 | 615 | VT03145U.1 | 0.509 | 0.65 | B | 35.31 | 66.94 | 2025-02-20 | VerticalCompact-BCD_1x4 | 3684 | 615 | 953 |  |  | 227.3 | 35 | 35 | 630 | EC motor | 5060 | 1 | no | no | C | D | Epoxy coated aluminum | 2025-01-02 | 4 | 4 | yes | piece | 1
GCVC PD 050.2/13-40 | GCVC PD | 050.2/13-40 | 4250773 | finoox | GCVC 050.2D/1x3-2517-1-D/6/40/2.10/3600/EXS/1/015023 | 10641 | 3 | 1 | 2517 | Axial | 81568 | 81929 | 451.65 | 14761 | 880 | VT03011U.1 | 0.485 | 0.84 | B | 40.03 | 71.71 | 36.9 | VerticalCompact-BCD_1x3 | 3684 | 586 | 1153 |  |  | 288.1 | 35 | 35 | 500 | EC motor | 5060 | 1 | no | no | D | D | Epoxy coated aluminum | 2025-01-02 | 6 | 6 | yes | piece | 1
GCVC PD 080.3/23-49 | GCVC PD | 080.3/23-49 | 6154288 | finoox | GCVC 080.3D/2x3-3563-2-D/3/80/2.10/3600/EXS/1/015023 | 32741 | 3 | 2 | 3563 | Axial | 201489 | 201104 | 451.65 | 72230 | 670 | VT01445U.3 | 3843 | 2015-01-01 | D | 48.98 | 80.95 | 43.1 | VerticalCompact-BCD_2x3 | 3684 | 800 | 2161 |  |  | 595.8 | 54 | 54 | 800 | EC motor | 5060 | 2 | no | no | D | D | Epoxy coated aluminum | 2025-01-02 | 4 | 3 | yes | piece | 1
GCVC PD 050.2/11-36 | GCVC PD | 050.2/11-36 | 4250126 | finoox | GCVC 050.2D/1x1-2332-D-D/3/40/2.10/1200/AXS/1/015023 | 2520 | 1 | 1 | 2332 | Axial | 22007 | 22044 | 75.27 | 5572 | 850 | VT01435 | 0.246 | 0.74 | C | 35.87 | 67.23 | 2025-04-06 | VerticalCompact-BCD_1x1 | 1284 | 596 | 1153 |  |  | 86.6 | 18 | 18 | 500 | AC motor | 50 | D | no | no | D | D | Aluminum | 2025-01-02 | 10 | 3 | yes | piece | 1
GCVC PD 063.2/22-24 | GCVC PD | 063.2/22-24 | 4247521 | finoox | GCVC 063.2D/2x2-2359-S-D/4/80/2.10/2400/AXS/1/015023 | 11570 | 2 | 2 | 2359 | Axial | 70228 | 70.39 | 401.46 | 13719 | 320 | VT01442 | 0.25 | 0.14 | A+ | 23.89 | 55.7 | 34.8 | VerticalCompact-BCD_2x2 | 2484 | 800 | 2161 |  |  | 336.9 | 35 | 35 | 630 | AC motor | 50 | S | no | no | D | D | Aluminum | 2025-01-02 | 8 | 4 | yes | piece | 1
GCVC PD 063.2/23-48 | GCVC PD | 063.2/23-48 | 4247837 | finoox | GCVC 063.2D/2x3-2413-2-D/6/80/2.10/3600/EXS/1/015023 | 27926 | 3 | 2 | 2413 | Axial | 282779 | 283854 | 903.29 | 59216 | 1000 | VT03144U.1 | 3794 | 2025-01-01 | C | 48.14 | 80.1 | 81.5 | VerticalCompact-BCD_2x3 | 3684 | 800 | 2161 |  |  | 599.9 | 64 | 64 | 630 | EC motor | 5060 | 2 | no | no | D | D | Epoxy coated aluminum | 2025-01-02 | 4 | 6 | yes | piece | 1
GCVC PD 050.2/14-40 | GCVC PD | 050.2/14-40 | 4249943 | finoox | GCVC 050.2C/1x4-2355-X-D/4/32/2.10/3600/AXS/1/015023 | 6520 | 4 | 1 | 2355 | Axial | 79041 | 79168 | 240.88 | 18809 | 810 | VT03093U | 1166 | 2025-03-01 | D | 40.35 | 71.98 | 2025-02-20 | VerticalCompact-BCD_1x4 | 3684 | 569 | 953 |  |  | 235.1 | 35 | 35 | 500 | AC motor | 60 | X | no | no | C | D | Aluminum | 2025-01-02 | 4 | 4 | yes | piece | 1
GCVC PD 045.2/11-43 | GCVC PD | 045.2/11-43 | 4248887 | finoox | GCVC 045.2C/1x1-2530-1-D/6/32/2.10/900/EXS/1/015023 | 3248 | 1 | 1 | 2530 | Axial | 22685 | 22853 | 90.33 | 4482 | 1200 | VT03007U.1 | 0.28 | 2025-01-01 | C | 43.21 | 74.47 | 2025-07-07 | VerticalCompact-BCD_1x1 | 984 | 535 | 953 |  |  | 70.7 | 18 | 18 | 450 | EC motor | 5060 | 1 | no | no | C | D | Epoxy coated aluminum | 2025-01-02 | 12 | 6 | yes | piece | 1
GCVC PD 063.2/22-32 | GCVC PD | 063.2/22-32 | 4246734 | finoox | GCVC 063.2C/2x2-2504-1-D/6/64/2.10/1800/AXS/1/015023 | 13309 | 2 | 2 | 2504 | Axial | 65441 | 65861 | 361.32 | 11601 | 460 | VT03145U.1 | 0.25 | 0.3 | A+ | 32.07 | 63.7 | 31.2 | VerticalCompact-BCD_2x2 | 1884 | 800 | 1761 |  |  | 264.1 | 35 | 35 | 630 | EC motor | 5060 | 1 | no | no | C | D | Aluminum | 2025-01-02 | 8 | 6 | yes | piece | 1
GCVC PD 050.2/11-49 | GCVC PD | 050.2/11-49 | 4250333 | finoox | GCVC 050.2D/1x1-2560-2-D/3/40/2.10/1200/EXS/1/015023 | 3625 | 1 | 1 | 2560 | Axial | 28089 | 28088 | 75.27 | 8335 | 1415 | VT03013U.1 | 0.593 | 2021-01-01 | D | 49.4 | 80.77 | 2025-06-06 | VerticalCompact-BCD_1x1 | 1284 | 607 | 1153 |  |  | 86.9 | 22 | 22 | 500 | EC motor | 5060 | 2 | no | no | D | D | Epoxy coated aluminum | 2025-01-02 | 10 | 3 | yes | piece | 1
GCVC PD 063.2/21-18 | GCVC PD | 063.2/21-18 | 4247360 | finoox | GCVC 063.2D/2x1-2501-1-D/6/80/2.10/1200/AXS/1/015023 | 9237 | 1 | 2 | 2501 | Axial | 33976 | 34314 | 301.1 | 5666 | 345 | VT03145U.1 | 0.06 | 0.15 | A+ | 18.38 | 50.03 | 2025-03-25 | VerticalCompact-BCD_2x1 | 1284 | 800 | 2161 |  |  | 208.6 | 22 | 22 | 630 | EC motor | 5060 | 1 | no | no | D | D | Aluminum | 2025-01-02 | 12 | 6 | yes | piece | 1
GCVC PD 063.2/22-28 | GCVC PD | 063.2/22-28 | 4246722 | finoox | GCVC 063.2C/2x2-2502-1-D/6/64/2.10/1800/AXS/1/015023 | 13217 | 2 | 2 | 2502 | Axial | 54759 | 55.13 | 361.32 | 9489 | 385 | VT03145U.1 | 0.163 | 0.2 | A+ | 28.46 | 60.09 | 2025-01-30 | VerticalCompact-BCD_2x2 | 1884 | 800 | 1761 |  |  | 263.1 | 28 | 28 | 630 | EC motor | 5060 | 1 | no | no | C | D | Aluminum | 2025-01-02 | 12 | 6 | yes | piece | 1
GCVC PD 063.2/11-20 | GCVC PD | 063.2/11-20 | 4250923 | finoox | GCVC 063.2C/1x1-2502-1-D/4/32/2.10/900/AXS/1/015023 | 3759 | 1 | 1 | 2502 | Axial | 12969 | 13069 | 60.22 | 2740 | 385 | VT03145U.1 | 0.039 | 0.2 | A+ | 2025-12-20 | 51.39 | 2025-01-05 | VerticalCompact-BCD_1x1 | 984 | 615 | 953 |  |  | 64.5 | 16 | 16 | 630 | EC motor | 5060 | 1 | no | no | C | D | Aluminum | 2025-01-02 | 8 | 4 | yes | piece | 1
GCVC PD 080.2/22-61 | GCVC PD | 080.2/22-61 | 4248515 | finoox | GCVC 080.2D/2x2-2658-J-D/4/80/2.10/2400/EXS/1/015023 | 16536 | 2 | 2 | 2658 | Axial | 187817 | 187539 | 401.46 | 61408 | 1030 | VT01384U | 1961-06-01 | 2025-03-03 | E | 60.85 | 92.66 | 39.4 | VerticalCompact-BCD_2x2 | 2484 | 800 | 2161 |  |  | 413.4 | 54 | 54 | 800 | AC motor | 60 | J | no | no | D | D | Epoxy coated aluminum | 2025-01-02 | 6 | 4 | yes | piece | 1
GCVC PD 063.2/24-24 | GCVC PD | 063.2/24-24 | 4247058 | finoox | GCVC 063.2C/2x4-2359-S-D/3/64/2.10/3600/AXS/1/015023 | 15351 | 4 | 2 | 2359 | Axial | 94314 | 94278 | 361.32 | 22730 | 320 | VT01442 | 0.52 | 0.14 | A | 24.38 | 56.24 | 2025-08-30 | VerticalCompact-BCD_2x4 | 3684 | 800 | 1761 |  |  | 421.4 | 35 | 35 | 630 | AC motor | 50 | S | no | no | C | D | Aluminum | 2025-01-02 | 4 | 3 | yes | piece | 1
GCVC PD 050.2/12-43 | GCVC PD | 050.2/12-43 | 4244178 | finoox | GCVC 050.2B/1x2-2386-K-D/3/24/2.10/1440/AXS/1/015023 | 2785 | 2 | 1 | 2386 | Axial | 27278 | 27299 | 54.2 | 9432 | 910 | VT01435 | 0.871 | 0.92 | E | 43.42 | 74.71 | 2025-07-04 | VerticalCompact-BCD_1x2 | 1524 | 596 | 753 |  |  | 89.2 | 22 | 22 | 500 | AC motor | 60 | K | no | no | B | D | Aluminum | 2025-01-02 | 8 | 3 | yes | piece | 1
GCVC PD 050.2/13-45 | GCVC PD | 050.2/13-45 | 4244315 | finoox | GCVC 050.2B/1x3-2386-K-D/3/24/2.10/2160/EXS/1/015023 | 4155 | 3 | 1 | 2386 | Axial | 38658 | 38627 | 81.3 | 14148 | 910 | VT01435 | 1307 | 0.92 | E | 45.09 | 76.47 | 2025-08-06 | VerticalCompact-BCD_1x3a | 2244 | 596 | 753 |  |  | 128.7 | 22 | 22 | 500 | AC motor | 60 | K | no | no | B | D | Epoxy coated aluminum | 2025-01-02 | 6 | 3 | yes | piece | 1
GCVC PD 080.2/23-49 | GCVC PD | 080.2/23-49 | 4248591 | finoox | GCVC 080.2D/2x3-2449-2-D/4/80/2.10/3600/AXS/1/015023 | 28103 | 3 | 2 | 2449 | Axial | 267521 | 266574 | 602.19 | 77481 | 770 | VT03060U.1 | 5217 | 2025-05-01 | D | 49.33 | 81.29 | 58.2 | VerticalCompact-BCD_2x3 | 3684 | 800 | 2161 |  |  | 539.7 | 64 | 64 | 800 | EC motor | 5060 | 2 | no | no | D | D | Aluminum | 2025-01-02 | 4 | 4 | yes | piece | 1
GCVC PD 063.2/11-57 | GCVC PD | 063.2/11-57 | 4250840 | finoox | GCVC 063.2C/1x1-2356-D-D/3/32/2.10/900/AXS/1/015023 | 3580 | 1 | 1 | 2356 | Axial | 31175 | 31437 | 45.16 | 13811 | 1330 | VT01441 | 2581 | 5 | E | 57.04 | 88.31 | 2025-02-04 | VerticalCompact-BCD_1x1 | 984 | 606 | 953 |  |  | 83.4 | 22 | 22 | 630 | AC motor | 50 | D | no | no | C | D | Aluminum | 2025-01-02 | 8 | 3 | yes | piece | 1
GCVC PD 063.2/13-46 | GCVC PD | 063.2/13-46 | 4252244 | finoox | GCVC 063.2D/1x3-2413-2-D/4/40/2.10/3600/EXS/1/015023 | 11555 | 3 | 1 | 2413 | Axial | 115351 | 115448 | 301.1 | 31413 | 1000 | VT03144U.1 | 1797 | 2025-01-01 | D | 46.44 | 78.12 | 26 | VerticalCompact-BCD_1x3 | 3684 | 623 | 1153 |  |  | 261.3 | 42 | 42 | 630 | EC motor | 5060 | 2 | no | no | D | D | Epoxy coated aluminum | 2025-01-02 | 4 | 4 | yes | piece | 1
GCVC PD 063.2/14-33 | GCVC PD | 063.2/14-33 | 4251507 | finoox | GCVC 063.2C/1x4-2400-K-D/4/32/2.10/3600/EXS/1/015023 | 8925 | 4 | 1 | 2400 | Axial | 69.84 | 69966 | 240.88 | 16147 | 490 | VT01442 | 0.658 | 0.34 | C | 33.13 | 64.76 | 2025-02-20 | VerticalCompact-BCD_1x4 | 3684 | 598 | 953 |  |  | 240.9 | 35 | 35 | 630 | AC motor | 60 | K | no | no | C | D | Epoxy coated aluminum | 2025-01-02 | 4 | 4 | yes | piece | 1
GCVC PD 063.2/11-32 | GCVC PD | 063.2/11-32 | 4250971 | finoox | GCVC 063.2C/1x1-2510-1-D/4/32/2.10/900/AXS/1/015023 | 3776 | 1 | 1 | 2510 | Axial | 21001 | 21078 | 60.22 | 5184 | 695 | VT03145U.1 | 0.176 | 0.9 | B | 32.05 | 63.32 | 2025-02-05 | VerticalCompact-BCD_1x1 | 984 | 615 | 953 |  |  | 64.6 | 18 | 18 | 630 | EC motor | 5060 | 1 | no | no | C | D | Aluminum | 2025-01-02 | 8 | 4 | yes | piece | 1
GCVC PD 080.2/22-56 | GCVC PD | 080.2/22-56 | 4248444 | finoox | GCVC 080.2D/2x2-2540-2-D/6/80/2.10/2400/AXS/1/015023 | 24494 | 2 | 2 | 2540 | Axial | 233578 | 233746 | 602.19 | 52526 | 900 | VT03059U.2 | 5808 | 1952-02-01 | D | 55.98 | 87.79 | 55.2 | VerticalCompact-BCD_2x2 | 2484 | 800 | 2161 |  |  | 462 | 54 | 54 | 800 | EC motor | 5060 | 2 | no | no | D | D | Aluminum | 2025-01-02 | 6 | 6 | yes | piece | 1
GCVC PD 063.2/11-62 | GCVC PD | 063.2/11-62 | 4251002 | finoox | GCVC 063.2C/1x1-2552-2-D/3/32/2.10/900/AXS/1/015023 | 4759 | 1 | 1 | 2552 | Axial | 31604 | 31873 | 45.16 | 14210 | 1435 | VT03143U.1 | 1991-02-01 | 2025-03-04 | E | 61.66 | 92.93 | 2025-02-04 | VerticalCompact-BCD_1x1 | 984 | 611 | 953 |  |  | 83 | 22 | 22 | 630 | EC motor | 5060 | 2 | no | no | C | D | Aluminum | 2025-01-02 | 8 | 3 | yes | piece | 1
GCVC PD 050.2/11-34 | GCVC PD | 050.2/11-34 | 4250283 | finoox | GCVC 050.2D/1x1-2516-1-D/4/40/2.10/1200/AXS/1/015023 | 3150 | 1 | 1 | 2516 | Axial | 22693 | 22797 | 100.37 | 4732 | 820 | VT03011U.1 | 0.128 | 0.68 | B | 34.29 | 65.66 | 2025-04-08 | VerticalCompact-BCD_1x1 | 1284 | 586 | 1153 |  |  | 88.9 | 18 | 18 | 500 | EC motor | 5060 | 1 | no | no | D | D | Aluminum | 2025-01-02 | 10 | 4 | yes | piece | 1
GCVC PD 050.2/12-55 | GCVC PD | 050.2/12-55 | 4244267 | finoox | GCVC 050.2B/1x2-2562-2-D/4/24/2.10/1440/EXS/1/015023 | 5058 | 2 | 1 | 2562 | Axial | 39648 | 39681 | 72.26 | 13870 | 1595 | VT03013U.1 | 1934 | 1965-01-01 | E | 54.62 | 85.91 | 2025-01-06 | VerticalCompact-BCD_1x2 | 1524 | 607 | 753 |  |  | 94.2 | 22 | 22 | 500 | EC motor | 5060 | 2 | no | no | B | D | Epoxy coated aluminum | 2025-01-02 | 8 | 4 | yes | piece | 1
GCVC PD 050.2/21-31 | GCVC PD | 050.2/21-31 | 4245857 | finoox | GCVC 050.2D/2x1-2513-1-D/4/80/2.10/1200/AXS/1/015023 | 6202 | 1 | 2 | 2513 | Axial | 36593 | 36745 | 200.73 | 7240 | 630 | VT03011U.1 | 0.128 | 0.37 | A+ | 31.26 | 62.91 | 2025-02-17 | VerticalCompact-BCD_2x1 | 1284 | 800 | 2161 |  |  | 175.6 | 22 | 22 | 500 | EC motor | 5060 | 1 | no | no | D | D | Aluminum | 2025-01-02 | 10 | 4 | yes | piece | 1
GCVC PD 050.2/12-40 | GCVC PD | 050.2/12-40 | 4250535 | finoox | GCVC 050.2D/1x2-2518-1-D/4/40/2.10/2400/AXS/1/015023 | 5506 | 2 | 1 | 2518 | Axial | 49357 | 49874 | 200.73 | 10953 | 945 | VT03011U.1 | 0.38 | 1 | B | 40.28 | 71.8 | 2025-08-16 | VerticalCompact-BCD_1x2 | 2484 | 586 | 1153 |  |  | 166.4 | 28 | 28 | 500 | EC motor | 5060 | 1 | no | no | D | D | Aluminum | 2025-01-02 | 8 | 4 | yes | piece | 1
GCVC PD 080.2/11-33 | GCVC PD | 080.2/11-33 | 4252467 | finoox | GCVC 080.2D/1x1-2483-1-D/6/40/2.10/1200/EXS/1/015023 | 5632 | 1 | 1 | 2483 | Axial | 34391 | 34633 | 150.55 | 6548 | 470 | VT03061U.1 | 0.217 | 0.9 | B | 33.01 | 64.38 | 2025-07-12 | VerticalCompact-BCD_1x1 | 1284 | 608 | 1153 |  |  | 111.2 | 22 | 22 | 800 | EC motor | 5060 | 1 | no | no | D | D | Epoxy coated aluminum | 2025-01-02 | 10 | 6 | yes | piece | 1
GCVC PD 063.2/14-40 | GCVC PD | 063.2/14-40 | 4251630 | finoox | GCVC 063.2C/1x4-2554-2-D/3/32/2.10/3600/AXS/1/015023 | 11222 | 4 | 1 | 2554 | Axial | 81548 | 81171 | 180.66 | 27635 | 750 | VT03144U.1 | 1147 | 0.6 | C | 39.9 | 71.53 | 2025-05-15 | VerticalCompact-BCD_1x4 | 3684 | 623 | 953 |  |  | 226.8 | 35 | 35 | 630 | EC motor | 5060 | 2 | no | no | C | D | Aluminum | 2025-01-02 | 4 | 3 | yes | piece | 1
GCVC PD 080.3/22-54 | GCVC PD | 080.3/22-54 | 6207094 | finoox | GCVC 080.3D/2x2-3560-2-D/6/80/2.10/2400/AXS/1/015023 | 26249 | 2 | 2 | 3560 | Axial | 270888 | 271456 | 602.19 | 67247 | 990 | VT01445U.3 | 8478 | 2025-01-03 | E | 54.44 | 86.25 | 58.5 | VerticalCompact-BCD_2x2 | 2484 | 800 | 2161 |  |  | 505.2 | 64 | 64 | 800 | EC motor | 5060 | 2 | no | no | D | D | Aluminum | 2025-01-02 | 6 | 6 | yes | piece | 1
GCVC PD 050.2/11-24 | GCVC PD | 050.2/11-24 | 4250149 | finoox | GCVC 050.2D/1x1-2337-S-D/6/40/2.10/1200/EXS/1/015023 | 3384 | 1 | 1 | 2337 | Axial | 18.17 | 18318 | 150.55 | 3075 | 510 | VT01437 | 0.078 | 0.16 | A | 24.42 | 55.79 | 2025-04-12 | VerticalCompact-BCD_1x1 | 1284 | 596 | 1153 |  |  | 105.7 | 16 | 16 | 500 | AC motor | 50 | S | no | no | D | D | Epoxy coated aluminum | 2025-01-02 | 12 | 6 | yes | piece | 1
GCVC PD 050.2/12-28 | GCVC PD | 050.2/12-28 | 4249484 | finoox | GCVC 050.2C/1x2-2385-J-D/6/32/2.10/1800/AXS/1/015023 | 4159 | 2 | 1 | 2385 | Axial | 27001 | 27181 | 180.66 | 4666 | 430 | VT01435 | 0.267 | 0.32 | C | 2025-05-27 | 58.89 | 2025-07-14 | VerticalCompact-BCD_1x2 | 1884 | 596 | 953 |  |  | 143.8 | 22 | 22 | 500 | AC motor | 60 | J | no | no | C | D | Aluminum | 2025-01-02 | 12 | 6 | yes | piece | 1
GCVC PD 050.2/23-40 | GCVC PD | 050.2/23-40 | 4246295 | finoox | GCVC 050.2D/2x3-2390-K-D/4/80/2.10/3600/AXS/1/015023 | 12893 | 3 | 2 | 2390 | Axial | 132269 | 132301 | 602.19 | 28234 | 760 | VT01437 | 1003 | 0.35 | B | 39.95 | 71.91 | 51.6 | VerticalCompact-BCD_2x3 | 3684 | 800 | 2161 |  |  | 482.1 | 42 | 42 | 500 | AC motor | 60 | K | no | no | D | D | Aluminum | 2025-01-02 | 6 | 4 | yes | piece | 1
GCVC PD 063.2/22-35 | GCVC PD | 063.2/22-35 | 4246749 | finoox | GCVC 063.2C/2x2-2506-1-D/6/64/2.10/1800/EXS/1/015023 | 14069 | 2 | 2 | 2506 | Axial | 74447 | 74849 | 361.32 | 13747 | 540 | VT03145U.1 | 0.371 | 0.45 | A | 35.12 | 66.75 | 31.2 | VerticalCompact-BCD_2x2 | 1884 | 800 | 1761 |  |  | 264.1 | 35 | 35 | 630 | EC motor | 5060 | 1 | no | no | C | D | Epoxy coated aluminum | 2025-01-02 | 8 | 6 | yes | piece | 1
GCVC PD 063.2/13-63 | GCVC PD | 063.2/13-63 | 4251404 | finoox | GCVC 063.2C/1x3-2549-2-D/3/32/2.10/2700/EXS/1/015023 | 11540 | 3 | 1 | 2549 | Axial | 80983 | 80897 | 135.49 | 35478 | 1210 | VT03143U.1 | 2024-05-01 | 1986-02-01 | E | 62.58 | 94.1 | 12 | VerticalCompact-BCD_1x3 | 2784 | 611 | 953 |  |  | 227.8 | 35 | 35 | 630 | EC motor | 5060 | 2 | no | no | C | D | Epoxy coated aluminum | 2025-01-02 | 4 | 3 | yes | piece | 1
GCVC PD 063.2/21-27 | GCVC PD | 063.2/21-27 | 4246522 | finoox | GCVC 063.2C/2x1-2503-1-D/6/64/2.10/900/AXS/1/015023 | 7727 | 1 | 2 | 2503 | Axial | 29711 | 29988 | 180.66 | 5270 | 425 | VT03145U.1 | 0.101 | 0.25 | A+ | 27.46 | 58.97 | 2025-06-15 | VerticalCompact-BCD_2x1 | 984 | 800 | 1761 |  |  | 146 | 22 | 22 | 630 | EC motor | 5060 | 1 | no | no | C | D | Aluminum | 2025-01-02 | 12 | 6 | yes | piece | 1
GCVC PD 063.2/12-26 | GCVC PD | 063.2/12-26 | 4252040 | finoox | GCVC 063.2D/1x2-2505-1-D/4/40/2.10/2400/EXS/1/015023 | 7555 | 2 | 1 | 2505 | Axial | 42978 | 43024 | 200.73 | 9080 | 500 | VT03145U.1 | 0.131 | 0.39 | A+ | 25.77 | 57.3 | 2025-08-16 | VerticalCompact-BCD_1x2 | 2484 | 615 | 1153 |  |  | 168.1 | 28 | 28 | 630 | EC motor | 5060 | 1 | no | no | D | D | Epoxy coated aluminum | 2025-01-02 | 8 | 4 | yes | piece | 1
GCVC PD 080.3/13-55 | GCVC PD | 080.3/13-55 | 6166444 | finoox | GCVC 080.3D/1x3-3561-2-D/3/40/2.10/3600/EXS/1/015023 | 14327 | 3 | 1 | 3561 | Axial | 118155 | 117338 | 225.82 | 51659 | 930 | VT01445U.3 | 4962 | 1975-02-01 | E | 55.49 | 87.18 | 2025-01-20 | VerticalCompact-BCD_1x3 | 3684 | 620 | 1153 |  |  | 307.2 | 42 | 42 | 800 | EC motor | 5060 | 2 | no | no | D | D | Epoxy coated aluminum | 2025-01-02 | 4 | 3 | yes | piece | 1
GCVC PD 050.2/21-32 | GCVC PD | 050.2/21-32 | 4245725 | finoox | GCVC 050.2D/2x1-2333-S-D/4/80/2.10/1200/AXS/1/015023 | 5084 | 1 | 2 | 2333 | Axial | 37947 | 38118 | 200.73 | 7575 | 530 | VT01435 | 0.296 | 0.35 | B | 2025-05-31 | 63.15 | 2025-02-17 | VerticalCompact-BCD_2x1 | 1284 | 800 | 2161 |  |  | 185.6 | 22 | 22 | 500 | AC motor | 50 | S | no | no | D | D | Aluminum | 2025-01-02 | 10 | 4 | yes | piece | 1
GCVC PD 050.2/14-33 | GCVC PD | 050.2/14-33 | 4249900 | finoox | GCVC 050.2C/1x4-2333-S-D/4/32/2.10/3600/EXS/1/015023 | 7000 | 4 | 1 | 2333 | Axial | 59789 | 59923 | 240.88 | 12999 | 530 | VT01435 | 0.597 | 0.35 | C | 32.54 | 64.17 | 2025-06-19 | VerticalCompact-BCD_1x4 | 3684 | 596 | 953 |  |  | 242.1 | 28 | 28 | 500 | AC motor | 50 | S | no | no | C | D | Epoxy coated aluminum | 2025-01-02 | 4 | 4 | yes | piece | 1
GCVC PD 050.2/12-43 | GCVC PD | 050.2/12-43 | 4250440 | finoox | GCVC 050.2D/1x2-2386-K-D/6/40/2.10/2400/AXS/1/015023 | 5468 | 2 | 1 | 2386 | Axial | 64866 | 65.21 | 301.1 | 12025 | 910 | VT01435 | 0.804 | 0.92 | C | 43.09 | 74.62 | 2025-03-25 | VerticalCompact-BCD_1x2 | 2484 | 596 | 1153 |  |  | 205.9 | 35 | 35 | 500 | AC motor | 60 | K | no | no | D | D | Aluminum | 2025-01-02 | 8 | 6 | yes | piece | 1
GCVC PD 050.2/21-24 | GCVC PD | 050.2/21-24 | 4244875 | finoox | GCVC 050.2C/2x1-2391-L-D/4/64/2.10/900/AXS/1/015023 | 4120 | 1 | 2 | 2391 | Axial | 26707 | 26856 | 120.44 | 5621 | 520 | VT01437 | 0.206 | 0.18 | B | 2025-08-24 | 55.59 | 2025-07-10 | VerticalCompact-BCD_2x1 | 984 | 800 | 1761 |  |  | 131.2 | 22 | 22 | 500 | AC motor | 60 | L | no | no | C | D | Aluminum | 2025-01-02 | 12 | 4 | yes | piece | 1
GCVC PD 045.2/21-48 | GCVC PD | 045.2/21-48 | 4244427 | finoox | GCVC 045.2C/2x1-2419-1-D/4/64/2.10/900/AXS/1/015023 | 4936 | 1 | 2 | 2419 | Axial | 44206 | 44524 | 120.44 | 11119 | 1350 | VT03007U.1 | 0.746 | 1965-01-01 | D | 47.57 | 79.08 | 2025-04-11 | VerticalCompact-BCD_2x1 | 984 | 800 | 1761 |  |  | 124.2 | 28 | 28 | 450 | EC motor | 5060 | 1 | no | no | C | D | Aluminum | 2025-01-02 | 8 | 4 | yes | piece | 1
GCVC PD 063.2/13-31 | GCVC PD | 063.2/13-31 | 4251359 | finoox | GCVC 063.2C/1x3-2506-1-D/4/32/2.10/2700/AXS/1/015023 | 8393 | 3 | 1 | 2506 | Axial | 51912 | 51954 | 180.66 | 11848 | 540 | VT03145U.1 | 0.267 | 0.45 | A | 31.46 | 62.98 | 15 | VerticalCompact-BCD_1x3 | 2784 | 615 | 953 |  |  | 173.6 | 28 | 28 | 630 | EC motor | 5060 | 1 | no | no | C | D | Aluminum | 2025-01-02 | 6 | 4 | yes | piece | 1
GCVC PD 080.2/23-58 | GCVC PD | 080.2/23-58 | 4248718 | finoox | GCVC 080.2D/2x3-2540-2-D/6/80/2.10/3600/AXS/1/015023 | 35613 | 3 | 2 | 2540 | Axial | 350664 | 350.99 | 903.29 | 78789 | 900 | VT03059U.2 | 8712 | 1952-02-01 | D | 57.58 | 89.55 | 81.5 | VerticalCompact-BCD_2x3 | 3684 | 800 | 2161 |  |  | 678.6 | 64 | 64 | 800 | EC motor | 5060 | 2 | no | no | D | D | Aluminum | 2025-01-02 | 4 | 6 | yes | piece | 1
GCVC PD 063.2/22-39 | GCVC PD | 063.2/22-39 | 4247708 | finoox | GCVC 063.2D/2x2-2553-2-D/6/80/2.10/2400/AXS/1/015023 | 17782 | 2 | 2 | 2553 | Axial | 142485 | 143137 | 602.19 | 27168 | 700 | VT03144U.1 | 0.907 | 0.52 | B | 38.58 | 70.39 | 52 | VerticalCompact-BCD_2x2 | 2484 | 800 | 2161 |  |  | 403.2 | 42 | 42 | 630 | EC motor | 5060 | 2 | no | no | D | D | Aluminum | 2025-01-02 | 8 | 6 | yes | piece | 1
GCVC PD 063.2/23-47 | GCVC PD | 063.2/23-47 | 4247980 | finoox | GCVC 063.2D/2x3-2557-2-D/4/80/2.10/3600/EXS/1/015023 | 23508 | 3 | 2 | 2557 | Axial | 216461 | 216656 | 602.19 | 56343 | 900 | VT03144U.1 | 2647 | 0.85 | C | 46.81 | 78.77 | 54.8 | VerticalCompact-BCD_2x3 | 3684 | 800 | 2161 |  |  | 504.5 | 54 | 54 | 630 | EC motor | 5060 | 2 | no | no | D | D | Epoxy coated aluminum | 2025-01-02 | 4 | 4 | yes | piece | 1
GCVC PD 063.2/21-34 | GCVC PD | 063.2/21-34 | 4246546 | finoox | GCVC 063.2C/2x1-2507-1-D/6/64/2.10/900/AXS/1/015023 | 7727 | 1 | 2 | 2507 | Axial | 39574 | 39.89 | 180.66 | 7415 | 580 | VT03145U.1 | 0.223 | 0.55 | B | 33.6 | 65.11 | 2025-06-15 | VerticalCompact-BCD_2x1 | 984 | 800 | 1761 |  |  | 146 | 22 | 22 | 630 | EC motor | 5060 | 1 | no | no | C | D | Aluminum | 2025-01-02 | 12 | 6 | yes | piece | 1
GCVC PD 063.2/12-59 | GCVC PD | 063.2/12-59 | 4251191 | finoox | GCVC 063.2C/1x2-2547-2-D/4/32/2.10/1800/EXS/1/015023 | 8532 | 2 | 1 | 2547 | Axial | 57559 | 57388 | 120.44 | 19144 | 1055 | VT03143U.1 | 2374 | 2025-01-02 | E | 58.85 | 90.24 | 2025-04-10 | VerticalCompact-BCD_1x2 | 1884 | 611 | 953 |  |  | 163.3 | 28 | 28 | 630 | EC motor | 5060 | 2 | no | no | C | D | Epoxy coated aluminum | 2025-01-02 | 8 | 4 | yes | piece | 1
GCVC PD 050.2/11-26 | GCVC PD | 050.2/11-26 | 4249317 | finoox | GCVC 050.2C/1x1-2512-1-D/6/32/2.10/900/EXS/1/015023 | 3214 | 1 | 1 | 2512 | Axial | 14829 | 14961 | 90.33 | 2660 | 565 | VT03011U.1 | 0.055 | 0.28 | A+ | 25.57 | 56.84 | 2025-06-07 | VerticalCompact-BCD_1x1 | 984 | 586 | 953 |  |  | 72.3 | 16 | 16 | 500 | EC motor | 5060 | 1 | no | no | C | D | Epoxy coated aluminum | 2025-01-02 | 12 | 6 | yes | piece | 1
GCVC PD 045.2/22-47 | GCVC PD | 045.2/22-47 | 4244558 | finoox | GCVC 045.2C/2x2-2529-1-D/3/64/2.10/1800/AXS/1/015023 | 7860 | 2 | 2 | 2529 | Axial | 64562 | 64511 | 180.66 | 18313 | 1125 | VT03007U.1 | 0.906 | 1 | C | 47.37 | 79 | 2025-09-16 | VerticalCompact-BCD_2x2 | 1884 | 800 | 1761 |  |  | 200.9 | 35 | 35 | 450 | EC motor | 5060 | 1 | no | no | C | D | Aluminum | 2025-01-02 | 8 | 3 | yes | piece | 1
GCVC PD 050.3/14-49 | GCVC PD | 050.3/14-49 | 6092876 | finoox | GCVC 050.3C/1x4-3616-W-D/6/32/2.10/3600/AXS/1/015023 | 7949 | 4 | 1 | 3616 | Axial | 121574 | 122117 | 361.32 | 25495 | 1240 | VT01524 | 2758 | 2025-02-03 | D | 48.83 | 80.45 | 31.4 | VerticalCompact-BCD_1x4 | 3684 | 596 | 953 |  |  | 284.4 | 42 | 42 | 500 | AC motor | 50 | W | no | no | C | D | Aluminum | 2025-01-02 | 4 | 6 | yes | piece | 1
GCVC PD 063.2/23-33 | GCVC PD | 063.2/23-33 | 4246849 | finoox | GCVC 063.2C/2x3-2358-D-D/4/64/2.10/2700/AXS/1/015023 | 12985 | 3 | 2 | 2358 | Axial | 94402 | 94575 | 361.32 | 20732 | 430 | VT01442 | 0.724 | 0.32 | B | 33.41 | 65.16 | 2025-09-30 | VerticalCompact-BCD_2x3 | 2784 | 800 | 1761 |  |  | 351 | 35 | 35 | 630 | AC motor | 50 | D | no | no | C | D | Aluminum | 2025-01-02 | 6 | 4 | yes | piece | 1
GCVC PD 080.2/21-39 | GCVC PD | 080.2/21-39 | 4248039 | finoox | GCVC 080.2D/2x1-2448-1-D/4/80/2.10/1200/AXS/1/015023 | 8294 | 1 | 2 | 2448 | Axial | 79157 | 79542 | 200.73 | 20531 | 630 | VT03061U.1 | 0.952 | 2025-01-02 | C | 38.56 | 70.21 | 2025-04-19 | VerticalCompact-BCD_2x1 | 1284 | 800 | 2161 |  |  | 192.5 | 35 | 35 | 800 | EC motor | 5060 | 1 | no | no | D | D | Aluminum | 2025-01-02 | 10 | 4 | yes | piece | 1
GCVC PD 050.2/12-46 | GCVC PD | 050.2/12-46 | 4244198 | finoox | GCVC 050.2B/1x2-2411-1-D/3/24/2.10/1440/EXS/1/015023 | 3925 | 2 | 1 | 2411 | Axial | 29211 | 29198 | 54.2 | 11645 | 1260 | VT03011U.1 | 0.999 | 2025-02-02 | E | 45.97 | 77.25 | 2025-07-04 | VerticalCompact-BCD_1x2 | 1524 | 586 | 753 |  |  | 79.2 | 22 | 22 | 500 | EC motor | 5060 | 1 | no | no | B | D | Epoxy coated aluminum | 2025-01-02 | 8 | 3 | yes | piece | 1
GCVC PD 050.2/12-33 | GCVC PD | 050.2/12-33 | 4250448 | finoox | GCVC 050.2D/1x2-2387-L-D/4/40/2.10/2400/EXS/1/015023 | 4767 | 2 | 1 | 2387 | Axial | 35798 | 35866 | 200.73 | 7133 | 500 | VT01435 | 0.351 | 0.37 | C | 32.83 | 64.36 | 2025-03-16 | VerticalCompact-BCD_1x2 | 2484 | 596 | 1153 |  |  | 175.6 | 22 | 22 | 500 | AC motor | 60 | L | no | no | D | D | Epoxy coated aluminum | 2025-01-02 | 8 | 4 | yes | piece | 1
GCVC PD 063.2/12-45 | GCVC PD | 063.2/12-45 | 4251106 | finoox | GCVC 063.2C/1x2-2413-2-D/6/32/2.10/1800/AXS/1/015023 | 7453 | 2 | 1 | 2413 | Axial | 70108 | 70144 | 180.66 | 15801 | 1000 | VT03144U.1 | 1945-01-01 | 2025-01-01 | D | 44.7 | 76.09 | 2025-07-15 | VerticalCompact-BCD_1x2 | 1884 | 623 | 953 |  |  | 145.2 | 35 | 35 | 630 | EC motor | 5060 | 2 | no | no | C | D | Aluminum | 2025-01-02 | 8 | 6 | yes | piece | 1
GCVC PD 050.2/12-26 | GCVC PD | 050.2/12-26 | 4250472 | finoox | GCVC 050.2D/1x2-2391-L-D/4/40/2.10/2400/EXS/1/015023 | 4750 | 2 | 1 | 2391 | Axial | 33609 | 33683 | 200.73 | 6582 | 520 | VT01437 | 0.202 | 0.18 | B | 2025-06-25 | 57.12 | 2025-03-16 | VerticalCompact-BCD_1x2 | 2484 | 596 | 1153 |  |  | 170.4 | 22 | 22 | 500 | AC motor | 60 | L | no | no | D | D | Epoxy coated aluminum | 2025-01-02 | 8 | 4 | yes | piece | 1
GCVC PD 050.2/23-39 | GCVC PD | 050.2/23-39 | 4245341 | finoox | GCVC 050.2C/2x3-2390-K-D/4/64/2.10/2700/AXS/1/015023 | 9975 | 3 | 2 | 2390 | Axial | 107804 | 107768 | 361.32 | 25069 | 760 | VT01437 | 1059 | 0.35 | C | 38.74 | 70.49 | 32.1 | VerticalCompact-BCD_2x3 | 2784 | 800 | 1761 |  |  | 341.8 | 42 | 42 | 500 | AC motor | 60 | K | no | no | C | D | Aluminum | 2025-01-02 | 6 | 4 | yes | piece | 1
GCVC PD 050.2/11-31 | GCVC PD | 050.2/11-31 | 4244053 | finoox | GCVC 050.2B/1x1-2390-K-D/4/24/2.10/720/EXS/1/015023 | 1925 | 1 | 1 | 2390 | Axial | 12618 | 12702 | 36.13 | 3262 | 760 | VT01437 | 0.188 | 0.35 | D | 30.75 | 61.94 | 2025-02-03 | VerticalCompact-BCD_1x1 | 804 | 596 | 753 |  |  | 49.7 | 16 | 16 | 500 | AC motor | 60 | K | no | no | B | D | Epoxy coated aluminum | 2025-01-02 | 12 | 4 | yes | piece | 1
GCVC PD 063.2/11-26 | GCVC PD | 063.2/11-26 | 4251723 | finoox | GCVC 063.2D/1x1-2398-I-D/6/40/2.10/1200/EXS/1/015023 | 4639 | 1 | 1 | 2398 | Axial | 24693 | 24879 | 150.55 | 4384 | 460 | VT01442 | 0.138 | 0.32 | B | 25.67 | 57.04 | 2025-05-12 | VerticalCompact-BCD_1x1 | 1284 | 598 | 1153 |  |  | 107.7 | 18 | 18 | 630 | AC motor | 60 | I | no | no | D | D | Epoxy coated aluminum | 2025-01-02 | 10 | 6 | yes | piece | 1
GCVC PD 063.2/22-35 | GCVC PD | 063.2/22-35 | 4246746 | finoox | GCVC 063.2C/2x2-2506-1-D/6/64/2.10/1800/AXS/1/015023 | 13309 | 2 | 2 | 2506 | Axial | 75297 | 75973 | 361.32 | 13747 | 540 | VT03145U.1 | 0.371 | 0.45 | A | 35.12 | 66.75 | 31.2 | VerticalCompact-BCD_2x2 | 1884 | 800 | 1761 |  |  | 264.1 | 35 | 35 | 630 | EC motor | 5060 | 1 | no | no | C | D | Aluminum | 2025-01-02 | 8 | 6 | yes | piece | 1
GCVC PD 063.2/12-64 | GCVC PD | 063.2/12-64 | 4252113 | finoox | GCVC 063.2D/1x2-2552-2-D/6/40/2.10/2400/EXS/1/015023 | 11224 | 2 | 1 | 2552 | Axial | 123919 | 123727 | 301.1 | 30252 | 1435 | VT03143U.1 | 2025-07-05 | 2025-03-04 | E | 63.77 | 95.3 | 2025-01-26 | VerticalCompact-BCD_1x2 | 2484 | 611 | 1153 |  |  | 243.6 | 42 | 42 | 630 | EC motor | 5060 | 2 | no | no | D | D | Epoxy coated aluminum | 2025-01-02 | 6 | 6 | yes | piece | 1
GCVC PD 035.2/12-41 | GCVC PD | 035.2/12-41 | 4243668 | finoox | GCVC 035.2A/1x2-2479-1-D/2/20/2.10/1200/AXS/2/015023 | 2273 | 2 | 1 | 2479 | Axial | 13767 | 13783 | 2025-09-25 | 6305 | 1475 | VT03133 | 0.312 | 1935-01-01 | D | 41.49 | 72.64 | 2025-01-02 | VerticalCompact-A_1x2 | 1260 | 289 | 507 |  |  | 2025-06-25 | 16 | 16 | 350 | EC motor | 5060 | 1 | no | no | A | D | Aluminum | 2025-01-02 | 8 | 2 | yes | piece | 1
GCVC PD 063.2/23-46 | GCVC PD | 063.2/23-46 | 4247970 | finoox | GCVC 063.2D/2x3-2556-2-D/3/80/2.10/3600/AXS/1/015023 | 20469 | 3 | 2 | 2556 | Axial | 179212 | 179141 | 451.65 | 54589 | 850 | VT03144U.1 | 2182 | 0.77 | C | 46.14 | 78.1 | 43.1 | VerticalCompact-BCD_2x3 | 3684 | 800 | 2161 |  |  | 460.7 | 54 | 54 | 630 | EC motor | 5060 | 2 | no | no | D | D | Aluminum | 2025-01-02 | 4 | 3 | yes | piece | 1
GCVC PD 050.2/21-28 | GCVC PD | 050.2/21-28 | 4244907 | finoox | GCVC 050.2C/2x1-2512-1-D/3/64/2.10/900/EXS/1/015023 | 5275 | 1 | 2 | 2512 | Axial | 23789 | 23848 | 90.33 | 6019 | 565 | VT03011U.1 | 0.104 | 0.28 | A | 28.48 | 59.99 | 8 | VerticalCompact-BCD_2x1 | 984 | 800 | 1761 |  |  | 116.6 | 18 | 18 | 500 | EC motor | 5060 | 1 | no | no | C | D | Epoxy coated aluminum | 2025-01-02 | 12 | 3 | yes | piece | 1
GCVC PD 035.2/11-38 | GCVC PD | 035.2/11-38 | 4243724 | finoox | GCVC 035.2B/1x1-2723-W-D/3/24/2.10/720/AXS/1/015023 | 1619 | 1 | 1 | 2723 | Axial | 9452 | 9502 | 2025-01-27 | 2655 | 1390 | VT03167U | 0.155 | 0.62 | D | 37.81 | 68.99 | 2025-04-02 | VerticalCompact-BCD_1x1 | 804 | 518 | 753 |  |  | 40.1 | 16 | 16 | 350 | AC motor | 50 | W | no | no | B | D | Aluminum | 2025-01-02 | 12 | 3 | yes | piece | 1
GCVC PD 050.2/23-55 | GCVC PD | 050.2/23-55 | 4245475 | finoox | GCVC 050.2C/2x3-2790-K-D/4/64/2.10/2700/EXS/1/015023 | 11069 | 3 | 2 | 2790 | Axial | 171333 | 171727 | 361.32 | 51288 | 1640 | VT03150U | 6107 | 1964-01-01 | E | 55.44 | 87.19 | 34.7 | VerticalCompact-BCD_2x3 | 2784 | 800 | 1761 |  |  | 360.2 | 54 | 54 | 500 | AC motor | 60 | K | no | no | C | D | Epoxy coated aluminum | 2025-01-02 | 4 | 4 | yes | piece | 1
GCVC PD 050.2/13-54 | GCVC PD | 050.2/13-54 | 4250837 | finoox | GCVC 050.2D/1x3-2790-K-D/3/40/2.10/3600/EXS/1/015023 | 6521 | 3 | 1 | 2790 | Axial | 92021 | 91931 | 225.82 | 30167 | 1640 | VT03150U | 2756 | 1964-01-01 | E | 54.26 | 85.93 | 2025-03-19 | VerticalCompact-BCD_1x3 | 3684 | 569 | 1153 |  |  | 236.7 | 35 | 35 | 500 | AC motor | 60 | K | no | no | D | D | Epoxy coated aluminum | 2025-01-02 | 4 | 3 | yes | piece | 1
GCVC PD 080.3/11-35 | GCVC PD | 080.3/11-35 | 6125853 | finoox | GCVC 080.3D/1x1-3489-J-D/3/40/2.10/1200/EXS/1/015023 | 4209 | 1 | 1 | 3489 | Axial | 28947 | 28948 | 75.27 | 8758 | 480 | VT01371 | 0.571 | 2025-01-01 | D | 34.75 | 66.12 | 2025-06-06 | VerticalCompact-BCD_1x1 | 1284 | 605 | 1153 |  |  | 110.6 | 22 | 22 | 800 | AC motor | 60 | J | no | no | D | D | Epoxy coated aluminum | 2025-01-02 | 10 | 3 | yes | piece | 1
GCVC PD 050.3/13-48 | GCVC PD | 050.3/13-48 | 6196337 | finoox | GCVC 050.3C/1x3-3616-W-D/6/32/2.10/2700/AXS/1/015023 | 6205 | 3 | 1 | 3616 | Axial | 89733 | 90151 | 270.99 | 19121 | 1240 | VT01524 | 2068 | 2025-02-03 | D | 47.69 | 79.2 | 2025-06-22 | VerticalCompact-BCD_1x3 | 2784 | 596 | 953 |  |  | 215.2 | 35 | 35 | 500 | AC motor | 50 | W | no | no | C | D | Aluminum | 2025-01-02 | 6 | 6 | yes | piece | 1
GCVC PD 050.2/11-31 | GCVC PD | 050.2/11-31 | 4250141 | finoox | GCVC 050.2D/1x1-2336-D-D/3/40/2.10/1200/EXS/1/015023 | 2648 | 1 | 1 | 2336 | Axial | 17319 | 17329 | 75.27 | 4103 | 660 | VT01437 | 0.12 | 0.33 | B | 30.79 | 62.16 | 2025-03-06 | VerticalCompact-BCD_1x1 | 1284 | 596 | 1153 |  |  | 83.9 | 16 | 16 | 500 | AC motor | 50 | D | no | no | D | D | Epoxy coated aluminum | 2025-01-02 | 10 | 3 | yes | piece | 1
GCVC PD 063.2/13-20 | GCVC PD | 063.2/13-20 | 4251260 | finoox | GCVC 063.2C/1x3-2359-S-D/3/32/2.10/2700/AXS/1/015023 | 6215 | 3 | 1 | 2359 | Axial | 35092 | 35059 | 135.49 | 8524 | 320 | VT01442 | 0.195 | 0.14 | A | 20.47 | 51.98 | 2025-01-11 | VerticalCompact-BCD_1x3 | 2784 | 598 | 953 |  |  | 170.3 | 22 | 22 | 630 | AC motor | 50 | S | no | no | C | D | Aluminum | 2025-01-02 | 6 | 3 | yes | piece | 1
GCVC PD 063.2/12-37 | GCVC PD | 063.2/12-37 | 4251114 | finoox | GCVC 063.2C/1x2-2414-1-D/4/32/2.10/1800/EXS/1/015023 | 6354 | 2 | 1 | 2414 | Axial | 43989 | 44006 | 120.44 | 11618 | 770 | VT03145U.1 | 0.473 | 2015-01-01 | C | 37.09 | 68.48 | 2025-04-10 | VerticalCompact-BCD_1x2 | 1884 | 615 | 953 |  |  | 118.9 | 28 | 28 | 630 | EC motor | 5060 | 1 | no | no | C | D | Epoxy coated aluminum | 2025-01-02 | 8 | 4 | yes | piece | 1
GCVC PD 063.2/23-64 | GCVC PD | 063.2/23-64 | 4246845 | finoox | GCVC 063.2C/2x3-2356-D-D/3/64/2.10/2700/EXS/1/015023 | 15998 | 3 | 2 | 2356 | Axial | 173318 | 172383 | 270.99 | 82866 | 1330 | VT01441 | 15484 | 5 | E | 64.35 | 96.09 | 2025-07-27 | VerticalCompact-BCD_2x3 | 2784 | 800 | 1761 |  |  | 447.3 | 54 | 54 | 630 | AC motor | 50 | D | no | no | C | D | Epoxy coated aluminum | 2025-01-02 | 4 | 3 | yes | piece | 1
GCVC PD 045.2/11-39 | GCVC PD | 045.2/11-39 | 4243854 | finoox | GCVC 045.2B/1x1-2527-1-D/3/24/2.10/720/EXS/1/015023 | 2429 | 1 | 1 | 2527 | Axial | 10708 | 10781 | 2025-01-27 | 3393 | 975 | VT03007U.1 | 0.155 | 0.68 | D | 39.28 | 70.46 | 2025-04-02 | VerticalCompact-BCD_1x1 | 804 | 535 | 753 |  |  | 42.4 | 16 | 16 | 450 | EC motor | 5060 | 1 | no | no | B | D | Epoxy coated aluminum | 2025-01-02 | 8 | 3 | yes | piece | 1
GCVC PD 063.2/21-41 | GCVC PD | 063.2/21-41 | 4246622 | finoox | GCVC 063.2C/2x1-2557-2-D/3/64/2.10/900/AXS/1/015023 | 7306 | 1 | 2 | 2557 | Axial | 47764 | 48069 | 90.33 | 16759 | 900 | VT03144U.1 | 0.969 | 0.85 | D | 41.01 | 72.52 | 9 | VerticalCompact-BCD_2x1 | 984 | 800 | 1761 |  |  | 129 | 28 | 28 | 630 | EC motor | 5060 | 2 | no | no | C | D | Aluminum | 2025-01-02 | 8 | 3 | yes | piece | 1
GCVC PD 045.2/14-52 | GCVC PD | 045.2/14-52 | 4249174 | finoox | GCVC 045.2C/1x4-2533-1-D/4/32/2.10/3600/EXS/1/015023 | 8632 | 4 | 1 | 2533 | Axial | 87114 | 87192 | 240.88 | 22768 | 1425 | VT03007U.1 | 1813 | 2025-09-01 | D | 52.47 | 84.09 | 2025-02-20 | VerticalCompact-BCD_1x4 | 3684 | 535 | 953 |  |  | 217 | 35 | 35 | 450 | EC motor | 5060 | 1 | no | no | C | D | Epoxy coated aluminum | 2025-01-02 | 4 | 4 | yes | piece | 1
GCVC PD 063.2/23-31 | GCVC PD | 063.2/23-31 | 4246939 | finoox | GCVC 063.2C/2x3-2504-1-D/4/64/2.10/2700/AXS/1/015023 | 16658 | 3 | 2 | 2504 | Axial | 92127 | 92308 | 361.32 | 20046 | 460 | VT03145U.1 | 0.361 | 0.3 | A+ | 31.11 | 62.86 | 2025-09-30 | VerticalCompact-BCD_2x3 | 2784 | 800 | 1761 |  |  | 330.6 | 35 | 35 | 630 | EC motor | 5060 | 1 | no | no | C | D | Aluminum | 2025-01-02 | 6 | 4 | yes | piece | 1
GCVC PD 045.2/12-36 | GCVC PD | 045.2/12-36 | 4248941 | finoox | GCVC 045.2C/1x2-2524-1-D/6/32/2.10/1800/EXS/1/015023 | 5587 | 2 | 1 | 2524 | Axial | 30808 | 30991 | 180.66 | 5466 | 750 | VT03007U.1 | 0.153 | 0.37 | A | 36.04 | 67.42 | 2025-08-14 | VerticalCompact-BCD_1x2 | 1884 | 535 | 953 |  |  | 130.5 | 22 | 22 | 450 | EC motor | 5060 | 1 | no | no | C | D | Epoxy coated aluminum | 2025-01-02 | 8 | 6 | yes | piece | 1
GCVC PD 045.2/13-39 | GCVC PD | 045.2/13-39 | 4249036 | finoox | GCVC 045.2C/1x3-2525-1-D/4/32/2.10/2700/EXS/1/015023 | 6757 | 3 | 1 | 2525 | Axial | 44138 | 44325 | 180.66 | 9704 | 825 | VT03007U.1 | 0.291 | 0.47 | B | 39.46 | 70.96 | 15 | VerticalCompact-BCD_1x3 | 2784 | 535 | 953 |  |  | 165.8 | 28 | 28 | 450 | EC motor | 5060 | 1 | no | no | C | D | Epoxy coated aluminum | 2025-01-02 | 6 | 4 | yes | piece | 1
GCVC PD 050.2/24-60 | GCVC PD | 050.2/24-60 | 4245696 | finoox | GCVC 050.2C/2x4-2562-2-D/3/64/2.10/3600/AXS/1/015023 | 20825 | 4 | 2 | 2562 | Axial | 182454 | 181533 | 361.32 | 69956 | 1595 | VT03013U.1 | 2025-12-07 | 1965-01-01 | E | 59.53 | 91.39 | 34.6 | VerticalCompact-BCD_2x4 | 3684 | 800 | 1761 |  |  | 431 | 54 | 54 | 500 | EC motor | 5060 | 2 | no | no | C | D | Aluminum | 2025-01-02 | 4 | 3 | yes | piece | 1
GCVC PD 080.2/11-26 | GCVC PD | 080.2/11-26 | 4252528 | finoox | GCVC 080.2D/1x1-2497-1-D/3/40/2.10/1200/AXS/1/015023 | 4228 | 1 | 1 | 2497 | Axial | 25634 | 25686 | 75.27 | 6960 | 415 | VT03062U.1 | 0.138 | 0.7 | A | 25.57 | 56.94 | 2025-04-06 | VerticalCompact-BCD_1x1 | 1284 | 608 | 1153 |  |  | 88.2 | 18 | 18 | 800 | EC motor | 5060 | 1 | no | no | D | D | Aluminum | 2025-01-02 | 10 | 3 | yes | piece | 1
GCVC PD 063.2/22-64 | GCVC PD | 063.2/22-64 | 4247690 | finoox | GCVC 063.2D/2x2-2550-2-D/6/80/2.10/2400/AXS/1/015023 | 21487 | 2 | 2 | 2550 | Axial | 237168 | 237254 | 602.19 | 53799 | 1285 | VT03143U.1 | 8198 | 2026-03-01 | E | 64.15 | 95.96 | 55.2 | VerticalCompact-BCD_2x2 | 2484 | 800 | 2161 |  |  | 481.5 | 54 | 54 | 630 | EC motor | 5060 | 2 | no | no | D | D | Aluminum | 2025-01-02 | 6 | 6 | yes | piece | 1
GCVC PD 063.2/21-20 | GCVC PD | 063.2/21-20 | 4247367 | finoox | GCVC 063.2D/2x1-2502-1-D/3/80/2.10/1200/EXS/1/015023 | 7905 | 1 | 2 | 2502 | Axial | 31307 | 31276 | 150.55 | 7171 | 385 | VT03145U.1 | 0.07 | 0.2 | A+ | 19.95 | 51.61 | 2025-02-13 | VerticalCompact-BCD_2x1 | 1284 | 800 | 2161 |  |  | 162.9 | 22 | 22 | 630 | EC motor | 5060 | 1 | no | no | D | D | Epoxy coated aluminum | 2025-01-02 | 10 | 3 | yes | piece | 1
GCVC PD 050.2/12-40 | GCVC PD | 050.2/12-40 | 4250537 | finoox | GCVC 050.2D/1x2-2518-1-D/3/40/2.10/2400/EXS/1/015023 | 5391 | 2 | 1 | 2518 | Axial | 43057 | 43109 | 150.55 | 11129 | 945 | VT03011U.1 | 0.375 | 1 | B | 40.45 | 71.97 | 2025-09-12 | VerticalCompact-BCD_1x2 | 2484 | 586 | 1153 |  |  | 151.9 | 28 | 28 | 500 | EC motor | 5060 | 1 | no | no | D | D | Epoxy coated aluminum | 2025-01-02 | 6 | 3 | yes | piece | 1
GCVC PD 080.2/21-30 | GCVC PD | 080.2/21-30 | 4248126 | finoox | GCVC 080.2D/2x1-2498-1-D/3/80/2.10/1200/EXS/1/015023 | 7647 | 1 | 2 | 2498 | Axial | 52121 | 52137 | 150.55 | 14797 | 440 | VT03062U.1 | 0.324 | 0.85 | B | 29.52 | 61.17 | 14 | VerticalCompact-BCD_2x1 | 1284 | 800 | 2161 |  |  | 175.5 | 28 | 28 | 800 | EC motor | 5060 | 1 | no | no | D | D | Epoxy coated aluminum | 2025-01-02 | 10 | 3 | yes | piece | 1
GCVC PD 080.3/13-54 | GCVC PD | 080.3/13-54 | 6128451 | finoox | GCVC 080.3D/1x3-3559-2-D/6/40/2.10/3600/EXS/1/015023 | 17400 | 3 | 1 | 3559 | Axial | 202807 | 202998 | 451.65 | 53486 | 1045 | VT01445U.3 | 7461 | 1965-03-01 | E | 54.43 | 86.11 | 39.4 | VerticalCompact-BCD_1x3 | 3684 | 620 | 1153 |  |  | 375.6 | 54 | 54 | 800 | EC motor | 5060 | 2 | no | no | D | D | Epoxy coated aluminum | 2025-01-02 | 4 | 6 | yes | piece | 1
GCVC PD 080.3/21-57 | GCVC PD | 080.3/21-57 | 6115060 | finoox | GCVC 080.3D/2x1-3558-2-D/3/80/2.10/1200/AXS/1/015023 | 10030 | 1 | 2 | 3558 | Axial | 95081 | 95392 | 150.55 | 39438 | 1060 | VT01445U.3 | 4865 | 2025-04-04 | E | 57.27 | 88.92 | 2025-04-15 | VerticalCompact-BCD_2x1 | 1284 | 800 | 2161 |  |  | 218.9 | 35 | 35 | 800 | EC motor | 5060 | 2 | no | no | D | D | Aluminum | 2025-01-02 | 8 | 3 | yes | piece | 1
GCVC PD 040.2/12-45 | GCVC PD | 040.2/12-45 | 4243795 | finoox | GCVC 040.2B/1x2-1735-X-D/4/24/2.10/1440/EXS/1/015023 | 2719 | 2 | 1 | 1735 | Axial | 27715 | 27793 | 72.26 | 7295 | 1450 | VT0605 | 0.537 | 2025-01-01 | D | 44.78 | 76.05 | 2025-01-06 | VerticalCompact-BCD_1x2 | 1524 | 476 | 753 |  |  | 80.3 | 22 | 22 | 400 | AC motor | 60 | X | no | no | B | D | Epoxy coated aluminum | 2025-01-02 | 8 | 4 | yes | piece | 1
GCVC PD 050.2/14-36 | GCVC PD | 050.2/14-36 | 4249905 | finoox | GCVC 050.2C/1x4-2336-D-D/3/32/2.10/3600/EXS/1/015023 | 6330 | 4 | 1 | 2336 | Axial | 55482 | 55494 | 180.66 | 14846 | 660 | VT01437 | 0.5 | 0.33 | C | 36.18 | 67.81 | 2025-09-14 | VerticalCompact-BCD_1x4 | 3684 | 596 | 953 |  |  | 214.5 | 28 | 28 | 500 | AC motor | 50 | D | no | no | C | D | Epoxy coated aluminum | 2025-01-02 | 4 | 3 | yes | piece | 1
GCVC PD 050.2/11-27 | GCVC PD | 050.2/11-27 | 4249192 | finoox | GCVC 050.2C/1x1-2333-S-D/4/32/2.10/900/EXS/1/015023 | 2324 | 1 | 1 | 2333 | Axial | 14589 | 14683 | 60.22 | 3250 | 530 | VT01435 | 0.149 | 0.35 | C | 26.88 | 58.15 | 2025-01-05 | VerticalCompact-BCD_1x1 | 984 | 596 | 953 |  |  | 68.6 | 16 | 16 | 500 | AC motor | 50 | S | no | no | C | D | Epoxy coated aluminum | 2025-01-02 | 8 | 4 | yes | piece | 1
GCVC PD 050.2/21-28 | GCVC PD | 050.2/21-28 | 4244842 | finoox | GCVC 050.2C/2x1-2385-J-D/4/64/2.10/900/EXS/1/015023 | 4346 | 1 | 2 | 2385 | Axial | 24888 | 25019 | 120.44 | 5239 | 430 | VT01435 | 0.266 | 0.32 | C | 28.15 | 59.66 | 2025-04-10 | VerticalCompact-BCD_2x1 | 984 | 800 | 1761 |  |  | 135.3 | 18 | 18 | 500 | AC motor | 60 | J | no | no | C | D | Epoxy coated aluminum | 2025-01-02 | 12 | 4 | yes | piece | 1
GCVC PD 050.2/22-42 | GCVC PD | 050.2/22-42 | 4246009 | finoox | GCVC 050.2D/2x2-2354-W-D/3/80/2.10/2400/EXS/1/015023 | 8298 | 2 | 2 | 2354 | Axial | 83945 | 83.87 | 301.1 | 21406 | 865 | VT03093U | 0.792 | 0.97 | C | 42.11 | 73.91 | 2025-09-26 | VerticalCompact-BCD_2x2 | 2484 | 800 | 2161 |  |  | 302.8 | 35 | 35 | 500 | AC motor | 50 | W | no | no | D | D | Epoxy coated aluminum | 2025-01-02 | 6 | 3 | yes | piece | 1
GCVC PD 050.2/13-27 | GCVC PD | 050.2/13-27 | 4250710 | finoox | GCVC 050.2D/1x3-2391-L-D/6/40/2.10/3600/AXS/1/015023 | 8151 | 3 | 1 | 2391 | Axial | 55785 | 56263 | 451.65 | 9333 | 520 | VT01437 | 0.305 | 0.18 | B | 26.55 | 58.22 | 36.2 | VerticalCompact-BCD_1x3 | 3684 | 596 | 1153 |  |  | 294.6 | 28 | 28 | 500 | AC motor | 60 | L | no | no | D | D | Aluminum | 2025-01-02 | 6 | 6 | yes | piece | 1
GCVC PD 050.2/13-55 | GCVC PD | 050.2/13-55 | 4249773 | finoox | GCVC 050.2C/1x3-2420-2-D/4/32/2.10/2700/AXS/1/015023 | 8532 | 3 | 1 | 2420 | Axial | 90705 | 91036 | 180.66 | 26688 | 1600 | VT03013U.1 | 2814 | 1965-01-01 | E | 55.2 | 86.71 | 2025-06-15 | VerticalCompact-BCD_1x3 | 2784 | 607 | 953 |  |  | 185.3 | 35 | 35 | 500 | EC motor | 5060 | 2 | no | no | C | D | Aluminum | 2025-01-02 | 4 | 4 | yes | piece | 1
GCVC PD 063.2/12-18 | GCVC PD | 063.2/12-18 | 4251089 | finoox | GCVC 063.2C/1x2-2399-J-D/4/32/2.10/1800/AXS/1/015023 | 4874 | 2 | 1 | 2399 | Axial | 24357 | 24433 | 120.44 | 4905 | 290 | VT01442 | 0.145 | 0.14 | B | 17.87 | 49.26 | 2025-08-09 | VerticalCompact-BCD_1x2 | 1884 | 598 | 953 |  |  | 124.6 | 18 | 18 | 630 | AC motor | 60 | J | no | no | C | D | Aluminum | 2025-01-02 | 8 | 4 | yes | piece | 1
GCVC PD 040.2/11-46 | GCVC PD | 040.2/11-46 | 4243785 | finoox | GCVC 040.2B/1x1-2408-1-D/4/24/2.10/720/AXS/1/015023 | 2158 | 1 | 1 | 2408 | Axial | 15663 | 15.82 | 36.13 | 4374 | 1630 | VT03142U.1 | 0.425 | 2025-06-02 | E | 46.46 | 77.64 | 2025-02-03 | VerticalCompact-BCD_1x1 | 804 | 543 | 753 |  |  | 44.8 | 16 | 16 | 400 | EC motor | 5060 | 1 | no | no | B | D | Aluminum | 2025-01-02 | 8 | 4 | yes | piece | 1
GCVC PD 063.2/11-59 | GCVC PD | 063.2/11-59 | 4251856 | finoox | GCVC 063.2D/1x1-2551-2-D/3/40/2.10/1200/AXS/1/015023 | 5179 | 1 | 1 | 2551 | Axial | 42692 | 42829 | 75.27 | 15896 | 1360 | VT03143U.1 | 2301 | 4 | E | 58.85 | 90.21 | 2025-01-07 | VerticalCompact-BCD_1x1 | 1284 | 611 | 1153 |  |  | 106.1 | 28 | 28 | 630 | EC motor | 5060 | 2 | no | no | D | D | Aluminum | 2025-01-02 | 8 | 3 | yes | piece | 1
GCVC PD 063.2/12-33 | GCVC PD | 063.2/12-33 | 4252066 | finoox | GCVC 063.2D/1x2-2510-1-D/3/40/2.10/2400/AXS/1/015023 | 6675 | 2 | 1 | 2510 | Axial | 49214 | 49171 | 150.55 | 13192 | 695 | VT03145U.1 | 0.301 | 0.9 | B | 32.92 | 64.45 | 2025-09-12 | VerticalCompact-BCD_1x2 | 2484 | 615 | 1153 |  |  | 153.7 | 28 | 28 | 630 | EC motor | 5060 | 1 | no | no | D | D | Aluminum | 2025-01-02 | 6 | 3 | yes | piece | 1
GCVC PD 063.2/22-45 | GCVC PD | 063.2/22-45 | 4246833 | finoox | GCVC 063.2C/2x2-2557-2-D/6/64/2.10/1800/EXS/1/015023 | 15406 | 2 | 2 | 2557 | Axial | 126608 | 127041 | 361.32 | 28180 | 900 | VT03144U.1 | 2134 | 0.85 | D | 45.37 | 77 | 32.4 | VerticalCompact-BCD_2x2 | 1884 | 800 | 1761 |  |  | 283.1 | 42 | 42 | 630 | EC motor | 5060 | 2 | no | no | C | D | Epoxy coated aluminum | 2025-01-02 | 8 | 6 | yes | piece | 1
GCVC PD 080.2/23-43 | GCVC PD | 080.2/23-43 | 4248732 | finoox | GCVC 080.2D/2x3-2543-2-D/3/80/2.10/3600/AXS/1/015023 | 25838 | 3 | 2 | 2543 | Axial | 189643 | 189546 | 451.65 | 60592 | 575 | VT03060U.1 | 2189 | 0.78 | C | 42.61 | 74.57 | 43.1 | VerticalCompact-BCD_2x3 | 3684 | 800 | 2161 |  |  | 490.2 | 54 | 54 | 800 | EC motor | 5060 | 2 | no | no | D | D | Aluminum | 2025-01-02 | 4 | 3 | yes | piece | 1
GCVC PD 050.2/12-55 | GCVC PD | 050.2/12-55 | 4249643 | finoox | GCVC 050.2C/1x2-2563-2-D/6/32/2.10/1800/EXS/1/015023 | 6532 | 2 | 1 | 2563 | Axial | 70554 | 70727 | 180.66 | 16736 | 1680 | VT03013U.1 | 2197 | 1975-01-01 | E | 54.84 | 86.23 | 2025-07-15 | VerticalCompact-BCD_1x2 | 1884 | 607 | 953 |  |  | 144.2 | 35 | 35 | 500 | EC motor | 5060 | 2 | no | no | C | D | Epoxy coated aluminum | 2025-01-02 | 8 | 6 | yes | piece | 1
GCVC PD 050.2/23-37 | GCVC PD | 050.2/23-37 | 4246344 | finoox | GCVC 050.2D/2x3-2514-1-D/6/80/2.10/3600/AXS/1/015023 | 19560 | 3 | 2 | 2514 | Axial | 134193 | 135.01 | 903.29 | 23029 | 695 | VT03011U.1 | 0.504 | 0.47 | A+ | 37.46 | 69.42 | 75.1 | VerticalCompact-BCD_2x3 | 3684 | 800 | 2161 |  |  | 557.5 | 42 | 42 | 500 | EC motor | 5060 | 1 | no | no | D | D | Aluminum | 2025-01-02 | 6 | 6 | yes | piece | 1
GCVC PD 080.3/22-60 | GCVC PD | 080.3/22-60 | 6104710 | finoox | GCVC 080.3D/2x2-3558-2-D/3/80/2.10/2400/EXS/1/015023 | 22777 | 2 | 2 | 3558 | Axial | 182685 | 183218 | 301.1 | 78875 | 1060 | VT01445U.3 | 1973-09-01 | 2025-04-04 | E | 60.12 | 91.93 | 31.6 | VerticalCompact-BCD_2x2 | 2484 | 800 | 2161 |  |  | 409.9 | 54 | 54 | 800 | EC motor | 5060 | 2 | no | no | D | D | Epoxy coated aluminum | 2025-01-02 | 4 | 3 | yes | piece | 1
GCVC PD 080.3/21-57 | GCVC PD | 080.3/21-57 | 6161629 | finoox | GCVC 080.3D/2x1-3558-2-D/3/80/2.10/1200/EXS/1/015023 | 10378 | 1 | 2 | 3558 | Axial | 90935 | 91166 | 150.55 | 39438 | 1060 | VT01445U.3 | 4865 | 2025-04-04 | E | 57.27 | 88.92 | 2025-04-15 | VerticalCompact-BCD_2x1 | 1284 | 800 | 2161 |  |  | 218.9 | 35 | 35 | 800 | EC motor | 5060 | 2 | no | no | D | D | Epoxy coated aluminum | 2025-01-02 | 8 | 3 | yes | piece | 1
GCVC PD 050.3/11-44 | GCVC PD | 050.3/11-44 | 6071133 | finoox | GCVC 050.3C/1x1-3616-W-D/3/32/2.10/900/AXS/1/015023 | 2140 | 1 | 1 | 3616 | Axial | 21768 | 21896 | 45.16 | 7174 | 1240 | VT01524 | 0.669 | 2025-02-03 | E | 43.98 | 75.25 | 4 | VerticalCompact-BCD_1x1 | 984 | 596 | 953 |  |  | 65.2 | 18 | 18 | 500 | AC motor | 50 | W | no | no | C | D | Aluminum | 2025-01-02 | 8 | 3 | yes | piece | 1
GCVC PD 050.2/11-24 | GCVC PD | 050.2/11-24 | 4244015 | finoox | GCVC 050.2B/1x1-2337-S-D/4/24/2.10/720/AXS/1/015023 | 1849 | 1 | 1 | 2337 | Axial | 9542 | 9608 | 36.13 | 2143 | 510 | VT01437 | 0.083 | 0.16 | C | 23.73 | 54.92 | 2025-02-03 | VerticalCompact-BCD_1x1 | 804 | 596 | 753 |  |  | 49.7 | 16 | 16 | 500 | AC motor | 50 | S | no | no | B | D | Aluminum | 2025-01-02 | 12 | 4 | yes | piece | 1
GCVC PD 050.2/13-41 | GCVC PD | 050.2/13-41 | 4250655 | finoox | GCVC 050.2D/1x3-2354-W-D/4/40/2.10/3600/AXS/1/015023 | 6671 | 3 | 1 | 2354 | Axial | 74228 | 74393 | 301.1 | 15740 | 865 | VT03093U | 0.6 | 0.97 | B | 40.56 | 72.24 | 2025-02-25 | VerticalCompact-BCD_1x3 | 3684 | 569 | 1153 |  |  | 253.9 | 35 | 35 | 500 | AC motor | 50 | W | no | no | D | D | Aluminum | 2025-01-02 | 4 | 4 | yes | piece | 1
GCVC PD 050.2/13-37 | GCVC PD | 050.2/13-37 | 4250706 | finoox | GCVC 050.2D/1x3-2390-K-D/4/40/2.10/3600/EXS/1/015023 | 7217 | 3 | 1 | 2390 | Axial | 67247 | 67394 | 301.1 | 14117 | 760 | VT01437 | 0.502 | 0.35 | B | 37.22 | 68.9 | 2025-02-25 | VerticalCompact-BCD_1x3 | 3684 | 596 | 1153 |  |  | 251.8 | 35 | 35 | 500 | AC motor | 60 | K | no | no | D | D | Epoxy coated aluminum | 2025-01-02 | 4 | 4 | yes | piece | 1
GCVC PD 050.2/24-59 | GCVC PD | 050.2/24-59 | 4245604 | finoox | GCVC 050.2C/2x4-2420-2-D/4/64/2.10/3600/EXS/1/015023 | 23041 | 4 | 2 | 2420 | Axial | 222416 | 222255 | 481.75 | 71167 | 1600 | VT03013U.1 | 7504 | 1965-01-01 | E | 59.11 | 90.97 | 44 | VerticalCompact-BCD_2x4 | 3684 | 800 | 1761 |  |  | 465.9 | 54 | 54 | 500 | EC motor | 5060 | 2 | no | no | C | D | Epoxy coated aluminum | 2025-01-02 | 4 | 4 | yes | piece | 1
GCVC PD 063.2/21-18 | GCVC PD | 063.2/21-18 | 4246475 | finoox | GCVC 063.2C/2x1-2399-J-D/4/64/2.10/900/AXS/1/015023 | 5611 | 1 | 2 | 2399 | Axial | 23943 | 24082 | 120.44 | 4905 | 290 | VT01442 | 0.145 | 0.14 | B | 17.75 | 49.26 | 2025-04-10 | VerticalCompact-BCD_2x1 | 984 | 800 | 1761 |  |  | 134 | 18 | 18 | 630 | AC motor | 60 | J | no | no | C | D | Aluminum | 2025-01-02 | 12 | 4 | yes | piece | 1
GCVC PD 063.2/12-28 | GCVC PD | 063.2/12-28 | 4251086 | finoox | GCVC 063.2C/1x2-2398-I-D/4/32/2.10/1800/EXS/1/015023 | 5145 | 2 | 1 | 2398 | Axial | 33178 | 33.18 | 120.44 | 7534 | 460 | VT01442 | 0.287 | 0.32 | B | 2025-09-28 | 59.49 | 10 | VerticalCompact-BCD_1x2 | 1884 | 598 | 953 |  |  | 125.1 | 22 | 22 | 630 | AC motor | 60 | I | no | no | C | D | Epoxy coated aluminum | 2025-01-02 | 8 | 4 | yes | piece | 1
GCVC PD 035.2/11-29 | GCVC PD | 035.2/11-29 | 4243716 | finoox | GCVC 035.2B/1x1-2345-X-D/3/24/2.10/720/AXS/1/015023 | 1631 | 1 | 1 | 2345 | Axial | 7957 | 8001 | 2025-01-27 | 2074 | 1020 | VT03149U | 0.09 | 0.42 | C | 29.19 | 60.37 | 2025-04-02 | VerticalCompact-BCD_1x1 | 804 | 514 | 753 |  |  | 39.9 | 16 | 16 | 350 | AC motor | 60 | X | no | no | B | D | Aluminum | 2025-01-02 | 12 | 3 | yes | piece | 1
GCVC PD 050.2/11-33 | GCVC PD | 050.2/11-33 | 4250276 | finoox | GCVC 050.2D/1x1-2515-1-D/3/40/2.10/1200/AXS/1/015023 | 3014 | 1 | 1 | 2515 | Axial | 18654 | 18675 | 75.27 | 4435 | 755 | VT03011U.1 | 0.101 | 0.58 | A | 32.71 | 64.08 | 2025-03-06 | VerticalCompact-BCD_1x1 | 1284 | 586 | 1153 |  |  | 81.5 | 16 | 16 | 500 | EC motor | 5060 | 1 | no | no | D | D | Aluminum | 2025-01-02 | 10 | 3 | yes | piece | 1
GCVC PD 063.2/11-21 | GCVC PD | 063.2/11-21 | 4251787 | finoox | GCVC 063.2D/1x1-2504-1-D/3/40/2.10/1200/EXS/1/015023 | 4254 | 1 | 1 | 2504 | Axial | 18028 | 2025-04-18 | 75.27 | 4333 | 460 | VT03145U.1 | 0.053 | 0.3 | A+ | 21.21 | 52.57 | 2025-03-06 | VerticalCompact-BCD_1x1 | 1284 | 615 | 1153 |  |  | 82.4 | 16 | 16 | 630 | EC motor | 5060 | 1 | no | no | D | D | Epoxy coated aluminum | 2025-01-02 | 10 | 3 | yes | piece | 1
GCVC PD 050.2/22-54 | GCVC PD | 050.2/22-54 | 4246167 | finoox | GCVC 050.2D/2x2-2560-2-D/6/80/2.10/2400/EXS/1/015023 | 16314 | 2 | 2 | 2560 | Axial | 157472 | 157848 | 602.19 | 31887 | 1415 | VT03013U.1 | 2468 | 2021-01-01 | D | 54.28 | 86.09 | 55.1 | VerticalCompact-BCD_2x2 | 2484 | 800 | 2161 |  |  | 407.2 | 54 | 54 | 500 | EC motor | 5060 | 2 | no | no | D | D | Epoxy coated aluminum | 2025-01-02 | 8 | 6 | yes | piece | 1
GCVC PD 063.2/22-43 | GCVC PD | 063.2/22-43 | 4247726 | finoox | GCVC 063.2D/2x2-2556-2-D/6/80/2.10/2400/AXS/1/015023 | 17991 | 2 | 2 | 2556 | Axial | 165.09 | 165484 | 602.19 | 33302 | 850 | VT03144U.1 | 1579 | 0.77 | C | 42.9 | 74.71 | 55.1 | VerticalCompact-BCD_2x2 | 2484 | 800 | 2161 |  |  | 409.4 | 54 | 54 | 630 | EC motor | 5060 | 2 | no | no | D | D | Aluminum | 2025-01-02 | 8 | 6 | yes | piece | 1
GCVC PD 080.2/11-40 | GCVC PD | 080.2/11-40 | 4252603 | finoox | GCVC 080.2D/1x1-2545-2-D/4/40/2.10/1200/EXS/1/015023 | 5253 | 1 | 1 | 2545 | Axial | 41435 | 41501 | 100.37 | 11530 | 695 | VT03060U.1 | 0.639 | 2015-01-01 | D | 39.96 | 71.33 | 2025-01-09 | VerticalCompact-BCD_1x1 | 1284 | 613 | 1153 |  |  | 100.3 | 28 | 28 | 800 | EC motor | 5060 | 2 | no | no | D | D | Epoxy coated aluminum | 2025-01-02 | 10 | 4 | yes | piece | 1
GCVC PD 080.3/11-56 | GCVC PD | 080.3/11-56 | 6194037 | finoox | GCVC 080.3D/1x1-3557-2-D/4/40/2.10/1200/EXS/1/015023 | 6064 | 1 | 1 | 3557 | Axial | 56.29 | 56508 | 100.37 | 19382 | 1100 | VT01445U.3 | 2766 | 2025-02-04 | E | 55.77 | 87.14 | 2025-01-09 | VerticalCompact-BCD_1x1 | 1284 | 620 | 1153 |  |  | 117.9 | 28 | 28 | 800 | EC motor | 5060 | 2 | no | no | D | D | Epoxy coated aluminum | 2025-01-02 | 8 | 4 | yes | piece | 1
GCVC PD 080.3/22-57 | GCVC PD | 080.3/22-57 | 6110572 | finoox | GCVC 080.3D/2x2-3561-2-D/3/80/2.10/2400/EXS/1/015023 | 22777 | 2 | 2 | 3561 | Axial | 171443 | 171897 | 301.1 | 68878 | 930 | VT01445U.3 | 6615 | 1975-02-01 | E | 56.62 | 88.43 | 31.6 | VerticalCompact-BCD_2x2 | 2484 | 800 | 2161 |  |  | 409.9 | 54 | 54 | 800 | EC motor | 5060 | 2 | no | no | D | D | Epoxy coated aluminum | 2025-01-02 | 4 | 3 | yes | piece | 1
GCVC PD 050.3/23-53 | GCVC PD | 050.3/23-53 | 6179974 | finoox | GCVC 050.3D/2x3-3617-X-D/6/80/2.10/3600/AXS/1/015023 | 16312 | 3 | 2 | 3617 | Axial | 244903 | 246248 | 903.29 | 47473 | 1260 | VT01524 | 5587 | 2025-04-04 | D | 53.12 | 85.08 | 78.2 | VerticalCompact-BCD_2x3 | 3684 | 800 | 2161 |  |  | 599.1 | 54 | 54 | 500 | AC motor | 60 | X | no | no | D | D | Aluminum | 2025-01-02 | 4 | 6 | yes | piece | 1
GCVC PD 045.2/22-54 | GCVC PD | 045.2/22-54 | 4244501 | finoox | GCVC 045.2C/2x2-0423-X-D/3/64/2.10/1800/EXS/1/015023 | 5774 | 2 | 2 | 423 | Axial | 75197 | 75033 | 180.66 | 25210 | 1460 | VT0326U | 2373 | 3 | E | 54.23 | 85.86 | 2025-09-16 | VerticalCompact-BCD_2x2 | 1884 | 800 | 1761 |  |  | 215.7 | 35 | 35 | 450 | AC motor | 60 | X | no | no | C | D | Epoxy coated aluminum | 2025-01-02 | 8 | 3 | yes | piece | 1
GCVC PD 063.2/12-29 | GCVC PD | 063.2/12-29 | 4251053 | finoox | GCVC 063.2C/1x2-2358-D-D/4/32/2.10/1800/EXS/1/015023 | 5145 | 2 | 1 | 2358 | Axial | 31189 | 31239 | 120.44 | 6911 | 430 | VT01442 | 0.241 | 0.32 | B | 29 | 60.39 | 10 | VerticalCompact-BCD_1x2 | 1884 | 598 | 953 |  |  | 125.1 | 22 | 22 | 630 | AC motor | 50 | D | no | no | C | D | Epoxy coated aluminum | 2025-01-02 | 8 | 4 | yes | piece | 1
GCVC PD 063.2/23-26 | GCVC PD | 063.2/23-26 | 4247769 | finoox | GCVC 063.2D/2x3-2359-S-D/3/80/2.10/3600/EXS/1/015023 | 15645 | 3 | 2 | 2359 | Axial | 92229 | 92.06 | 451.65 | 21592 | 320 | VT01442 | 0.371 | 0.14 | A+ | 26.35 | 58.32 | 38.5 | VerticalCompact-BCD_2x3 | 3684 | 800 | 2161 |  |  | 447.1 | 35 | 35 | 630 | AC motor | 50 | S | no | no | D | D | Epoxy coated aluminum | 2025-01-02 | 6 | 3 | yes | piece | 1
GCVC PD 050.2/22-27 | GCVC PD | 050.2/22-27 | 4245111 | finoox | GCVC 050.2C/2x2-2391-L-D/4/64/2.10/1800/AXS/1/015023 | 6755 | 2 | 2 | 2391 | Axial | 54281 | 54437 | 240.88 | 11243 | 520 | VT01437 | 0.413 | 0.18 | B | 26.97 | 58.6 | 2025-06-20 | VerticalCompact-BCD_2x2 | 1884 | 800 | 1761 |  |  | 234 | 28 | 28 | 500 | AC motor | 60 | L | no | no | C | D | Aluminum | 2025-01-02 | 8 | 4 | yes | piece | 1
GCVC PD 050.2/11-32 | GCVC PD | 050.2/11-32 | 4249276 | finoox | GCVC 050.2C/1x1-2390-K-D/3/32/2.10/900/AXS/1/015023 | 2137 | 1 | 1 | 2390 | Axial | 15695 | 15766 | 45.16 | 4350 | 760 | VT01437 | 0.174 | 0.35 | C | 31.91 | 63.18 | 2025-09-03 | VerticalCompact-BCD_1x1 | 984 | 596 | 953 |  |  | 61.7 | 16 | 16 | 500 | AC motor | 60 | K | no | no | C | D | Aluminum | 2025-01-02 | 8 | 3 | yes | piece | 1
GCVC PD 063.2/22-22 | GCVC PD | 063.2/22-22 | 4247563 | finoox | GCVC 063.2D/2x2-2399-J-D/4/80/2.10/2400/AXS/1/015023 | 11570 | 2 | 2 | 2399 | Axial | 67631 | 67806 | 401.46 | 13088 | 290 | VT01442 | 0.282 | 0.14 | A | 2025-07-22 | 53.88 | 34.8 | VerticalCompact-BCD_2x2 | 2484 | 800 | 2161 |  |  | 336.9 | 35 | 35 | 630 | AC motor | 60 | J | no | no | D | D | Aluminum | 2025-01-02 | 8 | 4 | yes | piece | 1
GCVC PD 063.2/24-72 | GCVC PD | 063.2/24-72 | 4247105 | finoox | GCVC 063.2C/2x4-2412-2-D/4/64/2.10/3600/AXS/1/015023 | 31566 | 4 | 2 | 2412 | Axial | 327612 | 323185 | 481.75 | 112642 | 1510 | VT03143U.1 | 27455 | 5 | E | 71.85 | 103.71 | 46.7 | VerticalCompact-BCD_2x4 | 3684 | 800 | 1761 |  |  | 618.5 | 64 | 64 | 630 | EC motor | 5060 | 2 | no | no | C | D | Aluminum | 2025-01-02 | 2 | 4 | yes | piece | 1
GCVC PD 080.2/22-41 | GCVC PD | 080.2/22-41 | 4248353 | finoox | GCVC 080.2D/2x2-2487-1-D/4/80/2.10/2400/AXS/1/015023 | 17889 | 2 | 2 | 2487 | Axial | 150634 | 150808 | 401.46 | 38896 | 600 | VT03061U.1 | 1641 | 1985-01-01 | C | 40.89 | 72.7 | 39.4 | VerticalCompact-BCD_2x2 | 2484 | 800 | 2161 |  |  | 357 | 54 | 54 | 800 | EC motor | 5060 | 1 | no | no | D | D | Aluminum | 2025-01-02 | 6 | 4 | yes | piece | 1
GCVC PD 063.2/24-41 | GCVC PD | 063.2/24-41 | 4247220 | finoox | GCVC 063.2C/2x4-2553-2-D/4/64/2.10/3600/EXS/1/015023 | 25345 | 4 | 2 | 2553 | Axial | 180748 | 180903 | 481.75 | 48468 | 700 | VT03144U.1 | 1953 | 0.52 | C | 41.3 | 73.16 | 44 | VerticalCompact-BCD_2x4 | 3684 | 800 | 1761 |  |  | 469.8 | 54 | 54 | 630 | EC motor | 5060 | 2 | no | no | C | D | Epoxy coated aluminum | 2025-01-02 | 4 | 4 | yes | piece | 1
GCVC PD 063.2/11-22 | GCVC PD | 063.2/11-22 | 4251786 | finoox | GCVC 063.2D/1x1-2504-1-D/6/40/2.10/1200/AXS/1/015023 | 4935 | 1 | 1 | 2504 | Axial | 22261 | 22459 | 150.55 | 3848 | 460 | VT03145U.1 | 0.057 | 0.3 | A+ | 21.71 | 53.07 | 2025-05-12 | VerticalCompact-BCD_1x1 | 1284 | 615 | 1153 |  |  | 104.3 | 18 | 18 | 630 | EC motor | 5060 | 1 | no | no | D | D | Aluminum | 2025-01-02 | 10 | 6 | yes | piece | 1
GCVC PD 050.2/12-37 | GCVC PD | 050.2/12-37 | 4250525 | finoox | GCVC 050.2D/1x2-2516-1-D/3/40/2.10/2400/EXS/1/015023 | 5384 | 2 | 1 | 2516 | Axial | 38996 | 38964 | 150.55 | 9623 | 820 | VT03011U.1 | 0.252 | 0.68 | B | 37.32 | 68.84 | 2025-04-12 | VerticalCompact-BCD_1x2 | 2484 | 586 | 1153 |  |  | 151.2 | 22 | 22 | 500 | EC motor | 5060 | 1 | no | no | D | D | Epoxy coated aluminum | 2025-01-02 | 6 | 3 | yes | piece | 1
GCVC PD 080.2/12-52 | GCVC PD | 080.2/12-52 | 4252849 | finoox | GCVC 080.2D/1x2-2539-2-D/6/40/2.10/2400/EXS/1/015023 | 11445 | 2 | 1 | 2539 | Axial | 109143 | 109382 | 301.1 | 24662 | 850 | VT03059U.2 | 2452 | 2019-02-01 | D | 52.09 | 83.63 | 2025-01-26 | VerticalCompact-BCD_1x2 | 2484 | 650 | 1153 |  |  | 233.8 | 42 | 42 | 800 | EC motor | 5060 | 2 | no | no | D | D | Epoxy coated aluminum | 2025-01-02 | 6 | 6 | yes | piece | 1
GCVC PD 050.2/21-41 | GCVC PD | 050.2/21-41 | 4244948 | finoox | GCVC 050.2C/2x1-2519-1-D/6/64/2.10/900/AXS/1/015023 | 6030 | 1 | 2 | 2519 | Axial | 49449 | 49869 | 180.66 | 9800 | 1010 | VT03011U.1 | 0.512 | 2015-01-01 | C | 40.75 | 72.26 | 2025-03-16 | VerticalCompact-BCD_2x1 | 984 | 800 | 1761 |  |  | 145.3 | 28 | 28 | 500 | EC motor | 5060 | 1 | no | no | C | D | Aluminum | 2025-01-02 | 12 | 6 | yes | piece | 1
GCVC PD 050.2/11-42 | GCVC PD | 050.2/11-42 | 4249373 | finoox | GCVC 050.2C/1x1-2522-1-D/4/32/2.10/900/AXS/1/015023 | 2717 | 1 | 1 | 2522 | Axial | 24144 | 24316 | 60.22 | 6318 | 1200 | VT03011U.1 | 0.403 | 2025-09-01 | D | 41.91 | 73.18 | 2025-02-05 | VerticalCompact-BCD_1x1 | 984 | 586 | 953 |  |  | 63.7 | 18 | 18 | 500 | EC motor | 5060 | 1 | no | no | C | D | Aluminum | 2025-01-02 | 8 | 4 | yes | piece | 1
GCVC PD 063.2/11-16 | GCVC PD | 063.2/11-16 | 4251768 | finoox | GCVC 063.2D/1x1-2501-1-D/6/40/2.10/1200/AXS/1/015023 | 4907 | 1 | 1 | 2501 | Axial | 16988 | 17157 | 150.55 | 2833 | 345 | VT03145U.1 | 0.03 | 0.15 | A+ | 15.66 | 47.02 | 2025-04-12 | VerticalCompact-BCD_1x1 | 1284 | 615 | 1153 |  |  | 104.2 | 16 | 16 | 630 | EC motor | 5060 | 1 | no | no | D | D | Aluminum | 2025-01-02 | 12 | 6 | yes | piece | 1
GCVC PD 050.2/22-36 | GCVC PD | 050.2/22-36 | 4246107 | finoox | GCVC 050.2D/2x2-2514-1-D/6/80/2.10/2400/EXS/1/015023 | 13916 | 2 | 2 | 2514 | Axial | 88836 | 89408 | 602.19 | 15353 | 695 | VT03011U.1 | 0.336 | 0.47 | A+ | 35.85 | 67.66 | 50.5 | VerticalCompact-BCD_2x2 | 2484 | 800 | 2161 |  |  | 380 | 35 | 35 | 500 | EC motor | 5060 | 1 | no | no | D | D | Epoxy coated aluminum | 2025-01-02 | 8 | 6 | yes | piece | 1
GCVC PD 080.2/13-49 | GCVC PD | 080.2/13-49 | 4253107 | finoox | GCVC 080.2D/1x3-2537-2-D/4/40/2.10/3600/AXS/1/015023 | 13756 | 3 | 1 | 2537 | Axial | 130177 | 130265 | 301.1 | 37097 | 750 | VT03059U.2 | 2484 | 2025-05-01 | D | 49.19 | 80.87 | 26 | VerticalCompact-BCD_1x3 | 3684 | 650 | 1153 |  |  | 300.7 | 42 | 42 | 800 | EC motor | 5060 | 2 | no | no | D | D | Aluminum | 2025-01-02 | 4 | 4 | yes | piece | 1
GCVC PD 050.2/13-32 | GCVC PD | 050.2/13-32 | 4250614 | finoox | GCVC 050.2D/1x3-2333-S-D/6/40/2.10/3600/AXS/1/015023 | 8182 | 3 | 1 | 2333 | Axial | 63347 | 63879 | 451.65 | 10769 | 530 | VT01435 | 0.445 | 0.35 | B | 32.26 | 63.94 | 36.2 | VerticalCompact-BCD_1x3 | 3684 | 596 | 1153 |  |  | 302.3 | 28 | 28 | 500 | AC motor | 50 | S | no | no | D | D | Aluminum | 2025-01-02 | 6 | 6 | yes | piece | 1
GCVC PD 063.2/12-28 | GCVC PD | 063.2/12-28 | 4251924 | finoox | GCVC 063.2D/1x2-2358-D-D/6/40/2.10/2400/AXS/1/015023 | 7189 | 2 | 1 | 2358 | Axial | 46144 | 46458 | 301.1 | 7947 | 430 | VT01442 | 0.234 | 0.32 | A | 2025-03-28 | 59.82 | 2025-06-24 | VerticalCompact-BCD_1x2 | 2484 | 598 | 1153 |  |  | 203.9 | 28 | 28 | 630 | AC motor | 50 | D | no | no | D | D | Aluminum | 2025-01-02 | 8 | 6 | yes | piece | 1
GCVC PD 050.2/22-49 | GCVC PD | 050.2/22-49 | 4246072 | finoox | GCVC 050.2D/2x2-2411-1-D/3/80/2.10/2400/AXS/1/015023 | 10056 | 2 | 2 | 2411 | Axial | 106233 | 106169 | 301.1 | 29815 | 1260 | VT03011U.1 | 1716 | 2025-02-02 | D | 49.47 | 81.28 | 2025-04-28 | VerticalCompact-BCD_2x2 | 2484 | 800 | 2161 |  |  | 293 | 42 | 42 | 500 | EC motor | 5060 | 1 | no | no | D | D | Aluminum | 2025-01-02 | 6 | 3 | yes | piece | 1
GCVC PD 050.2/13-38 | GCVC PD | 050.2/13-38 | 4249711 | finoox | GCVC 050.2C/1x3-2355-X-D/6/32/2.10/2700/EXS/1/015023 | 6632 | 3 | 1 | 2355 | Axial | 65232 | 65567 | 270.99 | 12542 | 810 | VT03093U | 0.885 | 2025-03-01 | D | 37.81 | 69.32 | 2025-06-22 | VerticalCompact-BCD_1x3 | 2784 | 569 | 953 |  |  | 206.8 | 35 | 35 | 500 | AC motor | 60 | X | no | no | C | D | Epoxy coated aluminum | 2025-01-02 | 6 | 6 | yes | piece | 1
GCVC PD 063.2/22-21 | GCVC PD | 063.2/22-21 | 4246680 | finoox | GCVC 063.2C/2x2-2399-J-D/3/64/2.10/1800/AXS/1/015023 | 8682 | 2 | 2 | 2399 | Axial | 45103 | 45097 | 180.66 | 10726 | 290 | VT01442 | 0.288 | 0.14 | B | 2025-06-20 | 52.23 | 2025-09-15 | VerticalCompact-BCD_2x2 | 1884 | 800 | 1761 |  |  | 223.9 | 28 | 28 | 630 | AC motor | 60 | J | no | no | C | D | Aluminum | 2025-01-02 | 8 | 3 | yes | piece | 1
GCVC PD 063.2/12-30 | GCVC PD | 063.2/12-30 | 4251965 | finoox | GCVC 063.2D/1x2-2398-I-D/4/40/2.10/2400/AXS/1/015023 | 5996 | 2 | 1 | 2398 | Axial | 45351 | 45397 | 200.73 | 9579 | 460 | VT01442 | 0.269 | 0.32 | B | 29.56 | 61.09 | 2025-08-16 | VerticalCompact-BCD_1x2 | 2484 | 598 | 1153 |  |  | 174.9 | 28 | 28 | 630 | AC motor | 60 | I | no | no | D | D | Aluminum | 2025-01-02 | 8 | 4 | yes | piece | 1
GCVC PD 080.2/12-32 | GCVC PD | 080.2/12-32 | 4252731 | finoox | GCVC 080.2D/1x2-2482-1-D/4/40/2.10/2400/AXS/1/015023 | 7927 | 2 | 1 | 2482 | Axial | 60577 | 60625 | 200.73 | 13981 | 440 | VT03061U.1 | 0.344 | 0.75 | B | 31.9 | 63.42 | 2025-08-16 | VerticalCompact-BCD_1x2 | 2484 | 608 | 1153 |  |  | 180.6 | 28 | 28 | 800 | EC motor | 5060 | 1 | no | no | D | D | Aluminum | 2025-01-02 | 6 | 4 | yes | piece | 1
GCVC PD 080.2/11-35 | GCVC PD | 080.2/11-35 | 4252592 | finoox | GCVC 080.2D/1x1-2543-2-D/3/40/2.10/1200/AXS/1/015023 | 4784 | 1 | 1 | 2543 | Axial | 32451 | 32469 | 75.27 | 10099 | 575 | VT03060U.1 | 0.365 | 0.78 | C | 35.43 | 66.79 | 2025-06-06 | VerticalCompact-BCD_1x1 | 1284 | 613 | 1153 |  |  | 92.3 | 22 | 22 | 800 | EC motor | 5060 | 2 | no | no | D | D | Aluminum | 2025-01-02 | 10 | 3 | yes | piece | 1
GCVC PD 080.2/22-34 | GCVC PD | 080.2/22-34 | 4248405 | finoox | GCVC 080.2D/2x2-2499-1-D/4/80/2.10/2400/EXS/1/015023 | 17512 | 2 | 2 | 2499 | Axial | 123294 | 123375 | 401.46 | 29405 | 465 | VT03062U.1 | 0.779 | 0.95 | B | 34.04 | 65.85 | 36.3 | VerticalCompact-BCD_2x2 | 2484 | 800 | 2161 |  |  | 348.5 | 42 | 42 | 800 | EC motor | 5060 | 1 | no | no | D | D | Epoxy coated aluminum | 2025-01-02 | 6 | 4 | yes | piece | 1
GCVC PD 045.2/24-53 | GCVC PD | 045.2/24-53 | 4244752 | finoox | GCVC 045.2C/2x4-2531-1-D/6/64/2.10/3600/AXS/1/015023 | 17565 | 4 | 2 | 2531 | Axial | 196481 | 197841 | 722.63 | 38212 | 1275 | VT03007U.1 | 2666 | 2025-04-01 | D | 52.95 | 84.81 | 62.7 | VerticalCompact-BCD_2x4 | 3684 | 800 | 1761 |  |  | 486.1 | 54 | 54 | 450 | EC motor | 5060 | 1 | no | no | C | D | Aluminum | 2025-01-02 | 4 | 6 | yes | piece | 1
GCVC PD 080.2/23-53 | GCVC PD | 080.2/23-53 | 4248705 | finoox | GCVC 080.2D/2x3-2538-2-D/4/80/2.10/3600/AXS/1/015023 | 31601 | 3 | 2 | 2538 | Axial | 271292 | 270273 | 602.19 | 79571 | 800 | VT03059U.2 | 6009 | 1989-01-01 | D | 53.26 | 85.22 | 58.2 | VerticalCompact-BCD_2x3 | 3684 | 800 | 2161 |  |  | 588.9 | 64 | 64 | 800 | EC motor | 5060 | 2 | no | no | D | D | Aluminum | 2025-01-02 | 4 | 4 | yes | piece | 1
GCVC PD 063.2/24-32 | GCVC PD | 063.2/24-32 | 4247145 | finoox | GCVC 063.2C/2x4-2504-1-D/4/64/2.10/3600/AXS/1/015023 | 21659 | 4 | 2 | 2504 | Axial | 124.15 | 124413 | 481.75 | 26729 | 460 | VT03145U.1 | 0.482 | 0.3 | A+ | 32.25 | 64.11 | 41.4 | VerticalCompact-BCD_2x4 | 3684 | 800 | 1761 |  |  | 431.2 | 42 | 42 | 630 | EC motor | 5060 | 1 | no | no | C | D | Aluminum | 2025-01-02 | 4 | 4 | yes | piece | 1
GCVC PD 050.2/12-38 | GCVC PD | 050.2/12-38 | 4244227 | finoox | GCVC 050.2B/1x2-2516-1-D/4/24/2.10/1440/EXS/1/015023 | 4087 | 2 | 1 | 2516 | Axial | 26522 | 26636 | 72.26 | 6826 | 820 | VT03011U.1 | 0.295 | 0.68 | C | 37.58 | 68.86 | 2025-01-06 | VerticalCompact-BCD_1x2 | 1524 | 586 | 753 |  |  | 85 | 22 | 22 | 500 | EC motor | 5060 | 1 | no | no | B | D | Epoxy coated aluminum | 2025-01-02 | 8 | 4 | yes | piece | 1
GCVC PD 050.2/14-39 | GCVC PD | 050.2/14-39 | 4250048 | finoox | GCVC 050.2C/1x4-2516-1-D/4/32/2.10/3600/EXS/1/015023 | 9267 | 4 | 1 | 2516 | Axial | 72417 | 72448 | 240.88 | 17013 | 820 | VT03011U.1 | 0.55 | 0.68 | B | 39.26 | 70.88 | 2025-02-20 | VerticalCompact-BCD_1x4 | 3684 | 586 | 953 |  |  | 222.7 | 35 | 35 | 500 | EC motor | 5060 | 1 | no | no | C | D | Epoxy coated aluminum | 2025-01-02 | 4 | 4 | yes | piece | 1
GCVC PD 063.2/23-35 | GCVC PD | 063.2/23-35 | 4246959 | finoox | GCVC 063.2C/2x3-2507-1-D/3/64/2.10/2700/EXS/1/015023 | 16323 | 3 | 2 | 2507 | Axial | 92.6 | 92378 | 270.99 | 27346 | 580 | VT03145U.1 | 0.622 | 0.55 | B | 34.6 | 66.34 | 2025-09-23 | VerticalCompact-BCD_2x3 | 2784 | 800 | 1761 |  |  | 304.5 | 35 | 35 | 630 | EC motor | 5060 | 1 | no | no | C | D | Epoxy coated aluminum | 2025-01-02 | 6 | 3 | yes | piece | 1
GCVC PD 050.2/13-40 | GCVC PD | 050.2/13-40 | 4244366 | finoox | GCVC 050.2B/1x3-2517-1-D/3/24/2.10/2160/EXS/1/015023 | 5840 | 3 | 1 | 2517 | Axial | 35464 | 35544 | 81.3 | 11921 | 880 | VT03011U.1 | 0.538 | 0.84 | D | 40.04 | 71.42 | 2025-08-06 | VerticalCompact-BCD_1x3a | 2244 | 586 | 753 |  |  | 113.8 | 22 | 22 | 500 | EC motor | 5060 | 1 | no | no | B | D | Epoxy coated aluminum | 2025-01-02 | 6 | 3 | yes | piece | 1
GCVC PD 050.2/11-38 | GCVC PD | 050.2/11-38 | 4249359 | finoox | GCVC 050.2C/1x1-2519-1-D/6/32/2.10/900/EXS/1/015023 | 3223 | 1 | 1 | 2519 | Axial | 24284 | 24458 | 90.33 | 4900 | 1010 | VT03011U.1 | 0.256 | 2015-01-01 | C | 37.98 | 69.25 | 2025-07-07 | VerticalCompact-BCD_1x1 | 984 | 586 | 953 |  |  | 72.4 | 18 | 18 | 500 | EC motor | 5060 | 1 | no | no | C | D | Epoxy coated aluminum | 2025-01-02 | 12 | 6 | yes | piece | 1
GCVC PD 063.2/11-54 | GCVC PD | 063.2/11-54 | 4251834 | finoox | GCVC 063.2D/1x1-2547-2-D/6/40/2.10/1200/AXS/1/015023 | 6091 | 1 | 1 | 2547 | Axial | 51904 | 52176 | 150.55 | 10953 | 1055 | VT03143U.1 | 1154 | 2025-01-02 | D | 54.47 | 85.83 | 2025-01-13 | VerticalCompact-BCD_1x1 | 1284 | 611 | 1153 |  |  | 127.9 | 28 | 28 | 630 | EC motor | 5060 | 2 | no | no | D | D | Aluminum | 2025-01-02 | 10 | 6 | yes | piece | 1
GCVC PD 063.2/23-62 | GCVC PD | 063.2/23-62 | 4247921 | finoox | GCVC 063.2D/2x3-2547-2-D/6/80/2.10/3600/EXS/1/015023 | 33107 | 3 | 2 | 2547 | Axial | 303203 | 304342 | 903.29 | 65719 | 1055 | VT03143U.1 | 6924 | 2025-01-02 | D | 61.65 | 93.61 | 81.5 | VerticalCompact-BCD_2x3 | 3684 | 800 | 2161 |  |  | 707.9 | 64 | 64 | 630 | EC motor | 5060 | 2 | no | no | D | D | Epoxy coated aluminum | 2025-01-02 | 4 | 6 | yes | piece | 1
GCVC PD 063.2/12-21 | GCVC PD | 063.2/12-21 | 4252020 | finoox | GCVC 063.2D/1x2-2502-1-D/6/40/2.10/2400/AXS/1/015023 | 8264 | 2 | 1 | 2502 | Axial | 37626 | 37954 | 301.1 | 6339 | 385 | VT03145U.1 | 0.075 | 0.2 | A+ | 20.72 | 52.25 | 2025-02-24 | VerticalCompact-BCD_1x2 | 2484 | 615 | 1153 |  |  | 196.3 | 22 | 22 | 630 | EC motor | 5060 | 1 | no | no | D | D | Aluminum | 2025-01-02 | 10 | 6 | yes | piece | 1
GCVC PD 045.2/22-51 | GCVC PD | 045.2/22-51 | 4244579 | finoox | GCVC 045.2C/2x2-2532-1-D/3/64/2.10/1800/EXS/1/015023 | 8274 | 2 | 2 | 2532 | Axial | 70101 | 69986 | 180.66 | 22079 | 1350 | VT03007U.1 | 1953-01-01 | 1965-01-01 | D | 51.35 | 82.98 | 2025-09-16 | VerticalCompact-BCD_2x2 | 1884 | 800 | 1761 |  |  | 200.9 | 35 | 35 | 450 | EC motor | 5060 | 1 | no | no | C | D | Epoxy coated aluminum | 2025-01-02 | 8 | 3 | yes | piece | 1
GCVC PD 080.2/23-46 | GCVC PD | 080.2/23-46 | 4248739 | finoox | GCVC 080.2D/2x3-2544-2-D/4/80/2.10/3600/EXS/1/015023 | 29291 | 3 | 2 | 2544 | Axial | 235267 | 235453 | 602.19 | 65047 | 655 | VT03060U.1 | 3223 | 2025-05-01 | C | 45.97 | 77.93 | 54.8 | VerticalCompact-BCD_2x3 | 3684 | 800 | 2161 |  |  | 534 | 54 | 54 | 800 | EC motor | 5060 | 2 | no | no | D | D | Epoxy coated aluminum | 2025-01-02 | 4 | 4 | yes | piece | 1
GCVC PD 080.3/13-52 | GCVC PD | 080.3/13-52 | 6201632 | finoox | GCVC 080.3D/1x3-3560-2-D/4/40/2.10/3600/EXS/1/015023 | 15413 | 3 | 1 | 3560 | Axial | 155215 | 153972 | 301.1 | 56528 | 990 | VT01445U.3 | 2025-05-06 | 2025-01-03 | E | 51.85 | 83.53 | 2025-07-27 | VerticalCompact-BCD_1x3 | 3684 | 620 | 1153 |  |  | 332.1 | 54 | 54 | 800 | EC motor | 5060 | 2 | no | no | D | D | Epoxy coated aluminum | 2025-01-02 | 4 | 4 | yes | piece | 1
GCVC PD 080.3/12-38 | GCVC PD | 080.3/12-38 | 6147675 | finoox | GCVC 080.3D/1x2-1334-S-D/3/40/2.10/2400/AXS/1/015023 | 6612 | 2 | 1 | 1334 | Axial | 61428 | 61378 | 150.55 | 19167 | 510 | VT01371 | 1058 | 1 | D | 38.43 | 69.96 | 2025-05-13 | VerticalCompact-BCD_1x2 | 2484 | 605 | 1153 |  |  | 209.2 | 35 | 35 | 800 | AC motor | 50 | S | no | no | D | D | Aluminum | 2025-01-02 | 6 | 3 | yes | piece | 1
GCVC PD 050.2/12-30 | GCVC PD | 050.2/12-30 | 4244144 | finoox | GCVC 050.2B/1x2-2333-S-D/3/24/2.10/1440/AXS/1/015023 | 2784 | 2 | 1 | 2333 | Axial | 19.27 | 19286 | 54.2 | 5293 | 530 | VT01435 | 0.301 | 0.35 | D | 29.64 | 60.93 | 2025-05-04 | VerticalCompact-BCD_1x2 | 1524 | 596 | 753 |  |  | 88.7 | 16 | 16 | 500 | AC motor | 50 | S | no | no | B | D | Aluminum | 2025-01-02 | 8 | 3 | yes | piece | 1
GCVC PD 050.2/12-36 | GCVC PD | 050.2/12-36 | 4249466 | finoox | GCVC 050.2C/1x2-2354-W-D/6/32/2.10/1800/AXS/1/015023 | 4182 | 2 | 1 | 2354 | Axial | 44089 | 44.36 | 180.66 | 8325 | 865 | VT03093U | 0.436 | 0.97 | C | 36.34 | 67.73 | 2025-01-15 | VerticalCompact-BCD_1x2 | 1884 | 569 | 953 |  |  | 140.7 | 28 | 28 | 500 | AC motor | 50 | W | no | no | C | D | Aluminum | 2025-01-02 | 8 | 6 | yes | piece | 1
GCVC PD 063.2/12-24 | GCVC PD | 063.2/12-24 | 4251099 | finoox | GCVC 063.2C/1x2-2401-L-D/4/32/2.10/1800/EXS/1/015023 | 5145 | 2 | 1 | 2401 | Axial | 26478 | 26544 | 120.44 | 5550 | 340 | VT01442 | 0.179 | 0.16 | B | 23.51 | 54.9 | 10 | VerticalCompact-BCD_1x2 | 1884 | 598 | 953 |  |  | 125.1 | 22 | 22 | 630 | AC motor | 60 | L | no | no | C | D | Epoxy coated aluminum | 2025-01-02 | 8 | 4 | yes | piece | 1
GCVC PD 045.2/22-54 | GCVC PD | 045.2/22-54 | 4244515 | finoox | GCVC 045.2C/2x2-2409-1-D/6/64/2.10/1800/EXS/1/015023 | 10265 | 2 | 2 | 2409 | Axial | 109103 | 109518 | 361.32 | 22579 | 1500 | VT03007U.1 | 2128 | 2025-02-02 | D | 53.82 | 85.45 | 32.4 | VerticalCompact-BCD_2x2 | 1884 | 800 | 1761 |  |  | 256 | 42 | 42 | 450 | EC motor | 5060 | 1 | no | no | C | D | Epoxy coated aluminum | 2025-01-02 | 8 | 6 | yes | piece | 1
GCVC PD 063.2/23-49 | GCVC PD | 063.2/23-49 | 4246904 | finoox | GCVC 063.2C/2x3-2413-2-D/6/64/2.10/2700/AXS/1/015023 | 20964 | 3 | 2 | 2413 | Axial | 206.34 | 206.68 | 541.97 | 47404 | 1000 | VT03144U.1 | 4349 | 2025-01-01 | D | 49.11 | 80.86 | 48.8 | VerticalCompact-BCD_2x3 | 2784 | 800 | 1761 |  |  | 416.2 | 54 | 54 | 630 | EC motor | 5060 | 2 | no | no | C | D | Aluminum | 2025-01-02 | 6 | 6 | yes | piece | 1
GCVC PD 050.2/22-48 | GCVC PD | 050.2/22-48 | 4245989 | finoox | GCVC 050.2D/2x2-2348-S-D/4/80/2.10/2400/AXS/1/015023 | 8912 | 2 | 2 | 2348 | Axial | 126616 | 126.79 | 401.46 | 29656 | 1180 | VT03150U | 2029 | 0.9 | D | 48 | 79.81 | 36.3 | VerticalCompact-BCD_2x2 | 2484 | 800 | 2161 |  |  | 340.6 | 42 | 42 | 500 | AC motor | 50 | S | no | no | D | D | Aluminum | 2025-01-02 | 6 | 4 | yes | piece | 1
GCVC PD 045.2/22-53 | GCVC PD | 045.2/22-53 | 4244587 | finoox | GCVC 045.2C/2x2-2533-1-D/6/64/2.10/1800/EXS/1/015023 | 10183 | 2 | 2 | 2533 | Axial | 105161 | 105659 | 361.32 | 21468 | 1425 | VT03007U.1 | 1842 | 2025-09-01 | D | 52.56 | 84.19 | 31.2 | VerticalCompact-BCD_2x2 | 1884 | 800 | 1761 |  |  | 253.8 | 35 | 35 | 450 | EC motor | 5060 | 1 | no | no | C | D | Epoxy coated aluminum | 2025-01-02 | 8 | 6 | yes | piece | 1
GCVC PD 050.2/11-52 | GCVC PD | 050.2/11-52 | 4250345 | finoox | GCVC 050.2D/1x1-2562-2-D/3/40/2.10/1200/EXS/1/015023 | 3625 | 1 | 1 | 2562 | Axial | 30179 | 30177 | 75.27 | 9392 | 1595 | VT03013U.1 | 0.839 | 1965-01-01 | E | 51.99 | 83.35 | 2025-06-06 | VerticalCompact-BCD_1x1 | 1284 | 607 | 1153 |  |  | 86.9 | 22 | 22 | 500 | EC motor | 5060 | 2 | no | no | D | D | Epoxy coated aluminum | 2025-01-02 | 10 | 3 | yes | piece | 1
GCVC PD 063.2/11-59 | GCVC PD | 063.2/11-59 | 4251855 | finoox | GCVC 063.2D/1x1-2550-2-D/6/40/2.10/1200/EXS/1/015023 | 6397 | 1 | 1 | 2550 | Axial | 58212 | 58469 | 150.55 | 13450 | 1285 | VT03143U.1 | 2049 | 2026-03-01 | E | 58.57 | 89.94 | 2025-01-13 | VerticalCompact-BCD_1x1 | 1284 | 611 | 1153 |  |  | 127.9 | 28 | 28 | 630 | EC motor | 5060 | 2 | no | no | D | D | Epoxy coated aluminum | 2025-01-02 | 10 | 6 | yes | piece | 1
GCVC PD 050.2/23-45 | GCVC PD | 050.2/23-45 | 4246370 | finoox | GCVC 050.2D/2x3-2518-1-D/4/80/2.10/3600/EXS/1/015023 | 17668 | 3 | 2 | 2518 | Axial | 150692 | 151017 | 602.19 | 32858 | 945 | VT03011U.1 | 1141 | 1 | B | 44.61 | 76.58 | 51.7 | VerticalCompact-BCD_2x3 | 3684 | 800 | 2161 |  |  | 467.8 | 42 | 42 | 500 | EC motor | 5060 | 1 | no | no | D | D | Epoxy coated aluminum | 2025-01-02 | 4 | 4 | yes | piece | 1
GCVC PD 045.2/23-44 | GCVC PD | 045.2/23-44 | 4244634 | finoox | GCVC 045.2C/2x3-2526-1-D/4/64/2.10/2700/EXS/1/015023 | 12484 | 3 | 2 | 2526 | Axial | 94393 | 94483 | 361.32 | 21238 | 900 | VT03007U.1 | 0.736 | 0.58 | B | 44.11 | 75.86 | 2025-09-30 | VerticalCompact-BCD_2x3 | 2784 | 800 | 1761 |  |  | 315.3 | 35 | 35 | 450 | EC motor | 5060 | 1 | no | no | C | D | Epoxy coated aluminum | 2025-01-02 | 6 | 4 | yes | piece | 1
GCVC PD 080.3/23-51 | GCVC PD | 080.3/23-51 | 6209196 | finoox | GCVC 080.3D/2x3-3488-I-D/4/80/2.10/3600/EXS/1/015023 | 24327 | 3 | 2 | 3488 | Axial | 256854 | 256555 | 602.19 | 76394 | 720 | VT01371 | 7099 | 1935-02-01 | E | 50.78 | 82.75 | 58.2 | VerticalCompact-BCD_2x3 | 3684 | 800 | 2161 |  |  | 649.5 | 64 | 64 | 800 | AC motor | 60 | I | no | no | D | D | Epoxy coated aluminum | 2025-01-02 | 4 | 4 | yes | piece | 1
GCVC PD 080.3/11-51 | GCVC PD | 080.3/11-51 | 6122303 | finoox | GCVC 080.3D/1x1-3561-2-D/3/40/2.10/1200/EXS/1/015023 | 5765 | 1 | 1 | 3561 | Axial | 42658 | 42764 | 75.27 | 17220 | 930 | VT01445U.3 | 1654 | 1975-02-01 | E | 51.04 | 82.41 | 2025-01-07 | VerticalCompact-BCD_1x1 | 1284 | 620 | 1153 |  |  | 110.7 | 28 | 28 | 800 | EC motor | 5060 | 2 | no | no | D | D | Epoxy coated aluminum | 2025-01-02 | 8 | 3 | yes | piece | 1
GCVC PD 045.2/22-50 | GCVC PD | 045.2/22-50 | 4244505 | finoox | GCVC 045.2C/2x2-0426-W-D/4/64/2.10/1800/AXS/1/015023 | 5903 | 2 | 2 | 426 | Axial | 86053 | 86155 | 240.88 | 21533 | 1360 | VT0326U | 1665 | 2025-02-02 | D | 50.35 | 81.98 | 2025-07-21 | VerticalCompact-BCD_2x2 | 1884 | 800 | 1761 |  |  | 233.2 | 35 | 35 | 450 | AC motor | 50 | W | no | no | C | D | Aluminum | 2025-01-02 | 8 | 4 | yes | piece | 1
GCVC PD 050.2/21-33 | GCVC PD | 050.2/21-33 | 4244789 | finoox | GCVC 050.2C/2x1-2336-D-D/3/64/2.10/900/EXS/1/015023 | 4125 | 1 | 2 | 2336 | Axial | 27546 | 27597 | 90.33 | 7423 | 660 | VT01437 | 0.25 | 0.33 | C | 33.29 | 64.79 | 2025-03-08 | VerticalCompact-BCD_2x1 | 984 | 800 | 1761 |  |  | 122.4 | 22 | 22 | 500 | AC motor | 50 | D | no | no | C | D | Epoxy coated aluminum | 2025-01-02 | 12 | 3 | yes | piece | 1
GCVC PD 050.2/22-41 | GCVC PD | 050.2/22-41 | 4245961 | finoox | GCVC 050.2D/2x2-2332-D-D/3/80/2.10/2400/EXS/1/015023 | 8371 | 2 | 2 | 2332 | Axial | 86222 | 86287 | 301.1 | 22288 | 850 | VT01435 | 0.984 | 0.74 | C | 41.45 | 73.26 | 2025-09-26 | VerticalCompact-BCD_2x2 | 2484 | 800 | 2161 |  |  | 310.3 | 35 | 35 | 500 | AC motor | 50 | D | no | no | D | D | Epoxy coated aluminum | 2025-01-02 | 6 | 3 | yes | piece | 1
GCVC PD 050.2/23-35 | GCVC PD | 050.2/23-35 | 4246209 | finoox | GCVC 050.2D/2x3-2333-S-D/6/80/2.10/3600/EXS/1/015023 | 17602 | 3 | 2 | 2333 | Axial | 125697 | 126466 | 903.29 | 21537 | 530 | VT01435 | 0.891 | 0.35 | B | 34.99 | 66.95 | 75.1 | VerticalCompact-BCD_2x3 | 3684 | 800 | 2161 |  |  | 587.4 | 42 | 42 | 500 | AC motor | 50 | S | no | no | D | D | Epoxy coated aluminum | 2025-01-02 | 6 | 6 | yes | piece | 1
GCVC PD 050.2/22-46 | GCVC PD | 050.2/22-46 | 4245080 | finoox | GCVC 050.2C/2x2-2386-K-D/3/64/2.10/1800/AXS/1/015023 | 6300 | 2 | 2 | 2386 | Axial | 73969 | 73864 | 180.66 | 23175 | 910 | VT01435 | 1636 | 0.92 | D | 45.88 | 77.51 | 2025-09-16 | VerticalCompact-BCD_2x2 | 1884 | 800 | 1761 |  |  | 227.9 | 35 | 35 | 500 | AC motor | 60 | K | no | no | C | D | Aluminum | 2025-01-02 | 8 | 3 | yes | piece | 1
GCVC PD 050.2/14-46 | GCVC PD | 050.2/14-46 | 4249965 | finoox | GCVC 050.2C/1x4-2386-K-D/6/32/2.10/3600/EXS/1/015023 | 8588 | 4 | 1 | 2386 | Axial | 101531 | 101997 | 361.32 | 20394 | 910 | VT01435 | 1971-01-01 | 0.92 | D | 45.89 | 77.52 | 2025-03-31 | VerticalCompact-BCD_1x4 | 3684 | 596 | 953 |  |  | 280.6 | 35 | 35 | 500 | AC motor | 60 | K | no | no | C | D | Epoxy coated aluminum | 2025-01-02 | 4 | 6 | yes | piece | 1
GCVC PD 080.2/22-48 | GCVC PD | 080.2/22-48 | 4248317 | finoox | GCVC 080.2D/2x2-2449-2-D/4/80/2.10/2400/AXS/1/015023 | 19421 | 2 | 2 | 2449 | Axial | 177819 | 177091 | 401.46 | 51654 | 770 | VT03060U.1 | 3478 | 2025-05-01 | D | 47.72 | 79.53 | 39.4 | VerticalCompact-BCD_2x2 | 2484 | 800 | 2161 |  |  | 368.6 | 54 | 54 | 800 | EC motor | 5060 | 2 | no | no | D | D | Aluminum | 2025-01-02 | 6 | 4 | yes | piece | 1
GCVC PD 063.2/13-26 | GCVC PD | 063.2/13-26 | 4252231 | finoox | GCVC 063.2D/1x3-2401-L-D/3/40/2.10/3600/EXS/1/015023 | 7950 | 3 | 1 | 2401 | Axial | 48526 | 48418 | 225.82 | 11647 | 340 | VT01442 | 0.256 | 0.16 | A | 25.87 | 57.55 | 2025-06-18 | VerticalCompact-BCD_1x3 | 3684 | 598 | 1153 |  |  | 235.1 | 28 | 28 | 630 | AC motor | 60 | L | no | no | D | D | Epoxy coated aluminum | 2025-01-02 | 6 | 3 | yes | piece | 1
GCVC PD 050.2/12-44 | GCVC PD | 050.2/12-44 | 4250493 | finoox | GCVC 050.2D/1x2-2421-1-D/4/40/2.10/2400/AXS/1/015023 | 5520 | 2 | 1 | 2421 | Axial | 60.22 | 60255 | 200.73 | 13856 | 1150 | VT03011U.1 | 0.673 | 1975-01-01 | C | 43.73 | 75.26 | 2025-08-16 | VerticalCompact-BCD_1x2 | 2484 | 586 | 1153 |  |  | 166.4 | 28 | 28 | 500 | EC motor | 5060 | 1 | no | no | D | D | Aluminum | 2025-01-02 | 6 | 4 | yes | piece | 1
GCVC PD 063.2/23-68 | GCVC PD | 063.2/23-68 | 4247951 | finoox | GCVC 063.2D/2x3-2552-2-D/6/80/2.10/3600/EXS/1/015023 | 33606 | 3 | 2 | 2552 | Axial | 372027 | 371558 | 903.29 | 90756 | 1435 | VT03143U.1 | 17101 | 2025-03-04 | E | 68.11 | 100.07 | 86.5 | VerticalCompact-BCD_2x3 | 3684 | 800 | 2161 |  |  | 717.7 | 76.1 | 76.1 | 630 | EC motor | 5060 | 2 | no | no | D | D | Epoxy coated aluminum | 2025-01-02 | 4 | 6 | yes | piece | 1
GCVC PD 080.2/21-39 | GCVC PD | 080.2/21-39 | 4248074 | finoox | GCVC 080.2D/2x1-2486-1-D/6/80/2.10/1200/AXS/1/015023 | 9511 | 1 | 2 | 2486 | Axial | 81961 | 82536 | 301.1 | 16012 | 565 | VT03061U.1 | 0.731 | 1955-01-01 | C | 39.32 | 70.97 | 2025-04-27 | VerticalCompact-BCD_2x1 | 1284 | 800 | 2161 |  |  | 223.7 | 35 | 35 | 800 | EC motor | 5060 | 1 | no | no | D | D | Aluminum | 2025-01-02 | 10 | 6 | yes | piece | 1
GCVC PD 050.2/23-47 | GCVC PD | 050.2/23-47 | 4246383 | finoox | GCVC 050.2D/2x3-2520-1-D/6/80/2.10/3600/EXS/1/015023 | 21339 | 3 | 2 | 2520 | Axial | 190136 | 190721 | 903.29 | 36042 | 1070 | VT03011U.1 | 1679 | 2025-04-01 | C | 47.02 | 78.98 | 78.2 | VerticalCompact-BCD_2x3 | 3684 | 800 | 2161 |  |  | 563.7 | 54 | 54 | 500 | EC motor | 5060 | 1 | no | no | D | D | Epoxy coated aluminum | 2025-01-02 | 6 | 6 | yes | piece | 1
GCVC PD 080.2/23-57 | GCVC PD | 080.2/23-57 | 4248723 | finoox | GCVC 080.2D/2x3-2541-2-D/4/80/2.10/3600/AXS/1/015023 | 31601 | 3 | 2 | 2541 | Axial | 298688 | 296994 | 602.19 | 95842 | 950 | VT03059U.2 | 9991 | 1982-02-01 | E | 56.83 | 88.79 | 58.2 | VerticalCompact-BCD_2x3 | 3684 | 800 | 2161 |  |  | 588.9 | 64 | 64 | 800 | EC motor | 5060 | 2 | no | no | D | D | Aluminum | 2025-01-02 | 4 | 4 | yes | piece | 1
GCVC PD 050.2/21-55 | GCVC PD | 050.2/21-55 | 4244997 | finoox | GCVC 050.2C/2x1-2563-2-D/3/64/2.10/900/EXS/1/015023 | 6365 | 1 | 2 | 2563 | Axial | 48481 | 48757 | 90.33 | 18492 | 1680 | VT03013U.1 | 2088 | 1975-01-01 | E | 55.05 | 86.56 | 9 | VerticalCompact-BCD_2x1 | 984 | 800 | 1761 |  |  | 128 | 28 | 28 | 500 | EC motor | 5060 | 2 | no | no | C | D | Epoxy coated aluminum | 2025-01-02 | 8 | 3 | yes | piece | 1
GCVC PD 050.2/12-45 | GCVC PD | 050.2/12-45 | 4250559 | finoox | GCVC 050.2D/1x2-2522-1-D/4/40/2.10/2400/AXS/1/015023 | 5520 | 2 | 1 | 2522 | Axial | 60453 | 60499 | 200.73 | 13938 | 1200 | VT03011U.1 | 0.749 | 2025-09-01 | C | 45.46 | 76.98 | 2025-08-16 | VerticalCompact-BCD_1x2 | 2484 | 586 | 1153 |  |  | 166.4 | 28 | 28 | 500 | EC motor | 5060 | 1 | no | no | D | D | Aluminum | 2025-01-02 | 6 | 4 | yes | piece | 1
GCVC PD 050.2/24-51 | GCVC PD | 050.2/24-51 | 4245675 | finoox | GCVC 050.2C/2x4-2522-1-D/3/64/2.10/3600/EXS/1/015023 | 17127 | 4 | 2 | 2522 | Axial | 153426 | 153065 | 361.32 | 52233 | 1200 | VT03011U.1 | 3157 | 2025-09-01 | D | 50.56 | 82.42 | 34.6 | VerticalCompact-BCD_2x4 | 3684 | 800 | 1761 |  |  | 394.2 | 54 | 54 | 500 | EC motor | 5060 | 1 | no | no | C | D | Epoxy coated aluminum | 2025-01-02 | 4 | 3 | yes | piece | 1
GCVC PD 080.2/13-31 | GCVC PD | 080.2/13-31 | 4253080 | finoox | GCVC 080.2D/1x3-2498-1-D/3/40/2.10/3600/AXS/1/015023 | 9787 | 3 | 1 | 2498 | Axial | 79388 | 79355 | 225.82 | 22195 | 440 | VT03062U.1 | 0.486 | 0.85 | B | 31.25 | 62.93 | 2025-03-19 | VerticalCompact-BCD_1x3 | 3684 | 608 | 1153 |  |  | 242.5 | 35 | 35 | 800 | EC motor | 5060 | 1 | no | no | D | D | Aluminum | 2025-01-02 | 4 | 3 | yes | piece | 1
GCVC PD 050.2/11-30 | GCVC PD | 050.2/11-30 | 4244082 | finoox | GCVC 050.2B/1x1-2514-1-D/3/24/2.10/720/EXS/1/015023 | 2402 | 1 | 1 | 2514 | Axial | 10032 | 10097 | 2025-01-27 | 3065 | 695 | VT03011U.1 | 0.093 | 0.47 | C | 30.37 | 61.56 | 2025-04-02 | VerticalCompact-BCD_1x1 | 804 | 586 | 753 |  |  | 44.1 | 16 | 16 | 500 | EC motor | 5060 | 1 | no | no | B | D | Epoxy coated aluminum | 2025-01-02 | 8 | 3 | yes | piece | 1
GCVC PD 080.2/21-58 | GCVC PD | 080.2/21-58 | 4248238 | finoox | GCVC 080.2D/2x1-2658-J-D/3/80/2.10/1200/AXS/1/015023 | 6841 | 1 | 2 | 2658 | Axial | 87202 | 87483 | 150.55 | 33110 | 1030 | VT01384U | 3331 | 2025-03-03 | E | 58 | 89.65 | 2025-04-15 | VerticalCompact-BCD_2x1 | 1284 | 800 | 2161 |  |  | 206.1 | 35 | 35 | 800 | AC motor | 60 | J | no | no | D | D | Aluminum | 2025-01-02 | 8 | 3 | yes | piece | 1
GCVC PD 050.2/22-55 | GCVC PD | 050.2/22-55 | 4246186 | finoox | GCVC 050.2D/2x2-2790-K-D/3/80/2.10/2400/AXS/1/015023 | 7928 | 2 | 2 | 2790 | Axial | 126079 | 125958 | 301.1 | 40222 | 1640 | VT03150U | 3675 | 1964-01-01 | E | 55.38 | 87.18 | 2025-04-28 | VerticalCompact-BCD_2x2 | 2484 | 800 | 2161 |  |  | 311.4 | 42 | 42 | 500 | AC motor | 60 | K | no | no | D | D | Aluminum | 2025-01-02 | 6 | 3 | yes | piece | 1
GCVC PD 080.3/23-42 | GCVC PD | 080.3/23-42 | 6083230 | finoox | GCVC 080.3D/2x3-3489-J-D/3/80/2.10/3600/EXS/1/015023 | 21738 | 3 | 2 | 3489 | Axial | 170902 | 170742 | 451.65 | 52545 | 480 | VT01371 | 3424 | 2025-01-01 | D | 41.94 | 73.9 | 43.1 | VerticalCompact-BCD_2x3 | 3684 | 800 | 2161 |  |  | 600 | 54 | 54 | 800 | AC motor | 60 | J | no | no | D | D | Epoxy coated aluminum | 2025-01-02 | 4 | 3 | yes | piece | 1
GCVC PD 080.3/13-56 | GCVC PD | 080.3/13-56 | 6130908 | finoox | GCVC 080.3D/1x3-3561-2-D/4/40/2.10/3600/EXS/1/015023 | 15307 | 3 | 1 | 3561 | Axial | 145507 | 144775 | 301.1 | 48719 | 930 | VT01445U.3 | 5062 | 1975-02-01 | E | 55.66 | 87.34 | 26 | VerticalCompact-BCD_1x3 | 3684 | 620 | 1153 |  |  | 328.9 | 42 | 42 | 800 | EC motor | 5060 | 2 | no | no | D | D | Epoxy coated aluminum | 2025-01-02 | 4 | 4 | yes | piece | 1
GCVC PD 050.3/22-52 | GCVC PD | 050.3/22-52 | 6201795 | finoox | GCVC 050.3D/2x2-3617-X-D/4/80/2.10/2400/AXS/1/015023 | 8794 | 2 | 2 | 3617 | Axial | 135865 | 136054 | 401.46 | 32993 | 1260 | VT01524 | 3678 | 2025-04-04 | E | 51.89 | 83.7 | 36.3 | VerticalCompact-BCD_2x2 | 2484 | 800 | 2161 |  |  | 345.8 | 42 | 42 | 500 | AC motor | 60 | X | no | no | D | D | Aluminum | 2025-01-02 | 6 | 4 | yes | piece | 1
GCVC PD 050.2/12-47 | GCVC PD | 050.2/12-47 | 4250480 | finoox | GCVC 050.2D/1x2-2411-1-D/3/40/2.10/2400/AXS/1/015023 | 5121 | 2 | 1 | 2411 | Axial | 53116 | 53086 | 150.55 | 14908 | 1260 | VT03011U.1 | 0.858 | 2025-02-02 | D | 46.74 | 78.27 | 2025-09-12 | VerticalCompact-BCD_1x2 | 2484 | 586 | 1153 |  |  | 151.9 | 28 | 28 | 500 | EC motor | 5060 | 1 | no | no | D | D | Aluminum | 2025-01-02 | 6 | 3 | yes | piece | 1
GCVC PD 050.2/24-44 | GCVC PD | 050.2/24-44 | 4245534 | finoox | GCVC 050.2C/2x4-2355-X-D/3/64/2.10/3600/AXS/1/015023 | 11406 | 4 | 2 | 2355 | Axial | 135903 | 135855 | 361.32 | 39761 | 810 | VT03093U | 2315 | 2025-03-01 | D | 44.06 | 75.92 | 32 | VerticalCompact-BCD_2x4 | 3684 | 800 | 1761 |  |  | 414.1 | 42 | 42 | 500 | AC motor | 60 | X | no | no | C | D | Aluminum | 2025-01-02 | 4 | 3 | yes | piece | 1
GCVC PD 050.2/23-53 | GCVC PD | 050.2/23-53 | 4245271 | finoox | GCVC 050.2C/2x3-2347-D-D/4/64/2.10/2700/AXS/1/015023 | 10393 | 3 | 2 | 2347 | Axial | 164331 | 164883 | 361.32 | 45191 | 1390 | VT03150U | 4137 | 1941-01-01 | D | 52.59 | 84.34 | 34.7 | VerticalCompact-BCD_2x3 | 2784 | 800 | 1761 |  |  | 360.2 | 54 | 54 | 500 | AC motor | 50 | D | no | no | C | D | Aluminum | 2025-01-02 | 4 | 4 | yes | piece | 1
GCVC PD 063.2/12-19 | GCVC PD | 063.2/12-19 | 4251974 | finoox | GCVC 063.2D/1x2-2399-J-D/4/40/2.10/2400/EXS/1/015023 | 6337 | 2 | 1 | 2399 | Axial | 33457 | 33529 | 200.73 | 6544 | 290 | VT01442 | 0.141 | 0.14 | A | 19.35 | 50.87 | 2025-03-16 | VerticalCompact-BCD_1x2 | 2484 | 598 | 1153 |  |  | 174.2 | 22 | 22 | 630 | AC motor | 60 | J | no | no | D | D | Epoxy coated aluminum | 2025-01-02 | 8 | 4 | yes | piece | 1
GCVC PD 063.2/23-33 | GCVC PD | 063.2/23-33 | 4246880 | finoox | GCVC 063.2C/2x3-2398-I-D/3/64/2.10/2700/AXS/1/015023 | 12015 | 3 | 2 | 2398 | Axial | 88524 | 88507 | 270.99 | 24386 | 460 | VT01442 | 0.847 | 0.32 | C | 32.56 | 64.3 | 2025-09-23 | VerticalCompact-BCD_2x3 | 2784 | 800 | 1761 |  |  | 324.9 | 35 | 35 | 630 | AC motor | 60 | I | no | no | C | D | Aluminum | 2025-01-02 | 6 | 3 | yes | piece | 1
GCVC PD 080.2/12-38 | GCVC PD | 080.2/12-38 | 4252753 | finoox | GCVC 080.2D/1x2-2485-1-D/6/40/2.10/2400/EXS/1/015023 | 9710 | 2 | 1 | 2485 | Axial | 75564 | 75.78 | 301.1 | 15035 | 535 | VT03061U.1 | 0.62 | 1935-01-01 | B | 38.32 | 69.84 | 2025-03-25 | VerticalCompact-BCD_1x2 | 2484 | 608 | 1153 |  |  | 210.2 | 35 | 35 | 800 | EC motor | 5060 | 1 | no | no | D | D | Epoxy coated aluminum | 2025-01-02 | 8 | 6 | yes | piece | 1
GCVC PD 080.2/22-34 | GCVC PD | 080.2/22-34 | 4248322 | finoox | GCVC 080.2D/2x2-2482-1-D/3/80/2.10/2400/AXS/1/015023 | 16329 | 2 | 2 | 2482 | Axial | 106441 | 106382 | 301.1 | 29912 | 440 | VT03061U.1 | 0.669 | 0.75 | B | 33.72 | 65.52 | 2025-04-28 | VerticalCompact-BCD_2x2 | 2484 | 800 | 2161 |  |  | 321.7 | 42 | 42 | 800 | EC motor | 5060 | 1 | no | no | D | D | Aluminum | 2025-01-02 | 6 | 3 | yes | piece | 1
GCVC PD 050.2/12-51 | GCVC PD | 050.2/12-51 | 4249624 | finoox | GCVC 050.2C/1x2-2560-2-D/4/32/2.10/1800/EXS/1/015023 | 5803 | 2 | 1 | 2560 | Axial | 50833 | 50733 | 120.44 | 15006 | 1415 | VT03013U.1 | 1283 | 2021-01-01 | D | 51.19 | 82.58 | 2025-04-10 | VerticalCompact-BCD_1x2 | 1884 | 607 | 953 |  |  | 126.3 | 28 | 28 | 500 | EC motor | 5060 | 2 | no | no | C | D | Epoxy coated aluminum | 2025-01-02 | 8 | 4 | yes | piece | 1
GCVC PD 050.2/22-56 | GCVC PD | 050.2/22-56 | 4245229 | finoox | GCVC 050.2C/2x2-2562-2-D/6/64/2.10/1800/EXS/1/015023 | 13159 | 2 | 2 | 2562 | Axial | 136301 | 136516 | 361.32 | 31616 | 1595 | VT03013U.1 | 3746 | 1965-01-01 | E | 56.44 | 88.07 | 32.4 | VerticalCompact-BCD_2x2 | 1884 | 800 | 1761 |  |  | 281.4 | 42 | 42 | 500 | EC motor | 5060 | 2 | no | no | C | D | Epoxy coated aluminum | 2025-01-02 | 8 | 6 | yes | piece | 1
GCVC PD 050.2/24-50 | GCVC PD | 050.2/24-50 | 4245673 | finoox | GCVC 050.2C/2x4-2522-1-D/4/64/2.10/3600/AXS/1/015023 | 17620 | 4 | 2 | 2522 | Axial | 190066 | 190323 | 481.75 | 50545 | 1200 | VT03011U.1 | 3227 | 2025-09-01 | D | 50.35 | 82.21 | 44 | VerticalCompact-BCD_2x4 | 3684 | 800 | 1761 |  |  | 429.1 | 54 | 54 | 500 | EC motor | 5060 | 1 | no | no | C | D | Aluminum | 2025-01-02 | 4 | 4 | yes | piece | 1
GCVC PD 050.2/13-55 | GCVC PD | 050.2/13-55 | 4244396 | finoox | GCVC 050.2B/1x3-2561-2-D/3/24/2.10/2160/AXS/1/015023 | 7252 | 3 | 1 | 2561 | Axial | 51.62 | 51928 | 81.3 | 20930 | 1505 | VT03013U.1 | 1942-02-01 | 1938-01-01 | E | 54.5 | 85.89 | 2025-01-07 | VerticalCompact-BCD_1x3a | 2244 | 607 | 753 |  |  | 128.1 | 28 | 28 | 500 | EC motor | 5060 | 2 | no | no | B | D | Aluminum | 2025-01-02 | 4 | 3 | yes | piece | 1
GCVC PD 050.2/12-33 | GCVC PD | 050.2/12-33 | 4250515 | finoox | GCVC 050.2D/1x2-2514-1-D/6/40/2.10/2400/EXS/1/015023 | 6949 | 2 | 1 | 2514 | Axial | 44416 | 44702 | 301.1 | 7676 | 695 | VT03011U.1 | 0.168 | 0.47 | A+ | 33.13 | 64.65 | 2025-06-24 | VerticalCompact-BCD_1x2 | 2484 | 586 | 1153 |  |  | 195.3 | 28 | 28 | 500 | EC motor | 5060 | 1 | no | no | D | D | Epoxy coated aluminum | 2025-01-02 | 8 | 6 | yes | piece | 1
GCVC PD 080.2/23-52 | GCVC PD | 080.2/23-52 | 4248702 | finoox | GCVC 080.2D/2x3-2537-2-D/4/80/2.10/3600/EXS/1/015023 | 32823 | 3 | 2 | 2537 | Axial | 252963 | 252732 | 602.19 | 74194 | 750 | VT03059U.2 | 4968 | 2025-05-01 | D | 51.92 | 83.88 | 54.8 | VerticalCompact-BCD_2x3 | 3684 | 800 | 2161 |  |  | 583.2 | 54 | 54 | 800 | EC motor | 5060 | 2 | no | no | D | D | Epoxy coated aluminum | 2025-01-02 | 4 | 4 | yes | piece | 1
GCVC PD 050.2/23-56 | GCVC PD | 050.2/23-56 | 4245474 | finoox | GCVC 050.2C/2x3-2790-K-D/3/64/2.10/2700/EXS/1/015023 | 9816 | 3 | 2 | 2790 | Axial | 142154 | 142327 | 270.99 | 53744 | 1640 | VT03150U | 5954 | 1964-01-01 | E | 55.7 | 87.44 | 2025-01-25 | VerticalCompact-BCD_2x3 | 2784 | 800 | 1761 |  |  | 329 | 42 | 42 | 500 | AC motor | 60 | K | no | no | C | D | Epoxy coated aluminum | 2025-01-02 | 4 | 3 | yes | piece | 1
GCVC PD 080.3/13-52 | GCVC PD | 080.3/13-52 | 6137738 | finoox | GCVC 080.3D/1x3-3485-I-D/3/40/2.10/3600/EXS/1/015023 | 9736 | 3 | 1 | 3485 | Axial | 117048 | 116314 | 225.82 | 50454 | 900 | VT01526 | 6863 | 2025-09-03 | E | 51.97 | 83.65 | 2025-01-20 | VerticalCompact-BCD_1x3 | 3684 | 611 | 1153 |  |  | 305.4 | 42 | 42 | 800 | AC motor | 60 | I | no | no | D | D | Epoxy coated aluminum | 2025-01-02 | 4 | 3 | yes | piece | 1
GCVC PD 045.2/14-54 | GCVC PD | 045.2/14-54 | 4249087 | finoox | GCVC 045.2C/1x4-0423-X-D/4/32/2.10/3600/AXS/1/015023 | 5684 | 4 | 1 | 423 | Axial | 93405 | 93538 | 240.88 | 24538 | 1460 | VT0326U | 2413 | 3 | D | 54.04 | 85.65 | 2025-02-20 | VerticalCompact-BCD_1x4 | 3684 | 521 | 953 |  |  | 231.8 | 35 | 35 | 450 | AC motor | 60 | X | no | no | C | D | Aluminum | 2025-01-02 | 4 | 4 | yes | piece | 1
GCVC PD 050.2/13-29 | GCVC PD | 050.2/13-29 | 4249720 | finoox | GCVC 050.2C/1x3-2385-J-D/6/32/2.10/2700/AXS/1/015023 | 6143 | 3 | 1 | 2385 | Axial | 40659 | 40917 | 270.99 | 6998 | 430 | VT01435 | 0.4 | 0.32 | C | 29.14 | 60.66 | 2025-07-21 | VerticalCompact-BCD_1x3 | 2784 | 596 | 953 |  |  | 211.3 | 22 | 22 | 500 | AC motor | 60 | J | no | no | C | D | Aluminum | 2025-01-02 | 8 | 6 | yes | piece | 1
GCVC PD 050.2/14-30 | GCVC PD | 050.2/14-30 | 4249959 | finoox | GCVC 050.2C/1x4-2385-J-D/6/32/2.10/3600/EXS/1/015023 | 8390 | 4 | 1 | 2385 | Axial | 53804 | 54109 | 361.32 | 9331 | 430 | VT01435 | 0.533 | 0.32 | C | 30.28 | 61.9 | 29 | VerticalCompact-BCD_1x4 | 3684 | 596 | 953 |  |  | 276.7 | 28 | 28 | 500 | AC motor | 60 | J | no | no | C | D | Epoxy coated aluminum | 2025-01-02 | 6 | 6 | yes | piece | 1
GCVC PD 050.2/22-39 | GCVC PD | 050.2/22-39 | 4245058 | finoox | GCVC 050.2C/2x2-2354-W-D/6/64/2.10/1800/AXS/1/015023 | 8014 | 2 | 2 | 2354 | Axial | 88178 | 88719 | 361.32 | 16650 | 865 | VT03093U | 0.871 | 0.97 | C | 39.11 | 70.74 | 31.2 | VerticalCompact-BCD_2x2 | 1884 | 800 | 1761 |  |  | 273.2 | 35 | 35 | 500 | AC motor | 50 | W | no | no | C | D | Aluminum | 2025-01-02 | 8 | 6 | yes | piece | 1
GCVC PD 063.2/23-41 | GCVC PD | 063.2/23-41 | 4246911 | finoox | GCVC 063.2C/2x3-2414-1-D/3/64/2.10/2700/EXS/1/015023 | 16384 | 3 | 2 | 2414 | Axial | 116578 | 116679 | 270.99 | 37209 | 770 | VT03145U.1 | 1376 | 2015-01-01 | C | 40.58 | 72.33 | 2025-01-25 | VerticalCompact-BCD_2x3 | 2784 | 800 | 1761 |  |  | 306.7 | 42 | 42 | 630 | EC motor | 5060 | 1 | no | no | C | D | Epoxy coated aluminum | 2025-01-02 | 4 | 3 | yes | piece | 1
GCVC PD 050.2/11-43 | GCVC PD | 050.2/11-43 | 4250156 | finoox | GCVC 050.2D/1x1-2348-S-D/3/40/2.10/1200/AXS/1/015023 | 2540 | 1 | 1 | 2348 | Axial | 27115 | 27.13 | 75.27 | 7561 | 1180 | VT03150U | 0.502 | 0.9 | D | 42.82 | 74.18 | 2025-06-06 | VerticalCompact-BCD_1x1 | 1284 | 569 | 1153 |  |  | 86.9 | 22 | 22 | 500 | AC motor | 50 | S | no | no | D | D | Aluminum | 2025-01-02 | 10 | 3 | yes | piece | 1
GCVC PD 045.2/12-48 | GCVC PD | 045.2/12-48 | 4248929 | finoox | GCVC 045.2C/1x2-2419-1-D/6/32/2.10/1800/EXS/1/015023 | 5628 | 2 | 1 | 2419 | Axial | 51.63 | 51866 | 180.66 | 10453 | 1350 | VT03007U.1 | 0.759 | 1965-01-01 | D | 47.66 | 79.05 | 2025-01-15 | VerticalCompact-BCD_1x2 | 1884 | 535 | 953 |  |  | 131.1 | 28 | 28 | 450 | EC motor | 5060 | 1 | no | no | C | D | Epoxy coated aluminum | 2025-01-02 | 8 | 6 | yes | piece | 1
GCVC PD 050.2/12-57 | GCVC PD | 050.2/12-57 | 4250477 | finoox | GCVC 050.2D/1x2-2410-2-D/3/40/2.10/2400/EXS/1/015023 | 6362 | 2 | 1 | 2410 | Axial | 62531 | 62436 | 150.55 | 20899 | 1770 | VT03013U.1 | 2291 | 2025-01-02 | E | 57.15 | 88.68 | 2025-09-12 | VerticalCompact-BCD_1x2 | 2484 | 607 | 1153 |  |  | 161.1 | 28 | 28 | 500 | EC motor | 5060 | 2 | no | no | D | D | Epoxy coated aluminum | 2025-01-02 | 6 | 3 | yes | piece | 1
GCVC PD 080.2/22-41 | GCVC PD | 080.2/22-41 | 4248342 | finoox | GCVC 080.2D/2x2-2485-1-D/6/80/2.10/2400/AXS/1/015023 | 20318 | 2 | 2 | 2485 | Axial | 153.59 | 154108 | 602.19 | 30070 | 535 | VT03061U.1 | 2024-01-01 | 1935-01-01 | B | 41.05 | 72.85 | 52 | VerticalCompact-BCD_2x2 | 2484 | 800 | 2161 |  |  | 411.3 | 42 | 42 | 800 | EC motor | 5060 | 1 | no | no | D | D | Aluminum | 2025-01-02 | 8 | 6 | yes | piece | 1
GCVC PD 063.2/11-38 | GCVC PD | 063.2/11-38 | 4251031 | finoox | GCVC 063.2C/1x1-2557-2-D/4/32/2.10/900/AXS/1/015023 | 4079 | 1 | 1 | 2557 | Axial | 28052 | 28266 | 60.22 | 7928 | 900 | VT03144U.1 | 0.502 | 0.85 | D | 38.22 | 69.49 | 2025-04-05 | VerticalCompact-BCD_1x1 | 984 | 623 | 953 |  |  | 69.3 | 22 | 22 | 630 | EC motor | 5060 | 2 | no | no | C | D | Aluminum | 2025-01-02 | 8 | 4 | yes | piece | 1
GCVC PD 063.2/22-25 | GCVC PD | 063.2/22-25 | 4247617 | finoox | GCVC 063.2D/2x2-2503-1-D/4/80/2.10/2400/AXS/1/015023 | 14027 | 2 | 2 | 2503 | Axial | 76349 | 76487 | 401.46 | 15248 | 425 | VT03145U.1 | 0.176 | 0.25 | A+ | 24.89 | 56.7 | 34.8 | VerticalCompact-BCD_2x2 | 2484 | 800 | 2161 |  |  | 323.3 | 35 | 35 | 630 | EC motor | 5060 | 1 | no | no | D | D | Aluminum | 2025-01-02 | 8 | 4 | yes | piece | 1
GCVC PD 050.2/24-45 | GCVC PD | 050.2/24-45 | 4245649 | finoox | GCVC 050.2C/2x4-2518-1-D/4/64/2.10/3600/AXS/1/015023 | 17620 | 4 | 2 | 2518 | Axial | 163259 | 163522 | 481.75 | 39509 | 945 | VT03011U.1 | 1639 | 1 | C | 45.16 | 77.03 | 44 | VerticalCompact-BCD_2x4 | 3684 | 800 | 1761 |  |  | 429.1 | 54 | 54 | 500 | EC motor | 5060 | 1 | no | no | C | D | Aluminum | 2025-01-02 | 4 | 4 | yes | piece | 1
GCVC PD 050.2/22-46 | GCVC PD | 050.2/22-46 | 4245198 | finoox | GCVC 050.2C/2x2-2521-1-D/4/64/2.10/1800/EXS/1/015023 | 9512 | 2 | 2 | 2521 | Axial | 89435 | 89468 | 240.88 | 23892 | 1135 | VT03011U.1 | 1381 | 1965-01-01 | D | 46.38 | 78.01 | 2025-07-21 | VerticalCompact-BCD_2x2 | 1884 | 800 | 1761 |  |  | 225.4 | 35 | 35 | 500 | EC motor | 5060 | 1 | no | no | C | D | Epoxy coated aluminum | 2025-01-02 | 8 | 4 | yes | piece | 1
GCVC PD 040.2/12-41 | GCVC PD | 040.2/12-41 | 4243798 | finoox | GCVC 040.2B/1x2-2346-W-D/3/24/2.10/1440/EXS/1/015023 | 2592 | 2 | 1 | 2346 | Axial | 17627 | 17647 | 54.2 | 4808 | 895 | VT0607 | 0.176 | 0.33 | C | 41.24 | 72.52 | 2025-05-04 | VerticalCompact-BCD_1x2 | 1524 | 530 | 753 |  |  | 74 | 16 | 16 | 400 | AC motor | 50 | W | no | no | B | D | Epoxy coated aluminum | 2025-01-02 | 8 | 3 | yes | piece | 1
GCVC PD 050.2/13-37 | GCVC PD | 050.2/13-37 | 4250702 | finoox | GCVC 050.2D/1x3-2390-K-D/3/40/2.10/3600/AXS/1/015023 | 6013 | 3 | 1 | 2390 | Axial | 59.44 | 59417 | 225.82 | 14373 | 760 | VT01437 | 0.497 | 0.35 | B | 37.41 | 69.09 | 2025-06-18 | VerticalCompact-BCD_1x3 | 3684 | 596 | 1153 |  |  | 229.5 | 28 | 28 | 500 | AC motor | 60 | K | no | no | D | D | Aluminum | 2025-01-02 | 4 | 3 | yes | piece | 1
GCVC PD 045.2/23-52 | GCVC PD | 045.2/23-52 | 4244607 | finoox | GCVC 045.2C/2x3-2419-1-D/4/64/2.10/2700/AXS/1/015023 | 11823 | 3 | 2 | 2419 | Axial | 128444 | 128434 | 361.32 | 33356 | 1350 | VT03007U.1 | 2238 | 1965-01-01 | D | 52.1 | 83.85 | 32.1 | VerticalCompact-BCD_2x3 | 2784 | 800 | 1761 |  |  | 317.4 | 42 | 42 | 450 | EC motor | 5060 | 1 | no | no | C | D | Aluminum | 2025-01-02 | 6 | 4 | yes | piece | 1
GCVC PD 050.2/11-40 | GCVC PD | 050.2/11-40 | 4249309 | finoox | GCVC 050.2C/1x1-2421-1-D/3/32/2.10/900/EXS/1/015023 | 2743 | 1 | 1 | 2421 | Axial | 19758 | 19861 | 45.16 | 6482 | 1150 | VT03011U.1 | 0.353 | 1975-01-01 | D | 40.38 | 71.64 | 2025-09-03 | VerticalCompact-BCD_1x1 | 984 | 586 | 953 |  |  | 59.3 | 16 | 16 | 500 | EC motor | 5060 | 1 | no | no | C | D | Epoxy coated aluminum | 2025-01-02 | 8 | 3 | yes | piece | 1
GCVC PD 063.2/21-24 | GCVC PD | 063.2/21-24 | 4247376 | finoox | GCVC 063.2D/2x1-2504-1-D/3/80/2.10/1200/AXS/1/015023 | 7565 | 1 | 2 | 2504 | Axial | 36668 | 36709 | 150.55 | 8666 | 460 | VT03145U.1 | 0.105 | 0.3 | A+ | 23.93 | 55.58 | 2025-02-13 | VerticalCompact-BCD_2x1 | 1284 | 800 | 2161 |  |  | 162.9 | 22 | 22 | 630 | EC motor | 5060 | 1 | no | no | D | D | Aluminum | 2025-01-02 | 10 | 3 | yes | piece | 1
GCVC PD 050.2/21-45 | GCVC PD | 050.2/21-45 | 4244968 | finoox | GCVC 050.2C/2x1-2522-1-D/4/64/2.10/900/EXS/1/015023 | 5594 | 1 | 2 | 2522 | Axial | 46906 | 47.2 | 120.44 | 12636 | 1200 | VT03011U.1 | 0.807 | 2025-09-01 | D | 44.68 | 76.19 | 2025-04-11 | VerticalCompact-BCD_2x1 | 984 | 800 | 1761 |  |  | 127.6 | 28 | 28 | 500 | EC motor | 5060 | 1 | no | no | C | D | Epoxy coated aluminum | 2025-01-02 | 8 | 4 | yes | piece | 1
GCVC PD 063.2/11-12 | GCVC PD | 063.2/11-12 | 4251760 | finoox | GCVC 063.2D/1x1-2500-1-D/3/40/2.10/1200/AXS/1/015023 | 4088 | 1 | 1 | 2500 | Axial | 13212 | 13.23 | 75.27 | 2843 | 310 | VT03145U.1 | 0.023 | 0.13 | A+ | 1937-12-01 | 43.74 | 2025-03-06 | VerticalCompact-BCD_1x1 | 1284 | 615 | 1153 |  |  | 82.4 | 16 | 16 | 630 | EC motor | 5060 | 1 | no | no | D | D | Aluminum | 2025-01-02 | 10 | 3 | yes | piece | 1
GCVC PD 063.2/11-16 | GCVC PD | 063.2/11-16 | 4250914 | finoox | GCVC 063.2C/1x1-2500-1-D/4/32/2.10/900/EXS/1/015023 | 3896 | 1 | 1 | 2500 | Axial | 10535 | 10598 | 60.22 | 2149 | 310 | VT03145U.1 | 0.025 | 0.13 | A+ | 15.63 | 46.9 | 2025-01-05 | VerticalCompact-BCD_1x1 | 984 | 615 | 953 |  |  | 64.5 | 16 | 16 | 630 | EC motor | 5060 | 1 | no | no | C | D | Epoxy coated aluminum | 2025-01-02 | 8 | 4 | yes | piece | 1
GCVC PD 063.2/11-19 | GCVC PD | 063.2/11-19 | 4251782 | finoox | GCVC 063.2D/1x1-2503-1-D/4/40/2.10/1200/EXS/1/015023 | 4457 | 1 | 1 | 2503 | Axial | 18838 | 18914 | 100.37 | 3812 | 425 | VT03145U.1 | 0.044 | 0.25 | A+ | 19.31 | 50.67 | 2025-03-08 | VerticalCompact-BCD_1x1 | 1284 | 615 | 1153 |  |  | 89.7 | 16 | 16 | 630 | EC motor | 5060 | 1 | no | no | D | D | Epoxy coated aluminum | 2025-01-02 | 10 | 4 | yes | piece | 1
GCVC PD 080.3/11-43 | GCVC PD | 080.3/11-43 | 6173476 | finoox | GCVC 080.3D/1x1-3563-2-D/6/40/2.10/1200/EXS/1/015023 | 6807 | 1 | 1 | 3563 | Axial | 47303 | 47564 | 150.55 | 9929 | 670 | VT01445U.3 | 0.671 | 2015-01-01 | D | 42.68 | 74.05 | 2025-01-13 | VerticalCompact-BCD_1x1 | 1284 | 620 | 1153 |  |  | 132.4 | 28 | 28 | 800 | EC motor | 5060 | 2 | no | no | D | D | Epoxy coated aluminum | 2025-01-02 | 10 | 6 | yes | piece | 1
GCVC PD 050.2/11-24 | GCVC PD | 050.2/11-24 | 4249202 | finoox | GCVC 050.2C/1x1-2337-S-D/6/32/2.10/900/AXS/1/015023 | 2547 | 1 | 1 | 2337 | Axial | 14366 | 2025-05-14 | 90.33 | 2534 | 510 | VT01437 | 0.081 | 0.16 | B | 23.68 | 54.95 | 2025-06-07 | VerticalCompact-BCD_1x1 | 984 | 596 | 953 |  |  | 74.7 | 16 | 16 | 500 | AC motor | 50 | S | no | no | C | D | Aluminum | 2025-01-02 | 12 | 6 | yes | piece | 1
GCVC PD 080.2/23-36 | GCVC PD | 080.2/23-36 | 4248582 | finoox | GCVC 080.2D/2x3-2447-1-D/3/80/2.10/3600/AXS/1/015023 | 21853 | 3 | 2 | 2447 | Axial | 169813 | 169751 | 451.65 | 49669 | 490 | VT03062U.1 | 1304 | 2025-01-01 | B | 36.23 | 68.19 | 43.1 | VerticalCompact-BCD_2x3 | 3684 | 800 | 2161 |  |  | 469.2 | 54 | 54 | 800 | EC motor | 5060 | 1 | no | no | D | D | Aluminum | 2025-01-02 | 4 | 3 | yes | piece | 1
GCVC PD 063.2/14-40 | GCVC PD | 063.2/14-40 | 4251523 | finoox | GCVC 063.2C/1x4-2414-1-D/4/32/2.10/3600/AXS/1/015023 | 10721 | 4 | 1 | 2414 | Axial | 90405 | 90539 | 240.88 | 23236 | 770 | VT03145U.1 | 0.947 | 2015-01-01 | C | 39.87 | 71.49 | 2025-02-20 | VerticalCompact-BCD_1x4 | 3684 | 615 | 953 |  |  | 227.3 | 35 | 35 | 630 | EC motor | 5060 | 1 | no | no | C | D | Aluminum | 2025-01-02 | 4 | 4 | yes | piece | 1
GCVC PD 063.2/24-58 | GCVC PD | 063.2/24-58 | 4247053 | finoox | GCVC 063.2C/2x4-2357-S-D/3/64/2.10/3600/EXS/1/015023 | 20530 | 4 | 2 | 2357 | Axial | 187548 | 186376 | 361.32 | 81017 | 1040 | VT01441 | 12464 | 3 | E | 57.69 | 89.55 | 34.6 | VerticalCompact-BCD_2x4 | 3684 | 800 | 1761 |  |  | 582.1 | 54 | 54 | 630 | AC motor | 50 | S | no | no | C | D | Epoxy coated aluminum | 2025-01-02 | 4 | 3 | yes | piece | 1
GCVC PD 063.2/13-26 | GCVC PD | 063.2/13-26 | 4252232 | finoox | GCVC 063.2D/1x3-2401-L-D/4/40/2.10/3600/EXS/1/015023 | 8819 | 3 | 1 | 2401 | Axial | 54.59 | 54624 | 301.1 | 11082 | 340 | VT01442 | 0.259 | 0.16 | A | 25.71 | 57.38 | 2025-05-24 | VerticalCompact-BCD_1x3 | 3684 | 598 | 1153 |  |  | 256.8 | 28 | 28 | 630 | AC motor | 60 | L | no | no | D | D | Epoxy coated aluminum | 2025-01-02 | 6 | 4 | yes | piece | 1
GCVC PD 045.2/24-57 | GCVC PD | 045.2/24-57 | 4244695 | finoox | GCVC 045.2C/2x4-2409-1-D/6/64/2.10/3600/EXS/1/015023 | 18905 | 4 | 2 | 2409 | Axial | 218.76 | 219599 | 722.63 | 45158 | 1500 | VT03007U.1 | 4256 | 2025-02-02 | D | 56.59 | 88.46 | 62.7 | VerticalCompact-BCD_2x4 | 3684 | 800 | 1761 |  |  | 486.1 | 54 | 54 | 450 | EC motor | 5060 | 1 | no | no | C | D | Epoxy coated aluminum | 2025-01-02 | 4 | 6 | yes | piece | 1
GCVC PD 045.2/11-45 | GCVC PD | 045.2/11-45 | 4248839 | finoox | GCVC 045.2C/1x1-2419-1-D/6/32/2.10/900/EXS/1/015023 | 3248 | 1 | 1 | 2419 | Axial | 25511 | 25703 | 90.33 | 5227 | 1350 | VT03007U.1 | 0.38 | 1965-01-01 | D | 44.78 | 76.04 | 2025-07-07 | VerticalCompact-BCD_1x1 | 984 | 535 | 953 |  |  | 70.7 | 18 | 18 | 450 | EC motor | 5060 | 1 | no | no | C | D | Epoxy coated aluminum | 2025-01-02 | 12 | 6 | yes | piece | 1
GCVC PD 080.2/23-45 | GCVC PD | 080.2/23-45 | 4248628 | finoox | GCVC 080.2D/2x3-2487-1-D/6/80/2.10/3600/AXS/1/015023 | 29817 | 3 | 2 | 2487 | Axial | 258.66 | 260164 | 903.29 | 50984 | 600 | VT03061U.1 | 2565 | 1985-01-01 | C | 44.84 | 76.8 | 81.5 | VerticalCompact-BCD_2x3 | 3684 | 800 | 2161 |  |  | 612 | 64 | 64 | 800 | EC motor | 5060 | 1 | no | no | D | D | Aluminum | 2025-01-02 | 4 | 6 | yes | piece | 1
GCVC PD 050.2/22-38 | GCVC PD | 050.2/22-38 | 4246112 | finoox | GCVC 050.2D/2x2-2515-1-D/4/80/2.10/2400/EXS/1/015023 | 11625 | 2 | 2 | 2515 | Axial | 83402 | 83548 | 401.46 | 17445 | 755 | VT03011U.1 | 0.411 | 0.58 | A | 38.11 | 69.92 | 34.8 | VerticalCompact-BCD_2x2 | 2484 | 800 | 2161 |  |  | 319.5 | 35 | 35 | 500 | EC motor | 5060 | 1 | no | no | D | D | Epoxy coated aluminum | 2025-01-02 | 8 | 4 | yes | piece | 1
GCVC PD 050.2/22-40 | GCVC PD | 050.2/22-40 | 4246115 | finoox | GCVC 050.2D/2x2-2516-1-D/4/80/2.10/2400/AXS/1/015023 | 10910 | 2 | 2 | 2516 | Axial | 89904 | 90005 | 401.46 | 18929 | 820 | VT03011U.1 | 0.511 | 0.68 | B | 39.87 | 71.68 | 34.8 | VerticalCompact-BCD_2x2 | 2484 | 800 | 2161 |  |  | 319.5 | 35 | 35 | 500 | EC motor | 5060 | 1 | no | no | D | D | Aluminum | 2025-01-02 | 8 | 4 | yes | piece | 1
GCVC PD 050.2/21-51 | GCVC PD | 050.2/21-51 | 4244977 | finoox | GCVC 050.2C/2x1-2560-2-D/4/64/2.10/900/AXS/1/015023 | 6404 | 1 | 2 | 2560 | Axial | 54143 | 54.55 | 120.44 | 15006 | 1415 | VT03013U.1 | 1283 | 2021-01-01 | D | 51.07 | 82.58 | 2025-04-11 | VerticalCompact-BCD_2x1 | 984 | 800 | 1761 |  |  | 136.8 | 28 | 28 | 500 | EC motor | 5060 | 2 | no | no | C | D | Aluminum | 2025-01-02 | 8 | 4 | yes | piece | 1
GCVC PD 063.2/12-29 | GCVC PD | 063.2/12-29 | 4252053 | finoox | GCVC 063.2D/1x2-2507-1-D/6/40/2.10/2400/EXS/1/015023 | 8912 | 2 | 1 | 2507 | Axial | 54252 | 54528 | 301.1 | 9753 | 580 | VT03145U.1 | 0.2 | 0.55 | A+ | 29.27 | 60.8 | 2025-06-24 | VerticalCompact-BCD_1x2 | 2484 | 615 | 1153 |  |  | 197.1 | 28 | 28 | 630 | EC motor | 5060 | 1 | no | no | D | D | Epoxy coated aluminum | 2025-01-02 | 8 | 6 | yes | piece | 1
GCVC PD 050.2/11-38 | GCVC PD | 050.2/11-38 | 4244102 | finoox | GCVC 050.2B/1x1-2519-1-D/3/24/2.10/720/EXS/1/015023 | 2402 | 1 | 1 | 2519 | Axial | 12862 | 12961 | 2025-01-27 | 4586 | 1010 | VT03011U.1 | 0.262 | 2015-01-01 | D | 38.3 | 69.49 | 2025-04-02 | VerticalCompact-BCD_1x1 | 804 | 586 | 753 |  |  | 44.1 | 16 | 16 | 500 | EC motor | 5060 | 1 | no | no | B | D | Epoxy coated aluminum | 2025-01-02 | 8 | 3 | yes | piece | 1
GCVC PD 063.2/11-54 | GCVC PD | 063.2/11-54 | 4251833 | finoox | GCVC 063.2D/1x1-2547-2-D/4/40/2.10/1200/AXS/1/015023 | 5419 | 1 | 1 | 2547 | Axial | 43.35 | 43458 | 100.37 | 11827 | 1055 | VT03143U.1 | 1116 | 2025-01-02 | D | 53.74 | 85.1 | 2025-01-09 | VerticalCompact-BCD_1x1 | 1284 | 611 | 1153 |  |  | 113.4 | 28 | 28 | 630 | EC motor | 5060 | 2 | no | no | D | D | Aluminum | 2025-01-02 | 10 | 4 | yes | piece | 1
GCVC PD 080.2/11-24 | GCVC PD | 080.2/11-24 | 4252524 | finoox | GCVC 080.2D/1x1-2496-1-D/3/40/2.10/1200/AXS/1/015023 | 4228 | 1 | 1 | 2496 | Axial | 24545 | 24569 | 75.27 | 6524 | 390 | VT03062U.1 | 0.117 | 0.6 | A | 24.28 | 55.65 | 2025-04-06 | VerticalCompact-BCD_1x1 | 1284 | 608 | 1153 |  |  | 88.2 | 18 | 18 | 800 | EC motor | 5060 | 1 | no | no | D | D | Aluminum | 2025-01-02 | 10 | 3 | yes | piece | 1
GCVC PD 050.2/24-38 | GCVC PD | 050.2/24-38 | 4245625 | finoox | GCVC 050.2C/2x4-2514-1-D/4/64/2.10/3600/AXS/1/015023 | 17469 | 4 | 2 | 2514 | Axial | 130452 | 130706 | 481.75 | 28575 | 695 | VT03011U.1 | 0.701 | 0.47 | A | 38.37 | 70.23 | 41.4 | VerticalCompact-BCD_2x4 | 3684 | 800 | 1761 |  |  | 424.1 | 42 | 42 | 500 | EC motor | 5060 | 1 | no | no | C | D | Aluminum | 2025-01-02 | 4 | 4 | yes | piece | 1
GCVC PD 080.3/13-49 | GCVC PD | 080.3/13-49 | 6164591 | finoox | GCVC 080.3D/1x3-3490-K-D/3/40/2.10/3600/AXS/1/015023 | 9267 | 3 | 1 | 3490 | Axial | 114454 | 113.85 | 225.82 | 44081 | 770 | VT01371 | 3955 | 2025-04-02 | E | 48.75 | 80.43 | 2025-01-20 | VerticalCompact-BCD_1x3 | 3684 | 605 | 1153 |  |  | 309.3 | 42 | 42 | 800 | AC motor | 60 | K | no | no | D | D | Aluminum | 2025-01-02 | 4 | 3 | yes | piece | 1
GCVC PD 080.3/12-51 | GCVC PD | 080.3/12-51 | 6056243 | finoox | GCVC 080.3D/1x2-3485-I-D/4/40/2.10/2400/EXS/1/015023 | 7576 | 2 | 1 | 3485 | Axial | 100967 | 101346 | 200.73 | 31318 | 900 | VT01526 | 4586 | 2025-09-03 | E | 50.96 | 82.49 | 2025-05-17 | VerticalCompact-BCD_1x2 | 2484 | 611 | 1153 |  |  | 221.1 | 35 | 35 | 800 | AC motor | 60 | I | no | no | D | D | Epoxy coated aluminum | 2025-01-02 | 4 | 4 | yes | piece | 1
GCVC PD 080.3/13-61 | GCVC PD | 080.3/13-61 | 6184293 | finoox | GCVC 080.3D/1x3-3557-2-D/6/40/2.10/3600/AXS/1/015023 | 16499 | 3 | 1 | 3557 | Axial | 205685 | 206203 | 451.65 | 51541 | 1100 | VT01445U.3 | 1955-08-01 | 2025-02-04 | E | 61.33 | 93.01 | 39.4 | VerticalCompact-BCD_1x3 | 3684 | 620 | 1153 |  |  | 375.6 | 54 | 54 | 800 | EC motor | 5060 | 2 | no | no | D | D | Aluminum | 2025-01-02 | 4 | 6 | yes | piece | 1
GCVC PD 080.3/21-44 | GCVC PD | 080.3/21-44 | 6185964 | finoox | GCVC 080.3D/2x1-3563-2-D/4/80/2.10/1200/EXS/1/015023 | 10949 | 1 | 2 | 3563 | Axial | 81959 | 82092 | 200.73 | 22639 | 670 | VT01445U.3 | 1305 | 2015-01-01 | D | 44.45 | 76.1 | 2025-04-19 | VerticalCompact-BCD_2x1 | 1284 | 800 | 2161 |  |  | 233.5 | 35 | 35 | 800 | EC motor | 5060 | 2 | no | no | D | D | Epoxy coated aluminum | 2025-01-02 | 10 | 4 | yes | piece | 1
GCVC PD 080.3/11-52 | GCVC PD | 080.3/11-52 | 6085012 | finoox | GCVC 080.3D/1x1-3561-2-D/6/40/2.10/1200/AXS/1/015023 | 6495 | 1 | 1 | 3561 | Axial | 62.26 | 62598 | 150.55 | 14300 | 930 | VT01445U.3 | 1733 | 1975-02-01 | E | 52.19 | 83.56 | 2025-01-13 | VerticalCompact-BCD_1x1 | 1284 | 620 | 1153 |  |  | 132.4 | 28 | 28 | 800 | EC motor | 5060 | 2 | no | no | D | D | Aluminum | 2025-01-02 | 10 | 6 | yes | piece | 1
GCVC PD 045.2/14-54 | GCVC PD | 045.2/14-54 | 4249103 | finoox | GCVC 045.2C/1x4-2409-1-D/6/32/2.10/3600/EXS/1/015023 | 10077 | 4 | 1 | 2409 | Axial | 109.38 | 109799 | 361.32 | 22579 | 1500 | VT03007U.1 | 2128 | 2025-02-02 | D | 53.83 | 85.45 | 31.4 | VerticalCompact-BCD_1x4 | 3684 | 535 | 953 |  |  | 255.1 | 42 | 42 | 450 | EC motor | 5060 | 1 | no | no | C | D | Epoxy coated aluminum | 2025-01-02 | 4 | 6 | yes | piece | 1
GCVC PD 045.2/13-44 | GCVC PD | 045.2/13-44 | 4243974 | finoox | GCVC 045.2B/1x3-2527-1-D/3/24/2.10/2160/EXS/1/015023 | 5453 | 3 | 1 | 2527 | Axial | 32532 | 32591 | 81.3 | 10178 | 975 | VT03007U.1 | 0.466 | 0.68 | D | 43.86 | 75.23 | 2025-08-06 | VerticalCompact-BCD_1x3a | 2244 | 535 | 753 |  |  | 108.7 | 22 | 22 | 450 | EC motor | 5060 | 1 | no | no | B | D | Epoxy coated aluminum | 2025-01-02 | 6 | 3 | yes | piece | 1
GCVC PD 063.2/13-30 | GCVC PD | 063.2/13-30 | 4251358 | finoox | GCVC 063.2C/1x3-2506-1-D/3/32/2.10/2700/AXS/1/015023 | 7937 | 3 | 1 | 2506 | Axial | 45275 | 45313 | 135.49 | 12697 | 540 | VT03145U.1 | 0.26 | 0.45 | A | 30.39 | 61.9 | 2025-05-11 | VerticalCompact-BCD_1x3 | 2784 | 615 | 953 |  |  | 160.7 | 28 | 28 | 630 | EC motor | 5060 | 1 | no | no | C | D | Aluminum | 2025-01-02 | 6 | 3 | yes | piece | 1
GCVC PD 063.2/22-38 | GCVC PD | 063.2/22-38 | 4246807 | finoox | GCVC 063.2C/2x2-2553-2-D/3/64/2.10/1800/EXS/1/015023 | 12792 | 2 | 2 | 2553 | Axial | 75914 | 75741 | 180.66 | 25685 | 700 | VT03144U.1 | 0.943 | 0.52 | C | 38.39 | 70.02 | 2025-09-16 | VerticalCompact-BCD_2x2 | 1884 | 800 | 1761 |  |  | 228 | 35 | 35 | 630 | EC motor | 5060 | 2 | no | no | C | D | Epoxy coated aluminum | 2025-01-02 | 8 | 3 | yes | piece | 1
GCVC PD 063.2/13-45 | GCVC PD | 063.2/13-45 | 4252387 | finoox | GCVC 063.2D/1x3-2557-2-D/3/40/2.10/3600/EXS/1/015023 | 10575 | 3 | 1 | 2557 | Axial | 90059 | 89969 | 225.82 | 28946 | 900 | VT03144U.1 | 1287 | 0.85 | C | 44.69 | 76.37 | 2025-03-19 | VerticalCompact-BCD_1x3 | 3684 | 623 | 1153 |  |  | 238.2 | 35 | 35 | 630 | EC motor | 5060 | 2 | no | no | D | D | Epoxy coated aluminum | 2025-01-02 | 4 | 3 | yes | piece | 1
GCVC PD 063.2/11-23 | GCVC PD | 063.2/11-23 | 4250937 | finoox | GCVC 063.2C/1x1-2504-1-D/3/32/2.10/900/EXS/1/015023 | 3774 | 1 | 1 | 2504 | Axial | 13463 | 13484 | 45.16 | 3587 | 460 | VT03145U.1 | 0.059 | 0.3 | A | 22.68 | 53.95 | 2025-09-03 | VerticalCompact-BCD_1x1 | 984 | 615 | 953 |  |  | 60.1 | 16 | 16 | 630 | EC motor | 5060 | 1 | no | no | C | D | Epoxy coated aluminum | 2025-01-02 | 12 | 3 | yes | piece | 1
GCVC PD 063.2/13-42 | GCVC PD | 063.2/13-42 | 4252375 | finoox | GCVC 063.2D/1x3-2555-2-D/3/40/2.10/3600/EXS/1/015023 | 10575 | 3 | 1 | 2555 | Axial | 84306 | 84226 | 225.82 | 25645 | 800 | VT03144U.1 | 0.916 | 0.69 | C | 42.05 | 73.74 | 2025-03-19 | VerticalCompact-BCD_1x3 | 3684 | 623 | 1153 |  |  | 238.2 | 35 | 35 | 630 | EC motor | 5060 | 2 | no | no | D | D | Epoxy coated aluminum | 2025-01-02 | 4 | 3 | yes | piece | 1
GCVC PD 063.2/21-35 | GCVC PD | 063.2/21-35 | 4246555 | finoox | GCVC 063.2C/2x1-2508-1-D/6/64/2.10/900/EXS/1/015023 | 8113 | 1 | 2 | 2508 | Axial | 41.25 | 41646 | 180.66 | 7961 | 615 | VT03145U.1 | 0.266 | 0.65 | B | 34.88 | 66.39 | 2025-06-15 | VerticalCompact-BCD_2x1 | 984 | 800 | 1761 |  |  | 146 | 22 | 22 | 630 | EC motor | 5060 | 1 | no | no | C | D | Epoxy coated aluminum | 2025-01-02 | 12 | 6 | yes | piece | 1
GCVC PD 050.2/14-41 | GCVC PD | 050.2/14-41 | 4250050 | finoox | GCVC 050.2C/1x4-2517-1-D/3/32/2.10/3600/AXS/1/015023 | 8255 | 4 | 1 | 2517 | Axial | 66249 | 66223 | 180.66 | 19042 | 880 | VT03011U.1 | 0.661 | 0.84 | C | 41.08 | 72.7 | 2025-05-15 | VerticalCompact-BCD_1x4 | 3684 | 586 | 953 |  |  | 205.4 | 35 | 35 | 500 | EC motor | 5060 | 1 | no | no | C | D | Aluminum | 2025-01-02 | 4 | 3 | yes | piece | 1
GCVC PD 063.2/14-65 | GCVC PD | 063.2/14-65 | 4251612 | finoox | GCVC 063.2C/1x4-2550-2-D/3/32/2.10/3600/AXS/1/015023 | 14567 | 4 | 1 | 2550 | Axial | 124681 | 122774 | 180.66 | 50472 | 1285 | VT03143U.1 | 8364 | 2026-03-01 | E | 64.99 | 96.62 | 2025-04-17 | VerticalCompact-BCD_1x4 | 3684 | 611 | 953 |  |  | 302.3 | 42 | 42 | 630 | EC motor | 5060 | 2 | no | no | C | D | Aluminum | 2025-01-02 | 2 | 3 | yes | piece | 1
GCVC PD 063.2/13-23 | GCVC PD | 063.2/13-23 | 4251337 | finoox | GCVC 063.2C/1x3-2502-1-D/3/32/2.10/2700/EXS/1/015023 | 8237 | 3 | 1 | 2502 | Axial | 35356 | 35305 | 135.49 | 8843 | 385 | VT03145U.1 | 0.116 | 0.2 | A+ | 23.45 | 54.97 | 2025-01-11 | VerticalCompact-BCD_1x3 | 2784 | 615 | 953 |  |  | 160.1 | 22 | 22 | 630 | EC motor | 5060 | 1 | no | no | C | D | Epoxy coated aluminum | 2025-01-02 | 6 | 3 | yes | piece | 1
GCVC PD 063.2/21-27 | GCVC PD | 063.2/21-27 | 4246525 | finoox | GCVC 063.2C/2x1-2503-1-D/6/64/2.10/900/EXS/1/015023 | 8113 | 1 | 2 | 2503 | Axial | 29421 | 29683 | 180.66 | 5270 | 425 | VT03145U.1 | 0.101 | 0.25 | A+ | 27.46 | 58.97 | 2025-06-15 | VerticalCompact-BCD_2x1 | 984 | 800 | 1761 |  |  | 146 | 22 | 22 | 630 | EC motor | 5060 | 1 | no | no | C | D | Epoxy coated aluminum | 2025-01-02 | 12 | 6 | yes | piece | 1
GCVC PD 050.2/23-36 | GCVC PD | 050.2/23-36 | 4246337 | finoox | GCVC 050.2D/2x3-2513-1-D/4/80/2.10/3600/AXS/1/015023 | 16469 | 3 | 2 | 2513 | Axial | 109166 | 109302 | 602.19 | 21720 | 630 | VT03011U.1 | 0.384 | 0.37 | A+ | 35.72 | 67.69 | 51.6 | VerticalCompact-BCD_2x3 | 3684 | 800 | 2161 |  |  | 467.7 | 42 | 42 | 500 | EC motor | 5060 | 1 | no | no | D | D | Aluminum | 2025-01-02 | 6 | 4 | yes | piece | 1
GCVC PD 050.2/22-43 | GCVC PD | 050.2/22-43 | 4246129 | finoox | GCVC 050.2D/2x2-2518-1-D/3/80/2.10/2400/EXS/1/015023 | 10614 | 2 | 2 | 2518 | Axial | 86117 | 86219 | 301.1 | 22259 | 945 | VT03011U.1 | 0.75 | 1 | B | 43.17 | 74.98 | 2025-09-26 | VerticalCompact-BCD_2x2 | 2484 | 800 | 2161 |  |  | 290.4 | 35 | 35 | 500 | EC motor | 5060 | 1 | no | no | D | D | Epoxy coated aluminum | 2025-01-02 | 6 | 3 | yes | piece | 1
GCVC PD 045.2/23-53 | GCVC PD | 045.2/23-53 | 4244666 | finoox | GCVC 045.2C/2x3-2532-1-D/3/64/2.10/2700/AXS/1/015023 | 11056 | 3 | 2 | 2532 | Axial | 112013 | 112.16 | 270.99 | 33118 | 1350 | VT03007U.1 | 2296 | 1965-01-01 | D | 53 | 84.74 | 2025-01-25 | VerticalCompact-BCD_2x3 | 2784 | 800 | 1761 |  |  | 291.4 | 42 | 42 | 450 | EC motor | 5060 | 1 | no | no | C | D | Aluminum | 2025-01-02 | 4 | 3 | yes | piece | 1
GCVC PD 080.3/11-30 | GCVC PD | 080.3/11-30 | 6058748 | finoox | GCVC 080.3D/1x1-3564-2-D/4/40/2.10/1200/EXS/1/015023 | 5995 | 1 | 1 | 3564 | Axial | 30523 | 30598 | 100.37 | 7215 | 440 | VT01445U.3 | 0.216 | 0.6 | B | 30.43 | 61.79 | 2025-06-08 | VerticalCompact-BCD_1x1 | 1284 | 620 | 1153 |  |  | 117.2 | 22 | 22 | 800 | EC motor | 5060 | 2 | no | no | D | D | Epoxy coated aluminum | 2025-01-02 | 10 | 4 | yes | piece | 1
GCVC PD 045.2/23-52 | GCVC PD | 045.2/23-52 | 4244598 | finoox | GCVC 045.2C/2x3-0426-W-D/4/64/2.10/2700/EXS/1/015023 | 8824 | 3 | 2 | 426 | Axial | 123231 | 123173 | 361.32 | 32299 | 1360 | VT0326U | 2497 | 2025-02-02 | D | 51.99 | 83.74 | 32.1 | VerticalCompact-BCD_2x3 | 2784 | 800 | 1761 |  |  | 339.6 | 42 | 42 | 450 | AC motor | 50 | W | no | no | C | D | Epoxy coated aluminum | 2025-01-02 | 6 | 4 | yes | piece | 1
GCVC PD 080.2/22-35 | GCVC PD | 080.2/22-35 | 4248311 | finoox | GCVC 080.2D/2x2-2447-1-D/4/80/2.10/2400/EXS/1/015023 | 17512 | 2 | 2 | 2447 | Axial | 127827 | 127.93 | 401.46 | 31078 | 490 | VT03062U.1 | 0.899 | 2025-01-01 | B | 35.11 | 66.92 | 36.3 | VerticalCompact-BCD_2x2 | 2484 | 800 | 2161 |  |  | 348.5 | 42 | 42 | 800 | EC motor | 5060 | 1 | no | no | D | D | Epoxy coated aluminum | 2025-01-02 | 6 | 4 | yes | piece | 1
GCVC PD 050.2/23-48 | GCVC PD | 050.2/23-48 | 4245280 | finoox | GCVC 050.2C/2x3-2348-S-D/4/64/2.10/2700/EXS/1/015023 | 10916 | 3 | 2 | 2348 | Axial | 145735 | 146076 | 361.32 | 39092 | 1180 | VT03150U | 3207 | 0.9 | D | 48.14 | 79.89 | 32.2 | VerticalCompact-BCD_2x3 | 2784 | 800 | 1761 |  |  | 355.1 | 42 | 42 | 500 | AC motor | 50 | S | no | no | C | D | Epoxy coated aluminum | 2025-01-02 | 4 | 4 | yes | piece | 1
GCVC PD 050.2/23-48 | GCVC PD | 050.2/23-48 | 4246325 | finoox | GCVC 050.2D/2x3-2421-1-D/4/80/2.10/3600/AXS/1/015023 | 16735 | 3 | 2 | 2421 | Axial | 181868 | 182062 | 602.19 | 41567 | 1150 | VT03011U.1 | 2025-02-02 | 1975-01-01 | C | 48.07 | 80.03 | 54.8 | VerticalCompact-BCD_2x3 | 3684 | 800 | 2161 |  |  | 473.9 | 54 | 54 | 500 | EC motor | 5060 | 1 | no | no | D | D | Aluminum | 2025-01-02 | 4 | 4 | yes | piece | 1
GCVC PD 063.2/12-30 | GCVC PD | 063.2/12-30 | 4251978 | finoox | GCVC 063.2D/1x2-2400-K-D/6/40/2.10/2400/AXS/1/015023 | 7189 | 2 | 1 | 2400 | Axial | 52717 | 53023 | 301.1 | 9300 | 490 | VT01442 | 0.316 | 0.34 | B | 30.46 | 61.99 | 2025-06-24 | VerticalCompact-BCD_1x2 | 2484 | 598 | 1153 |  |  | 203.9 | 28 | 28 | 630 | AC motor | 60 | K | no | no | D | D | Aluminum | 2025-01-02 | 8 | 6 | yes | piece | 1
GCVC PD 035.2/11-29 | GCVC PD | 035.2/11-29 | 4243647 | finoox | GCVC 035.2A/1x1-2345-X-D/3/20/2.10/600/EXS/2/015023 | 1190 | 1 | 1 | 2345 | Axial | 6356 | 2025-04-06 | 18.82 | 1864 | 1020 | VT03149U | 0.092 | 0.42 | D | 28.53 | 59.6 | 2025-07-01 | VerticalCompact-A_1x1 | 660 | 326 | 507 |  |  | 2025-07-16 | 16 | 16 | 350 | AC motor | 60 | X | no | no | A | D | Epoxy coated aluminum | 2025-01-02 | 10 | 3 | yes | piece | 1
GCVC PD 050.2/13-51 | GCVC PD | 050.2/13-51 | 4249852 | finoox | GCVC 050.2C/1x3-2559-2-D/6/32/2.10/2700/AXS/1/015023 | 9468 | 3 | 1 | 2559 | Axial | 91049 | 91483 | 270.99 | 19557 | 1330 | VT03013U.1 | 1645 | 2025-08-01 | D | 51.38 | 82.89 | 2025-06-22 | VerticalCompact-BCD_1x3 | 2784 | 607 | 953 |  |  | 211.3 | 35 | 35 | 500 | EC motor | 5060 | 2 | no | no | C | D | Aluminum | 2025-01-02 | 6 | 6 | yes | piece | 1
GCVC PD 063.2/22-36 | GCVC PD | 063.2/22-36 | 4247661 | finoox | GCVC 063.2D/2x2-2510-1-D/3/80/2.10/2400/EXS/1/015023 | 13653 | 2 | 2 | 2510 | Axial | 96.29 | 96126 | 301.1 | 26383 | 695 | VT03145U.1 | 0.602 | 0.9 | B | 35.65 | 67.46 | 2025-09-26 | VerticalCompact-BCD_2x2 | 2484 | 800 | 2161 |  |  | 294.2 | 35 | 35 | 630 | EC motor | 5060 | 1 | no | no | D | D | Epoxy coated aluminum | 2025-01-02 | 6 | 3 | yes | piece | 1
GCVC PD 080.2/11-48 | GCVC PD | 080.2/11-48 | 4252576 | finoox | GCVC 080.2D/1x1-2540-2-D/3/40/2.10/1200/AXS/1/015023 | 5284 | 1 | 1 | 2540 | Axial | 43001 | 43139 | 75.27 | 16117 | 900 | VT03059U.2 | 1396 | 1952-02-01 | E | 47.87 | 79.25 | 2025-01-07 | VerticalCompact-BCD_1x1 | 1284 | 650 | 1153 |  |  | 101.3 | 28 | 28 | 800 | EC motor | 5060 | 2 | no | no | D | D | Aluminum | 2025-01-02 | 8 | 3 | yes | piece | 1
GCVC PD 045.2/12-50 | GCVC PD | 045.2/12-50 | 4248990 | finoox | GCVC 045.2C/1x2-2533-1-D/3/32/2.10/1800/AXS/1/015023 | 4392 | 2 | 1 | 2533 | Axial | 37124 | 37.07 | 90.33 | 11668 | 1425 | VT03007U.1 | 0.896 | 2025-09-01 | D | 49.77 | 81.15 | 2025-06-07 | VerticalCompact-BCD_1x2 | 1884 | 535 | 953 |  |  | 104.4 | 22 | 22 | 450 | EC motor | 5060 | 1 | no | no | C | D | Aluminum | 2025-01-02 | 8 | 3 | yes | piece | 1
GCVC PD 080.2/12-14 | GCVC PD | 080.2/12-14 | 4252767 | finoox | GCVC 080.2D/1x2-2488-1-D/4/40/2.10/2400/AXS/1/015023 | 7385 | 2 | 1 | 2488 | Axial | 30848 | 30529 | 200.73 | 5746 | 195 | VT03062U.1 | 0.049 | 0.12 | A+ | 13.51 | 45.04 | 2025-03-16 | VerticalCompact-BCD_1x2 | 2484 | 608 | 1153 |  |  | 178.6 | 22 | 22 | 800 | EC motor | 5060 | 1 | no | no | D | D | Aluminum | 2025-01-02 | 8 | 4 | yes | piece | 1
GCVC PD 080.2/13-56 | GCVC PD | 080.2/13-56 | 4253132 | finoox | GCVC 080.2D/1x3-2541-2-D/6/40/2.10/3600/AXS/1/015023 | 15596 | 3 | 1 | 2541 | Axial | 182.02 | 182047 | 451.65 | 41808 | 950 | VT03059U.2 | 5114 | 1982-02-01 | E | 55.94 | 87.62 | 39.4 | VerticalCompact-BCD_1x3 | 3684 | 650 | 1153 |  |  | 347.4 | 54 | 54 | 800 | EC motor | 5060 | 2 | no | no | D | D | Aluminum | 2025-01-02 | 4 | 6 | yes | piece | 1
GCVC PD 050.2/23-59 | GCVC PD | 050.2/23-59 | 4245471 | finoox | GCVC 050.2C/2x3-2563-2-D/6/64/2.10/2700/EXS/1/015023 | 19981 | 3 | 2 | 2563 | Axial | 208005 | 208141 | 541.97 | 50208 | 1680 | VT03013U.1 | 1959-06-01 | 1975-01-01 | E | 59.26 | 91 | 48.8 | VerticalCompact-BCD_2x3 | 2784 | 800 | 1761 |  |  | 413.3 | 54 | 54 | 500 | EC motor | 5060 | 2 | no | no | C | D | Epoxy coated aluminum | 2025-01-02 | 6 | 6 | yes | piece | 1
GCVC PD 063.2/12-34 | GCVC PD | 063.2/12-34 | 4251160 | finoox | GCVC 063.2C/1x2-2507-1-D/6/32/2.10/1800/AXS/1/015023 | 6817 | 2 | 1 | 2507 | Axial | 40045 | 40383 | 180.66 | 7415 | 580 | VT03145U.1 | 0.223 | 0.55 | B | 33.71 | 65.11 | 2025-08-14 | VerticalCompact-BCD_1x2 | 1884 | 615 | 953 |  |  | 135.7 | 22 | 22 | 630 | EC motor | 5060 | 1 | no | no | C | D | Aluminum | 2025-01-02 | 8 | 6 | yes | piece | 1
GCVC PD 050.2/13-31 | GCVC PD | 050.2/13-31 | 4244346 | finoox | GCVC 050.2B/1x3-2512-1-D/3/24/2.10/2160/EXS/1/015023 | 5840 | 3 | 1 | 2512 | Axial | 26852 | 26838 | 81.3 | 7407 | 565 | VT03011U.1 | 0.167 | 0.28 | B | 30.73 | 62.12 | 2025-08-06 | VerticalCompact-BCD_1x3a | 2244 | 586 | 753 |  |  | 113.8 | 22 | 22 | 500 | EC motor | 5060 | 1 | no | no | B | D | Epoxy coated aluminum | 2025-01-02 | 6 | 3 | yes | piece | 1
GCVC PD 045.2/12-45 | GCVC PD | 045.2/12-45 | 4248971 | finoox | GCVC 045.2C/1x2-2529-1-D/6/32/2.10/1800/EXS/1/015023 | 5628 | 2 | 1 | 2529 | Axial | 43626 | 43875 | 180.66 | 8377 | 1125 | VT03007U.1 | 0.465 | 1 | C | 44.72 | 76.1 | 2025-01-15 | VerticalCompact-BCD_1x2 | 1884 | 535 | 953 |  |  | 131.1 | 28 | 28 | 450 | EC motor | 5060 | 1 | no | no | C | D | Epoxy coated aluminum | 2025-01-02 | 8 | 6 | yes | piece | 1
GCVC PD 040.2/12-45 | GCVC PD | 040.2/12-45 | 4243788 | finoox | GCVC 040.2B/1x2-1734-W-D/3/24/2.10/1440/AXS/1/015023 | 2433 | 2 | 1 | 1734 | Axial | 22656 | 22676 | 54.2 | 6826 | 1310 | VT0605 | 0.392 | 0.85 | D | 44.78 | 76.05 | 2025-06-04 | VerticalCompact-BCD_1x2 | 1524 | 476 | 753 |  |  | 74 | 18 | 18 | 400 | AC motor | 50 | W | no | no | B | D | Aluminum | 2025-01-02 | 8 | 3 | yes | piece | 1
GCVC PD 050.2/24-35 | GCVC PD | 050.2/24-35 | 4245489 | finoox | GCVC 050.2C/2x4-2333-S-D/4/64/2.10/3600/AXS/1/015023 | 12791 | 4 | 2 | 2333 | Axial | 121537 | 121919 | 481.75 | 25999 | 530 | VT01435 | 1194 | 0.35 | C | 35.32 | 67.18 | 41.4 | VerticalCompact-BCD_2x4 | 3684 | 800 | 1761 |  |  | 463.9 | 42 | 42 | 500 | AC motor | 50 | S | no | no | C | D | Aluminum | 2025-01-02 | 4 | 4 | yes | piece | 1
GCVC PD 063.2/11-26 | GCVC PD | 063.2/11-26 | 4250845 | finoox | GCVC 063.2C/1x1-2358-D-D/4/32/2.10/900/AXS/1/015023 | 3175 | 1 | 1 | 2358 | Axial | 15559 | 15653 | 60.22 | 3455 | 430 | VT01442 | 0.121 | 0.32 | B | 2025-11-26 | 57.38 | 2025-01-05 | VerticalCompact-BCD_1x1 | 984 | 598 | 953 |  |  | 67.9 | 16 | 16 | 630 | AC motor | 50 | D | no | no | C | D | Aluminum | 2025-01-02 | 8 | 4 | yes | piece | 1
GCVC PD 050.2/12-42 | GCVC PD | 050.2/12-42 | 4250428 | finoox | GCVC 050.2D/1x2-2384-I-D/6/40/2.10/2400/AXS/1/015023 | 5446 | 2 | 1 | 2384 | Axial | 59813 | 60138 | 301.1 | 10853 | 790 | VT01435 | 0.721 | 0.88 | C | 41.51 | 73.04 | 2025-06-24 | VerticalCompact-BCD_1x2 | 2484 | 596 | 1153 |  |  | 205.3 | 28 | 28 | 500 | AC motor | 60 | I | no | no | D | D | Aluminum | 2025-01-02 | 8 | 6 | yes | piece | 1
GCVC PD 063.2/23-56 | GCVC PD | 063.2/23-56 | 4247756 | finoox | GCVC 063.2D/2x3-2357-S-D/6/80/2.10/3600/AXS/1/015023 | 23730 | 3 | 2 | 2357 | Axial | 313275 | 314661 | 903.29 | 66623 | 1040 | VT01441 | 9249 | 3 | E | 56.21 | 88.17 | 81.5 | VerticalCompact-BCD_2x3 | 3684 | 800 | 2161 |  |  | 710.3 | 64 | 64 | 630 | AC motor | 50 | S | no | no | D | D | Aluminum | 2025-01-02 | 4 | 6 | yes | piece | 1
GCVC PD 050.2/13-33 | GCVC PD | 050.2/13-33 | 4244317 | finoox | GCVC 050.2B/1x3-2387-L-D/3/24/2.10/2160/EXS/1/015023 | 4155 | 3 | 1 | 2387 | Axial | 27.22 | 27208 | 81.3 | 7567 | 500 | VT01435 | 0.535 | 0.37 | D | 33.22 | 64.61 | 2025-08-06 | VerticalCompact-BCD_1x3a | 2244 | 596 | 753 |  |  | 128.7 | 22 | 22 | 500 | AC motor | 60 | L | no | no | B | D | Epoxy coated aluminum | 2025-01-02 | 6 | 3 | yes | piece | 1
GCVC PD 045.2/12-51 | GCVC PD | 045.2/12-51 | 4248921 | finoox | GCVC 045.2C/1x2-2409-1-D/3/32/2.10/1800/EXS/1/015023 | 4612 | 2 | 1 | 2409 | Axial | 37053 | 36978 | 90.33 | 12253 | 1500 | VT03007U.1 | 1033 | 2025-02-02 | E | 51.07 | 82.46 | 2025-06-07 | VerticalCompact-BCD_1x2 | 1884 | 535 | 953 |  |  | 104.4 | 22 | 22 | 450 | EC motor | 5060 | 1 | no | no | C | D | Epoxy coated aluminum | 2025-01-02 | 8 | 3 | yes | piece | 1
GCVC PD 050.2/22-36 | GCVC PD | 050.2/22-36 | 4245109 | finoox | GCVC 050.2C/2x2-2390-K-D/6/64/2.10/1800/EXS/1/015023 | 8661 | 2 | 2 | 2390 | Axial | 81048 | 81563 | 361.32 | 15284 | 760 | VT01437 | 0.727 | 0.35 | C | 36.31 | 67.94 | 31.2 | VerticalCompact-BCD_2x2 | 1884 | 800 | 1761 |  |  | 270.4 | 35 | 35 | 500 | AC motor | 60 | K | no | no | C | D | Epoxy coated aluminum | 2025-01-02 | 8 | 6 | yes | piece | 1
GCVC PD 063.2/22-34 | GCVC PD | 063.2/22-34 | 4247568 | finoox | GCVC 063.2D/2x2-2400-K-D/3/80/2.10/2400/AXS/1/015023 | 10534 | 2 | 2 | 2400 | Axial | 84197 | 84149 | 301.1 | 20904 | 490 | VT01442 | 0.601 | 0.34 | B | 34.29 | 66.09 | 2025-09-26 | VerticalCompact-BCD_2x2 | 2484 | 800 | 2161 |  |  | 307.8 | 35 | 35 | 630 | AC motor | 60 | K | no | no | D | D | Aluminum | 2025-01-02 | 6 | 3 | yes | piece | 1
GCVC PD 050.2/14-59 | GCVC PD | 050.2/14-59 | 4249996 | finoox | GCVC 050.2C/1x4-2410-2-D/3/32/2.10/3600/AXS/1/015023 | 10353 | 4 | 1 | 2410 | Axial | 95664 | 95148 | 180.66 | 38991 | 1770 | VT03013U.1 | 4857 | 2025-01-02 | E | 59.07 | 90.7 | 2025-05-15 | VerticalCompact-BCD_1x4 | 3684 | 607 | 953 |  |  | 223.8 | 35 | 35 | 500 | EC motor | 5060 | 2 | no | no | C | D | Aluminum | 2025-01-02 | 4 | 3 | yes | piece | 1
GCVC PD 063.2/23-69 | GCVC PD | 063.2/23-69 | 4247830 | finoox | GCVC 063.2D/2x3-2412-2-D/4/80/2.10/3600/EXS/1/015023 | 28968 | 3 | 2 | 2412 | Axial | 298105 | 296457 | 602.19 | 102915 | 1510 | VT03143U.1 | 19238 | 5 | E | 68.54 | 100.5 | 58.2 | VerticalCompact-BCD_2x3 | 3684 | 800 | 2161 |  |  | 618.2 | 64 | 64 | 630 | EC motor | 5060 | 2 | no | no | D | D | Epoxy coated aluminum | 2025-01-02 | 4 | 4 | yes | piece | 1
GCVC PD 045.2/21-41 | GCVC PD | 045.2/21-41 | 4244459 | finoox | GCVC 045.2C/2x1-2527-1-D/3/64/2.10/900/EXS/1/015023 | 4913 | 1 | 2 | 2527 | Axial | 28723 | 28803 | 90.33 | 7905 | 975 | VT03007U.1 | 0.303 | 0.68 | C | 41.36 | 72.87 | 2025-03-08 | VerticalCompact-BCD_2x1 | 984 | 800 | 1761 |  |  | 114.2 | 22 | 22 | 450 | EC motor | 5060 | 1 | no | no | C | D | Epoxy coated aluminum | 2025-01-02 | 12 | 3 | yes | piece | 1
GCVC PD 063.2/13-36 | GCVC PD | 063.2/13-36 | 4251385 | finoox | GCVC 063.2C/1x3-2510-1-D/3/32/2.10/2700/EXS/1/015023 | 8244 | 3 | 1 | 2510 | Axial | 51319 | 51188 | 135.49 | 16622 | 695 | VT03145U.1 | 0.512 | 0.9 | C | 35.61 | 67.12 | 2025-05-11 | VerticalCompact-BCD_1x3 | 2784 | 615 | 953 |  |  | 160.7 | 28 | 28 | 630 | EC motor | 5060 | 1 | no | no | C | D | Epoxy coated aluminum | 2025-01-02 | 6 | 3 | yes | piece | 1
GCVC PD 045.2/12-35 | GCVC PD | 045.2/12-35 | 4243899 | finoox | GCVC 045.2B/1x2-2523-1-D/4/24/2.10/1440/EXS/1/015023 | 4134 | 2 | 1 | 2523 | Axial | 19202 | 19248 | 72.26 | 4284 | 675 | VT03007U.1 | 0.117 | 0.3 | B | 35.08 | 66.36 | 2025-09-05 | VerticalCompact-BCD_1x2 | 1524 | 535 | 753 |  |  | 81.1 | 16 | 16 | 450 | EC motor | 5060 | 1 | no | no | B | D | Epoxy coated aluminum | 2025-01-02 | 8 | 4 | yes | piece | 1
GCVC PD 050.2/13-37 | GCVC PD | 050.2/13-37 | 4250756 | finoox | GCVC 050.2D/1x3-2515-1-D/3/40/2.10/3600/AXS/1/015023 | 7711 | 3 | 1 | 2515 | Axial | 56218 | 56201 | 225.82 | 13306 | 755 | VT03011U.1 | 0.304 | 0.58 | A | 37.17 | 68.85 | 2025-06-18 | VerticalCompact-BCD_1x3 | 3684 | 586 | 1153 |  |  | 222.3 | 28 | 28 | 500 | EC motor | 5060 | 1 | no | no | D | D | Aluminum | 2025-01-02 | 4 | 3 | yes | piece | 1
GCVC PD 050.2/11-32 | GCVC PD | 050.2/11-32 | 4244086 | finoox | GCVC 050.2B/1x1-2515-1-D/3/24/2.10/720/EXS/1/015023 | 2402 | 1 | 1 | 2515 | Axial | 10656 | 10728 | 2025-01-27 | 3367 | 755 | VT03011U.1 | 0.117 | 0.58 | C | 32.2 | 63.39 | 2025-04-02 | VerticalCompact-BCD_1x1 | 804 | 586 | 753 |  |  | 44.1 | 16 | 16 | 500 | EC motor | 5060 | 1 | no | no | B | D | Epoxy coated aluminum | 2025-01-02 | 8 | 3 | yes | piece | 1
GCVC PD 063.2/23-39 | GCVC PD | 063.2/23-39 | 4247912 | finoox | GCVC 063.2D/2x3-2511-1-D/6/80/2.10/3600/AXS/1/015023 | 23855 | 3 | 2 | 2511 | Axial | 198731 | 199299 | 903.29 | 37580 | 730 | VT03145U.1 | 1146 | 1 | B | 38.62 | 70.59 | 78.2 | VerticalCompact-BCD_2x3 | 3684 | 800 | 2161 |  |  | 569.1 | 54 | 54 | 630 | EC motor | 5060 | 1 | no | no | D | D | Aluminum | 2025-01-02 | 6 | 6 | yes | piece | 1
GCVC PD 063.2/23-38 | GCVC PD | 063.2/23-38 | 4246958 | finoox | GCVC 063.2C/2x3-2507-1-D/6/64/2.10/2700/AXS/1/015023 | 18915 | 3 | 2 | 2507 | Axial | 117973 | 118246 | 541.97 | 22246 | 580 | VT03145U.1 | 0.668 | 0.55 | B | 38.13 | 69.88 | 46.2 | VerticalCompact-BCD_2x3 | 2784 | 800 | 1761 |  |  | 385.9 | 42 | 42 | 630 | EC motor | 5060 | 1 | no | no | C | D | Aluminum | 2025-01-02 | 8 | 6 | yes | piece | 1
GCVC PD 080.2/21-25 | GCVC PD | 080.2/21-25 | 4248109 | finoox | GCVC 080.2D/2x1-2494-1-D/4/80/2.10/1200/AXS/1/015023 | 7771 | 1 | 2 | 2494 | Axial | 49486 | 49652 | 200.73 | 10567 | 340 | VT03062U.1 | 0.17 | 0.45 | A+ | 24.84 | 56.49 | 2025-01-18 | VerticalCompact-BCD_2x1 | 1284 | 800 | 2161 |  |  | 190.1 | 28 | 28 | 800 | EC motor | 5060 | 1 | no | no | D | D | Aluminum | 2025-01-02 | 10 | 4 | yes | piece | 1
GCVC PD 080.2/23-29 | GCVC PD | 080.2/23-29 | 4248659 | finoox | GCVC 080.2D/2x3-2494-1-D/4/80/2.10/3600/EXS/1/015023 | 25022 | 3 | 2 | 2494 | Axial | 146813 | 147094 | 602.19 | 31701 | 340 | VT03062U.1 | 0.51 | 0.45 | A+ | 2025-03-29 | 61.26 | 51.7 | VerticalCompact-BCD_2x3 | 3684 | 800 | 2161 |  |  | 506.9 | 42 | 42 | 800 | EC motor | 5060 | 1 | no | no | D | D | Epoxy coated aluminum | 2025-01-02 | 4 | 4 | yes | piece | 1
GCVC PD 050.2/24-47 | GCVC PD | 050.2/24-47 | 4245541 | finoox | GCVC 050.2C/2x4-2384-I-D/4/64/2.10/3600/AXS/1/015023 | 12942 | 4 | 2 | 2384 | Axial | 164093 | 164354 | 481.75 | 39821 | 790 | VT01435 | 2954 | 0.88 | D | 46.82 | 78.69 | 44 | VerticalCompact-BCD_2x4 | 3684 | 800 | 1761 |  |  | 468.9 | 54 | 54 | 500 | AC motor | 60 | I | no | no | C | D | Aluminum | 2025-01-02 | 4 | 4 | yes | piece | 1
GCVC PD 050.2/11-38 | GCVC PD | 050.2/11-38 | 4250180 | finoox | GCVC 050.2D/1x1-2355-X-D/3/40/2.10/1200/AXS/1/015023 | 2504 | 1 | 1 | 2355 | Axial | 22397 | 22407 | 75.27 | 5706 | 810 | VT03093U | 0.282 | 2025-03-01 | C | 38.28 | 69.64 | 2025-04-06 | VerticalCompact-BCD_1x1 | 1284 | 569 | 1153 |  |  | 84.8 | 18 | 18 | 500 | AC motor | 60 | X | no | no | D | D | Aluminum | 2025-01-02 | 10 | 3 | yes | piece | 1
GCVC PD 063.2/12-30 | GCVC PD | 063.2/12-30 | 4251967 | finoox | GCVC 063.2D/1x2-2398-I-D/3/40/2.10/2400/EXS/1/015023 | 5825 | 2 | 1 | 2398 | Axial | 39979 | 39945 | 150.55 | 9972 | 460 | VT01442 | 0.265 | 0.32 | B | 2025-12-30 | 61.64 | 2025-04-12 | VerticalCompact-BCD_1x2 | 2484 | 598 | 1153 |  |  | 159.7 | 22 | 22 | 630 | AC motor | 60 | I | no | no | D | D | Epoxy coated aluminum | 2025-01-02 | 6 | 3 | yes | piece | 1
GCVC PD 063.2/21-64 | GCVC PD | 063.2/21-64 | 4247334 | finoox | GCVC 063.2D/2x1-2412-2-D/3/80/2.10/1200/AXS/1/015023 | 9913 | 1 | 2 | 2412 | Axial | 90278 | 90571 | 150.55 | 35454 | 1510 | VT03143U.1 | 2029-06-01 | 5 | E | 63.84 | 95.49 | 2025-04-15 | VerticalCompact-BCD_2x1 | 1284 | 800 | 2161 |  |  | 209.9 | 35 | 35 | 630 | EC motor | 5060 | 2 | no | no | D | D | Aluminum | 2025-01-02 | 8 | 3 | yes | piece | 1
GCVC PD 063.2/14-64 | GCVC PD | 063.2/14-64 | 4251608 | finoox | GCVC 063.2C/1x4-2549-2-D/3/32/2.10/3600/AXS/1/015023 | 14567 | 4 | 1 | 2549 | Axial | 120192 | 118405 | 180.66 | 47305 | 1210 | VT03143U.1 | 6987 | 1986-02-01 | E | 63.72 | 95.34 | 2025-04-17 | VerticalCompact-BCD_1x4 | 3684 | 611 | 953 |  |  | 302.3 | 42 | 42 | 630 | EC motor | 5060 | 2 | no | no | C | D | Aluminum | 2025-01-02 | 2 | 3 | yes | piece | 1
GCVC PD 045.2/24-52 | GCVC PD | 045.2/24-52 | 4244747 | finoox | GCVC 045.2C/2x4-2530-1-D/3/64/2.10/3600/EXS/1/015023 | 14977 | 4 | 2 | 2530 | Axial | 131309 | 131187 | 361.32 | 39133 | 1200 | VT03007U.1 | 2178 | 2025-01-01 | D | 51.56 | 83.42 | 32 | VerticalCompact-BCD_2x4 | 3684 | 800 | 1761 |  |  | 375.5 | 42 | 42 | 450 | EC motor | 5060 | 1 | no | no | C | D | Epoxy coated aluminum | 2025-01-02 | 4 | 3 | yes | piece | 1
GCVC PD 080.2/21-37 | GCVC PD | 080.2/21-37 | 4248076 | finoox | GCVC 080.2D/2x1-2486-1-D/4/80/2.10/1200/EXS/1/015023 | 8711 | 1 | 2 | 2486 | Axial | 71718 | 71971 | 200.73 | 18346 | 565 | VT03061U.1 | 0.702 | 1955-01-01 | C | 36.92 | 68.57 | 2025-04-19 | VerticalCompact-BCD_2x1 | 1284 | 800 | 2161 |  |  | 192.5 | 35 | 35 | 800 | EC motor | 5060 | 1 | no | no | D | D | Epoxy coated aluminum | 2025-01-02 | 10 | 4 | yes | piece | 1
GCVC PD 063.2/21-30 | GCVC PD | 063.2/21-30 | 4247401 | finoox | GCVC 063.2D/2x1-2508-1-D/4/80/2.10/1200/AXS/1/015023 | 8050 | 1 | 2 | 2508 | Axial | 52003 | 52161 | 200.73 | 11279 | 615 | VT03145U.1 | 0.225 | 0.65 | A | 30.15 | 61.8 | 2025-01-18 | VerticalCompact-BCD_2x1 | 1284 | 800 | 2161 |  |  | 178.9 | 28 | 28 | 630 | EC motor | 5060 | 1 | no | no | D | D | Aluminum | 2025-01-02 | 10 | 4 | yes | piece | 1
GCVC PD 050.2/11-35 | GCVC PD | 050.2/11-35 | 4244094 | finoox | GCVC 050.2B/1x1-2517-1-D/3/24/2.10/720/EXS/1/015023 | 2402 | 1 | 1 | 2517 | Axial | 11812 | 11897 | 2025-01-27 | 3974 | 880 | VT03011U.1 | 0.179 | 0.84 | D | 35.46 | 66.65 | 2025-04-02 | VerticalCompact-BCD_1x1 | 804 | 586 | 753 |  |  | 44.1 | 16 | 16 | 500 | EC motor | 5060 | 1 | no | no | B | D | Epoxy coated aluminum | 2025-01-02 | 8 | 3 | yes | piece | 1
GCVC PD 080.2/22-30 | GCVC PD | 080.2/22-30 | 4248390 | finoox | GCVC 080.2D/2x2-2496-1-D/3/80/2.10/2400/AXS/1/015023 | 15198 | 2 | 2 | 2496 | Axial | 97788 | 97646 | 301.1 | 26095 | 390 | VT03062U.1 | 0.47 | 0.6 | A | 29.86 | 61.67 | 2025-09-26 | VerticalCompact-BCD_2x2 | 2484 | 800 | 2161 |  |  | 316.7 | 35 | 35 | 800 | EC motor | 5060 | 1 | no | no | D | D | Aluminum | 2025-01-02 | 6 | 3 | yes | piece | 1
GCVC PD 050.2/12-41 | GCVC PD | 050.2/12-41 | 4244235 | finoox | GCVC 050.2B/1x2-2518-1-D/4/24/2.10/1440/EXS/1/015023 | 4087 | 2 | 1 | 2518 | Axial | 29303 | 29369 | 72.26 | 7976 | 945 | VT03011U.1 | 0.442 | 1 | D | 40.52 | 71.8 | 2025-01-06 | VerticalCompact-BCD_1x2 | 1524 | 586 | 753 |  |  | 85 | 22 | 22 | 500 | EC motor | 5060 | 1 | no | no | B | D | Epoxy coated aluminum | 2025-01-02 | 8 | 4 | yes | piece | 1
GCVC PD 050.2/13-35 | GCVC PD | 050.2/13-35 | 4250750 | finoox | GCVC 050.2D/1x3-2514-1-D/3/40/2.10/3600/AXS/1/015023 | 7683 | 3 | 1 | 2514 | Axial | 50.72 | 50569 | 225.82 | 12178 | 695 | VT03011U.1 | 0.241 | 0.47 | A | 35.26 | 66.94 | 2025-06-18 | VerticalCompact-BCD_1x3 | 3684 | 586 | 1153 |  |  | 222.2 | 28 | 28 | 500 | EC motor | 5060 | 1 | no | no | D | D | Aluminum | 2025-01-02 | 6 | 3 | yes | piece | 1
GCVC PD 080.3/22-49 | GCVC PD | 080.3/22-49 | 6213731 | finoox | GCVC 080.3D/2x2-3488-I-D/4/80/2.10/2400/AXS/1/015023 | 15931 | 2 | 2 | 3488 | Axial | 175794 | 175785 | 401.46 | 50930 | 720 | VT01371 | 4733 | 1935-02-01 | E | 49.18 | 80.98 | 39.4 | VerticalCompact-BCD_2x2 | 2484 | 800 | 2161 |  |  | 441.8 | 54 | 54 | 800 | AC motor | 60 | I | no | no | D | D | Aluminum | 2025-01-02 | 6 | 4 | yes | piece | 1
GCVC PD 050.2/12-22 | GCVC PD | 050.2/12-22 | 4250461 | finoox | GCVC 050.2D/1x2-2389-J-D/6/40/2.10/2400/EXS/1/015023 | 5836 | 2 | 1 | 2389 | Axial | 31989 | 32237 | 301.1 | 5296 | 450 | VT01437 | 0.163 | 0.17 | A | 21.58 | 53.1 | 2025-02-24 | VerticalCompact-BCD_1x2 | 2484 | 596 | 1153 |  |  | 199.4 | 22 | 22 | 500 | AC motor | 60 | J | no | no | D | D | Epoxy coated aluminum | 2025-01-02 | 10 | 6 | yes | piece | 1
GCVC PD 050.2/13-26 | GCVC PD | 050.2/13-26 | 4249757 | finoox | GCVC 050.2C/1x3-2391-L-D/3/32/2.10/2700/EXS/1/015023 | 5059 | 3 | 1 | 2391 | Axial | 35456 | 35404 | 135.49 | 8880 | 520 | VT01437 | 0.308 | 0.18 | B | 26.24 | 57.75 | 2025-01-11 | VerticalCompact-BCD_1x3 | 2784 | 596 | 953 |  |  | 164.6 | 22 | 22 | 500 | AC motor | 60 | L | no | no | C | D | Epoxy coated aluminum | 2025-01-02 | 6 | 3 | yes | piece | 1
GCVC PD 063.2/14-66 | GCVC PD | 063.2/14-66 | 4251616 | finoox | GCVC 063.2C/1x4-2551-2-D/3/32/2.10/3600/AXS/1/015023 | 14567 | 4 | 1 | 2551 | Axial | 128974 | 126954 | 180.66 | 53651 | 1360 | VT03143U.1 | 9911 | 4 | E | 66.19 | 97.82 | 2025-04-17 | VerticalCompact-BCD_1x4 | 3684 | 611 | 953 |  |  | 302.3 | 42 | 42 | 630 | EC motor | 5060 | 2 | no | no | C | D | Aluminum | 2025-01-02 | 2 | 3 | yes | piece | 1
GCVC PD 063.2/13-26 | GCVC PD | 063.2/13-26 | 4252279 | finoox | GCVC 063.2D/1x3-2504-1-D/3/40/2.10/3600/EXS/1/015023 | 9718 | 3 | 1 | 2504 | Axial | 54352 | 54312 | 225.82 | 12999 | 460 | VT03145U.1 | 0.158 | 0.3 | A+ | 25.66 | 57.34 | 2025-06-18 | VerticalCompact-BCD_1x3 | 3684 | 615 | 1153 |  |  | 225 | 28 | 28 | 630 | EC motor | 5060 | 1 | no | no | D | D | Epoxy coated aluminum | 2025-01-02 | 4 | 3 | yes | piece | 1
GCVC PD 050.2/13-44 | GCVC PD | 050.2/13-44 | 4249832 | finoox | GCVC 050.2C/1x3-2520-1-D/3/32/2.10/2700/AXS/1/015023 | 6529 | 3 | 1 | 2520 | Axial | 57875 | 57955 | 135.49 | 17459 | 1070 | VT03011U.1 | 0.859 | 2025-04-01 | D | 44.21 | 75.72 | 2025-05-11 | VerticalCompact-BCD_1x3 | 2784 | 586 | 953 |  |  | 158 | 28 | 28 | 500 | EC motor | 5060 | 1 | no | no | C | D | Aluminum | 2025-01-02 | 4 | 3 | yes | piece | 1
GCVC PD 045.2/23-42 | GCVC PD | 045.2/23-42 | 4244629 | finoox | GCVC 045.2C/2x3-2525-1-D/6/64/2.10/2700/EXS/1/015023 | 14371 | 3 | 2 | 2525 | Axial | 99627 | 100.05 | 541.97 | 18132 | 825 | VT03007U.1 | 0.589 | 0.47 | B | 42.48 | 74.23 | 45 | VerticalCompact-BCD_2x3 | 2784 | 800 | 1761 |  |  | 368.4 | 35 | 35 | 450 | EC motor | 5060 | 1 | no | no | C | D | Epoxy coated aluminum | 2025-01-02 | 8 | 6 | yes | piece | 1
GCVC PD 050.2/12-55 | GCVC PD | 050.2/12-55 | 4250583 | finoox | GCVC 050.2D/1x2-2562-2-D/4/40/2.10/2400/AXS/1/015023 | 6503 | 2 | 1 | 2562 | Axial | 72.72 | 72792 | 200.73 | 18541 | 1595 | VT03013U.1 | 1699 | 1965-01-01 | D | 54.6 | 86.12 | 2025-05-17 | VerticalCompact-BCD_1x2 | 2484 | 607 | 1153 |  |  | 176.2 | 35 | 35 | 500 | EC motor | 5060 | 2 | no | no | D | D | Aluminum | 2025-01-02 | 6 | 4 | yes | piece | 1
GCVC PD 050.2/11-51 | GCVC PD | 050.2/11-51 | 4244130 | finoox | GCVC 050.2B/1x1-2562-2-D/3/24/2.10/720/EXS/1/015023 | 2866 | 1 | 1 | 2562 | Axial | 16661 | 16822 | 2025-01-27 | 7417 | 1595 | VT03013U.1 | 0.955 | 1965-01-01 | E | 51.14 | 82.33 | 2025-04-02 | VerticalCompact-BCD_1x1 | 804 | 607 | 753 |  |  | 48.7 | 16 | 16 | 500 | EC motor | 5060 | 2 | no | no | B | D | Epoxy coated aluminum | 2025-01-02 | 8 | 3 | yes | piece | 1
GCVC PD 063.2/22-23 | GCVC PD | 063.2/22-23 | 4247613 | finoox | GCVC 063.2D/2x2-2502-1-D/3/80/2.10/2400/EXS/1/015023 | 13615 | 2 | 2 | 2502 | Axial | 62099 | 61789 | 301.1 | 14342 | 385 | VT03145U.1 | 0.14 | 0.2 | A+ | 22.81 | 54.62 | 2025-06-25 | VerticalCompact-BCD_2x2 | 2484 | 800 | 2161 |  |  | 292.9 | 28 | 28 | 630 | EC motor | 5060 | 1 | no | no | D | D | Epoxy coated aluminum | 2025-01-02 | 8 | 3 | yes | piece | 1
GCVC PD 063.2/14-62 | GCVC PD | 063.2/14-62 | 4251604 | finoox | GCVC 063.2C/1x4-2548-2-D/3/32/2.10/3600/AXS/1/015023 | 14567 | 4 | 1 | 2548 | Axial | 115389 | 113793 | 180.66 | 44148 | 1135 | VT03143U.1 | 1977-05-01 | 1937-02-01 | E | 62.36 | 93.99 | 2025-04-17 | VerticalCompact-BCD_1x4 | 3684 | 611 | 953 |  |  | 302.3 | 42 | 42 | 630 | EC motor | 5060 | 2 | no | no | C | D | Aluminum | 2025-01-02 | 2 | 3 | yes | piece | 1
GCVC PD 063.2/24-34 | GCVC PD | 063.2/24-34 | 4247151 | finoox | GCVC 063.2C/2x4-2505-1-D/4/64/2.10/3600/AXS/1/015023 | 21659 | 4 | 2 | 2505 | Axial | 132387 | 132652 | 481.75 | 29154 | 500 | VT03145U.1 | 0.588 | 0.39 | A | 33.87 | 65.73 | 41.4 | VerticalCompact-BCD_2x4 | 3684 | 800 | 1761 |  |  | 431.2 | 42 | 42 | 630 | EC motor | 5060 | 1 | no | no | C | D | Aluminum | 2025-01-02 | 4 | 4 | yes | piece | 1
GCVC PD 080.2/22-62 | GCVC PD | 080.2/22-62 | 4248519 | finoox | GCVC 080.2D/2x2-2659-L-D/4/80/2.10/2400/EXS/1/015023 | 16536 | 2 | 2 | 2659 | Axial | 191755 | 191256 | 401.46 | 64143 | 1070 | VT01384U | 7138 | 2025-03-03 | E | 61.65 | 93.46 | 39.4 | VerticalCompact-BCD_2x2 | 2484 | 800 | 2161 |  |  | 413.4 | 54 | 54 | 800 | AC motor | 60 | L | no | no | D | D | Epoxy coated aluminum | 2025-01-02 | 6 | 4 | yes | piece | 1
GCVC PD 045.2/12-50 | GCVC PD | 045.2/12-50 | 4243880 | finoox | GCVC 045.2B/1x2-0423-X-D/3/24/2.10/1440/AXS/1/015023 | 2611 | 2 | 1 | 423 | Axial | 29369 | 29389 | 54.2 | 10875 | 1460 | VT0326U | 1287 | 3 | E | 50.27 | 81.55 | 2025-07-04 | VerticalCompact-BCD_1x2 | 1524 | 521 | 753 |  |  | 83.2 | 22 | 22 | 450 | AC motor | 60 | X | no | no | B | D | Aluminum | 2025-01-02 | 8 | 3 | yes | piece | 1
GCVC PD 050.2/22-51 | GCVC PD | 050.2/22-51 | 4245047 | finoox | GCVC 050.2C/2x2-2349-I-D/4/64/2.10/1800/AXS/1/015023 | 7009 | 2 | 2 | 2349 | Axial | 111678 | 111499 | 240.88 | 33670 | 1590 | VT03150U | 3551 | 2025-07-01 | E | 50.62 | 82.25 | 2025-09-22 | VerticalCompact-BCD_2x2 | 1884 | 800 | 1761 |  |  | 245.9 | 42 | 42 | 500 | AC motor | 60 | I | no | no | C | D | Aluminum | 2025-01-02 | 8 | 4 | yes | piece | 1
GCVC PD 063.2/13-54 | GCVC PD | 063.2/13-54 | 4251254 | finoox | GCVC 063.2C/1x3-2357-S-D/3/32/2.10/2700/AXS/1/015023 | 7702 | 3 | 1 | 2357 | Axial | 78416 | 78622 | 135.49 | 30381 | 1040 | VT01441 | 4674 | 3 | E | 53.78 | 85.29 | 12 | VerticalCompact-BCD_1x3 | 2784 | 606 | 953 |  |  | 229 | 35 | 35 | 630 | AC motor | 50 | S | no | no | C | D | Aluminum | 2025-01-02 | 4 | 3 | yes | piece | 1
GCVC PD 050.2/13-35 | GCVC PD | 050.2/13-35 | 4244324 | finoox | GCVC 050.2B/1x3-2390-K-D/3/24/2.10/2160/EXS/1/015023 | 4124 | 3 | 1 | 2390 | Axial | 33287 | 33351 | 81.3 | 10602 | 760 | VT01437 | 0.556 | 0.35 | D | 35.05 | 66.44 | 2025-08-06 | VerticalCompact-BCD_1x3a | 2244 | 596 | 753 |  |  | 121 | 22 | 22 | 500 | AC motor | 60 | K | no | no | B | D | Epoxy coated aluminum | 2025-01-02 | 6 | 3 | yes | piece | 1
GCVC PD 063.2/12-30 | GCVC PD | 063.2/12-30 | 4251092 | finoox | GCVC 063.2C/1x2-2400-K-D/3/32/2.10/1800/AXS/1/015023 | 4630 | 2 | 1 | 2400 | Axial | 31223 | 31201 | 90.33 | 8673 | 490 | VT01442 | 0.323 | 0.34 | C | 2025-03-30 | 61.69 | 2025-06-07 | VerticalCompact-BCD_1x2 | 1884 | 598 | 953 |  |  | 116.4 | 22 | 22 | 630 | AC motor | 60 | K | no | no | C | D | Aluminum | 2025-01-02 | 8 | 3 | yes | piece | 1
GCVC PD 080.2/13-40 | GCVC PD | 080.2/13-40 | 4253027 | finoox | GCVC 080.2D/1x3-2485-1-D/6/40/2.10/3600/EXS/1/015023 | 13875 | 3 | 1 | 2485 | Axial | 111376 | 111543 | 451.65 | 22552 | 535 | VT03061U.1 | 0.93 | 1935-01-01 | B | 39.92 | 71.61 | 37.7 | VerticalCompact-BCD_1x3 | 3684 | 608 | 1153 |  |  | 310.8 | 42 | 42 | 800 | EC motor | 5060 | 1 | no | no | D | D | Epoxy coated aluminum | 2025-01-02 | 6 | 6 | yes | piece | 1
GCVC PD 063.2/21-33 | GCVC PD | 063.2/21-33 | 4247413 | finoox | GCVC 063.2D/2x1-2510-1-D/4/80/2.10/1200/AXS/1/015023 | 8050 | 1 | 2 | 2510 | Axial | 56943 | 57321 | 200.73 | 12754 | 695 | VT03145U.1 | 0.31 | 0.9 | A | 32.7 | 64.35 | 2025-01-18 | VerticalCompact-BCD_2x1 | 1284 | 800 | 2161 |  |  | 178.9 | 28 | 28 | 630 | EC motor | 5060 | 1 | no | no | D | D | Aluminum | 2025-01-02 | 10 | 4 | yes | piece | 1
GCVC PD 045.2/11-31 | GCVC PD | 045.2/11-31 | 4248843 | finoox | GCVC 045.2C/1x1-2523-1-D/3/32/2.10/900/EXS/1/015023 | 2770 | 1 | 1 | 2523 | Axial | 10937 | 10971 | 45.16 | 2707 | 675 | VT03007U.1 | 0.058 | 0.3 | A | 30.59 | 61.85 | 2025-09-03 | VerticalCompact-BCD_1x1 | 984 | 535 | 953 |  |  | 57.5 | 16 | 16 | 450 | EC motor | 5060 | 1 | no | no | C | D | Epoxy coated aluminum | 2025-01-02 | 8 | 3 | yes | piece | 1
GCVC PD 063.2/12-36 | GCVC PD | 063.2/12-36 | 4251212 | finoox | GCVC 063.2C/1x2-2553-2-D/3/32/2.10/1800/AXS/1/015023 | 6360 | 2 | 1 | 2553 | Axial | 40.88 | 40942 | 90.33 | 12843 | 700 | VT03144U.1 | 0.472 | 0.52 | C | 35.62 | 67.01 | 8 | VerticalCompact-BCD_1x2 | 1884 | 623 | 953 |  |  | 118.7 | 28 | 28 | 630 | EC motor | 5060 | 2 | no | no | C | D | Aluminum | 2025-01-02 | 6 | 3 | yes | piece | 1
GCVC PD 063.2/14-45 | GCVC PD | 063.2/14-45 | 4251657 | finoox | GCVC 063.2C/1x4-2558-2-D/3/32/2.10/3600/EXS/1/015023 | 11638 | 4 | 1 | 2558 | Axial | 88714 | 88522 | 180.66 | 35491 | 950 | VT03144U.1 | 2267 | 1 | D | 45.09 | 76.72 | 2025-05-15 | VerticalCompact-BCD_1x4 | 3684 | 623 | 953 |  |  | 226.8 | 35 | 35 | 630 | EC motor | 5060 | 2 | no | no | C | D | Epoxy coated aluminum | 2025-01-02 | 4 | 3 | yes | piece | 1
GCVC PD 063.2/22-68 | GCVC PD | 063.2/22-68 | 4246801 | finoox | GCVC 063.2C/2x2-2552-2-D/4/64/2.10/1800/AXS/1/015023 | 16564 | 2 | 2 | 2552 | Axial | 148042 | 148502 | 240.88 | 53287 | 1435 | VT03143U.1 | 11781 | 2025-03-04 | E | 68 | 99.63 | 2025-09-22 | VerticalCompact-BCD_2x2 | 1884 | 800 | 1761 |  |  | 319.6 | 42 | 42 | 630 | EC motor | 5060 | 2 | no | no | C | D | Aluminum | 2025-01-02 | 6 | 4 | yes | piece | 1
GCVC PD 050.2/13-37 | GCVC PD | 050.2/13-37 | 4244358 | finoox | GCVC 050.2B/1x3-2515-1-D/3/24/2.10/2160/EXS/1/015023 | 5840 | 3 | 1 | 2515 | Axial | 32393 | 32442 | 81.3 | 10101 | 755 | VT03011U.1 | 0.351 | 0.58 | C | 36.78 | 68.16 | 2025-08-06 | VerticalCompact-BCD_1x3a | 2244 | 586 | 753 |  |  | 113.8 | 22 | 22 | 500 | EC motor | 5060 | 1 | no | no | B | D | Epoxy coated aluminum | 2025-01-02 | 6 | 3 | yes | piece | 1
GCVC PD 063.2/23-38 | GCVC PD | 063.2/23-38 | 4247913 | finoox | GCVC 063.2D/2x3-2511-1-D/3/80/2.10/3600/EXS/1/015023 | 19427 | 3 | 2 | 2511 | Axial | 149623 | 149453 | 451.65 | 41851 | 730 | VT03145U.1 | 2025-05-01 | 1 | B | 38.44 | 70.4 | 40 | VerticalCompact-BCD_2x3 | 3684 | 800 | 2161 |  |  | 429.4 | 42 | 42 | 630 | EC motor | 5060 | 1 | no | no | D | D | Epoxy coated aluminum | 2025-01-02 | 4 | 3 | yes | piece | 1
GCVC PD 080.2/23-59 | GCVC PD | 080.2/23-59 | 4248727 | finoox | GCVC 080.2D/2x3-2541-2-D/6/80/2.10/3600/EXS/1/015023 | 37756 | 3 | 2 | 2541 | Axial | 353265 | 354355 | 903.29 | 83615 | 950 | VT03059U.2 | 10228 | 1982-02-01 | E | 58.67 | 90.63 | 81.5 | VerticalCompact-BCD_2x3 | 3684 | 800 | 2161 |  |  | 678.6 | 64 | 64 | 800 | EC motor | 5060 | 2 | no | no | D | D | Epoxy coated aluminum | 2025-01-02 | 4 | 6 | yes | piece | 1
GCVC PD 050.2/11-51 | GCVC PD | 050.2/11-51 | 4249396 | finoox | GCVC 050.2C/1x1-2562-2-D/3/32/2.10/900/AXS/1/015023 | 3097 | 1 | 1 | 2562 | Axial | 24.48 | 24639 | 45.16 | 8745 | 1595 | VT03013U.1 | 0.89 | 1965-01-01 | E | 51.09 | 82.36 | 4 | VerticalCompact-BCD_1x1 | 984 | 607 | 953 |  |  | 63.9 | 18 | 18 | 500 | EC motor | 5060 | 2 | no | no | C | D | Aluminum | 2025-01-02 | 8 | 3 | yes | piece | 1
GCVC PD 050.2/12-54 | GCVC PD | 050.2/12-54 | 4250587 | finoox | GCVC 050.2D/1x2-2562-2-D/6/40/2.10/2400/EXS/1/015023 | 7966 | 2 | 1 | 2562 | Axial | 88146 | 88.53 | 301.1 | 17988 | 1595 | VT03013U.1 | 1744 | 1965-01-01 | D | 54.15 | 85.67 | 2025-04-25 | VerticalCompact-BCD_1x2 | 2484 | 607 | 1153 |  |  | 205.2 | 35 | 35 | 500 | EC motor | 5060 | 2 | no | no | D | D | Epoxy coated aluminum | 2025-01-02 | 6 | 6 | yes | piece | 1
GCVC PD 050.2/23-57 | GCVC PD | 050.2/23-57 | 4245459 | finoox | GCVC 050.2C/2x3-2561-2-D/6/64/2.10/2700/EXS/1/015023 | 19981 | 3 | 2 | 2561 | Axial | 193509 | 193942 | 541.97 | 44647 | 1505 | VT03013U.1 | 4749 | 1938-01-01 | D | 56.85 | 88.6 | 48.8 | VerticalCompact-BCD_2x3 | 2784 | 800 | 1761 |  |  | 413.3 | 54 | 54 | 500 | EC motor | 5060 | 2 | no | no | C | D | Epoxy coated aluminum | 2025-01-02 | 6 | 6 | yes | piece | 1
GCVC PD 050.2/24-34 | GCVC PD | 050.2/24-34 | 4245615 | finoox | GCVC 050.2C/2x4-2512-1-D/3/64/2.10/3600/EXS/1/015023 | 16975 | 4 | 2 | 2512 | Axial | 96442 | 96354 | 361.32 | 24075 | 565 | VT03011U.1 | 0.415 | 0.28 | A | 34.15 | 66.01 | 2025-08-30 | VerticalCompact-BCD_2x4 | 3684 | 800 | 1761 |  |  | 387.1 | 35 | 35 | 500 | EC motor | 5060 | 1 | no | no | C | D | Epoxy coated aluminum | 2025-01-02 | 4 | 3 | yes | piece | 1
GCVC PD 080.2/22-50 | GCVC PD | 080.2/22-50 | 4248424 | finoox | GCVC 080.2D/2x2-2537-2-D/3/80/2.10/2400/AXS/1/015023 | 20192 | 2 | 2 | 2537 | Axial | 145726 | 144889 | 301.1 | 53020 | 750 | VT03059U.2 | 2026-03-01 | 2025-05-01 | D | 49.61 | 81.42 | 2025-04-28 | VerticalCompact-BCD_2x2 | 2484 | 800 | 2161 |  |  | 366.1 | 42 | 42 | 800 | EC motor | 5060 | 2 | no | no | D | D | Aluminum | 2025-01-02 | 6 | 3 | yes | piece | 1
GCVC PD 050.3/14-50 | GCVC PD | 050.3/14-50 | 6127763 | finoox | GCVC 050.3C/1x4-3616-W-D/3/32/2.10/3600/AXS/1/015023 | 6007 | 4 | 1 | 3616 | Axial | 83283 | 82673 | 180.66 | 28695 | 1240 | VT01524 | 2675 | 2025-02-03 | E | 49.64 | 81.27 | 2025-05-15 | VerticalCompact-BCD_1x4 | 3684 | 596 | 953 |  |  | 229 | 35 | 35 | 500 | AC motor | 50 | W | no | no | C | D | Aluminum | 2025-01-02 | 4 | 3 | yes | piece | 1
GCVC PD 080.3/23-48 | GCVC PD | 080.3/23-48 | 6212153 | finoox | GCVC 080.3D/2x3-1333-D-D/3/80/2.10/3600/EXS/1/015023 | 21738 | 3 | 2 | 1333 | Axial | 206926 | 205.62 | 451.65 | 75786 | 670 | VT01371 | 5124 | 1995-01-01 | D | 47.63 | 79.59 | 43.1 | VerticalCompact-BCD_2x3 | 3684 | 800 | 2161 |  |  | 600 | 54 | 54 | 800 | AC motor | 50 | D | no | no | D | D | Epoxy coated aluminum | 2025-01-02 | 4 | 3 | yes | piece | 1
GCVC PD 050.2/22-36 | GCVC PD | 050.2/22-36 | 4245024 | finoox | GCVC 050.2C/2x2-2336-D-D/6/64/2.10/1800/AXS/1/015023 | 8048 | 2 | 2 | 2336 | Axial | 71959 | 72613 | 361.32 | 13011 | 660 | VT01437 | 0.514 | 0.33 | B | 35.97 | 67.6 | 31.2 | VerticalCompact-BCD_2x2 | 1884 | 800 | 1761 |  |  | 270.4 | 35 | 35 | 500 | AC motor | 50 | D | no | no | C | D | Aluminum | 2025-01-02 | 8 | 6 | yes | piece | 1
GCVC PD 063.2/21-28 | GCVC PD | 063.2/21-28 | 4247269 | finoox | GCVC 063.2D/2x1-2358-D-D/4/80/2.10/1200/AXS/1/015023 | 6813 | 1 | 2 | 2358 | Axial | 42.04 | 42248 | 200.73 | 8606 | 430 | VT01442 | 0.228 | 0.32 | A | 27.96 | 59.61 | 2025-01-18 | VerticalCompact-BCD_2x1 | 1284 | 800 | 2161 |  |  | 185.7 | 28 | 28 | 630 | AC motor | 50 | D | no | no | D | D | Aluminum | 2025-01-02 | 10 | 4 | yes | piece | 1
GCVC PD 063.2/23-24 | GCVC PD | 063.2/23-24 | 4247768 | finoox | GCVC 063.2D/2x3-2359-S-D/6/80/2.10/3600/AXS/1/015023 | 19969 | 3 | 2 | 2359 | Axial | 110992 | 111995 | 903.29 | 18556 | 320 | VT01442 | 0.384 | 0.14 | A+ | 23.86 | 55.82 | 75.1 | VerticalCompact-BCD_2x3 | 3684 | 800 | 2161 |  |  | 583.3 | 42 | 42 | 630 | AC motor | 50 | S | no | no | D | D | Aluminum | 2025-01-02 | 6 | 6 | yes | piece | 1
GCVC PD 050.2/11-47 | GCVC PD | 050.2/11-47 | 4250165 | finoox | GCVC 050.2D/1x1-2349-I-D/3/40/2.10/1200/EXS/1/015023 | 2679 | 1 | 1 | 2349 | Axial | 30518 | 30516 | 75.27 | 9573 | 1590 | VT03150U | 0.811 | 2025-07-01 | E | 47.36 | 78.72 | 2025-06-06 | VerticalCompact-BCD_1x1 | 1284 | 569 | 1153 |  |  | 86.9 | 22 | 22 | 500 | AC motor | 60 | I | no | no | D | D | Epoxy coated aluminum | 2025-01-02 | 10 | 3 | yes | piece | 1
GCVC PD 050.2/12-41 | GCVC PD | 050.2/12-41 | 4249481 | finoox | GCVC 050.2C/1x2-2384-I-D/6/32/2.10/1800/EXS/1/015023 | 4508 | 2 | 1 | 2384 | Axial | 46239 | 46493 | 180.66 | 9030 | 790 | VT01435 | 0.753 | 0.88 | D | 41.05 | 72.44 | 2025-01-15 | VerticalCompact-BCD_1x2 | 1884 | 596 | 953 |  |  | 144.4 | 28 | 28 | 500 | AC motor | 60 | I | no | no | C | D | Epoxy coated aluminum | 2025-01-02 | 8 | 6 | yes | piece | 1
GCVC PD 050.2/24-27 | GCVC PD | 050.2/24-27 | 4245573 | finoox | GCVC 050.2C/2x4-2389-J-D/3/64/2.10/3600/EXS/1/015023 | 12116 | 4 | 2 | 2389 | Axial | 81423 | 81248 | 361.32 | 20072 | 450 | VT01437 | 0.656 | 0.17 | B | 26.67 | 58.54 | 2025-08-30 | VerticalCompact-BCD_2x4 | 3684 | 800 | 1761 |  |  | 406.3 | 35 | 35 | 500 | AC motor | 60 | J | no | no | C | D | Epoxy coated aluminum | 2025-01-02 | 6 | 3 | yes | piece | 1
GCVC PD 050.2/12-20 | GCVC PD | 050.2/12-20 | 4249511 | finoox | GCVC 050.2C/1x2-2389-J-D/6/32/2.10/1800/EXS/1/015023 | 4415 | 2 | 1 | 2389 | Axial | 24587 | 24716 | 180.66 | 4210 | 450 | VT01437 | 0.165 | 0.17 | B | 2025-09-19 | 51.29 | 2025-06-14 | VerticalCompact-BCD_1x2 | 1884 | 596 | 953 |  |  | 138.1 | 18 | 18 | 500 | AC motor | 60 | J | no | no | C | D | Epoxy coated aluminum | 2025-01-02 | 12 | 6 | yes | piece | 1
GCVC PD 050.2/21-25 | GCVC PD | 050.2/21-25 | 4245821 | finoox | GCVC 050.2D/2x1-2391-L-D/4/80/2.10/1200/AXS/1/015023 | 5061 | 1 | 2 | 2391 | Axial | 33835 | 33991 | 200.73 | 6582 | 520 | VT01437 | 0.202 | 0.18 | B | 25.47 | 57.12 | 2025-02-17 | VerticalCompact-BCD_2x1 | 1284 | 800 | 2161 |  |  | 180.4 | 22 | 22 | 500 | AC motor | 60 | L | no | no | D | D | Aluminum | 2025-01-02 | 10 | 4 | yes | piece | 1
GCVC PD 050.2/12-25 | GCVC PD | 050.2/12-25 | 4250473 | finoox | GCVC 050.2D/1x2-2391-L-D/6/40/2.10/2400/EXS/1/015023 | 5836 | 2 | 1 | 2391 | Axial | 36782 | 37099 | 301.1 | 6222 | 520 | VT01437 | 0.204 | 0.18 | B | 24.94 | 56.46 | 2025-02-24 | VerticalCompact-BCD_1x2 | 2484 | 596 | 1153 |  |  | 199.4 | 22 | 22 | 500 | AC motor | 60 | L | no | no | D | D | Epoxy coated aluminum | 2025-01-02 | 10 | 6 | yes | piece | 1
GCVC PD 045.2/11-45 | GCVC PD | 045.2/11-45 | 4243833 | finoox | GCVC 045.2B/1x1-2419-1-D/4/24/2.10/720/AXS/1/015023 | 2378 | 1 | 1 | 2419 | Axial | 16281 | 16446 | 36.13 | 4641 | 1350 | VT03007U.1 | 0.387 | 1965-01-01 | D | 45.34 | 76.52 | 2025-02-03 | VerticalCompact-BCD_1x1 | 804 | 535 | 753 |  |  | 45.6 | 16 | 16 | 450 | EC motor | 5060 | 1 | no | no | B | D | Aluminum | 2025-01-02 | 8 | 4 | yes | piece | 1
GCVC PD 080.2/23-39 | GCVC PD | 080.2/23-39 | 4248614 | finoox | GCVC 080.2D/2x3-2485-1-D/3/80/2.10/3600/AXS/1/015023 | 23542 | 3 | 2 | 2485 | Axial | 180349 | 180.28 | 451.65 | 55216 | 535 | VT03061U.1 | 1735 | 1935-01-01 | C | 39.4 | 71.36 | 43.1 | VerticalCompact-BCD_2x3 | 3684 | 800 | 2161 |  |  | 472.8 | 54 | 54 | 800 | EC motor | 5060 | 1 | no | no | D | D | Aluminum | 2025-01-02 | 4 | 3 | yes | piece | 1
GCVC PD 063.2/22-65 | GCVC PD | 063.2/22-65 | 4247695 | finoox | GCVC 063.2D/2x2-2551-2-D/4/80/2.10/2400/AXS/1/015023 | 19035 | 2 | 2 | 2551 | Axial | 194075 | 193.81 | 401.46 | 61481 | 1360 | VT03143U.1 | 9383 | 4 | E | 64.68 | 96.49 | 39.4 | VerticalCompact-BCD_2x2 | 2484 | 800 | 2161 |  |  | 420.9 | 54 | 54 | 630 | EC motor | 5060 | 2 | no | no | D | D | Aluminum | 2025-01-02 | 6 | 4 | yes | piece | 1
GCVC PD 063.2/11-59 | GCVC PD | 063.2/11-59 | 4251857 | finoox | GCVC 063.2D/1x1-2551-2-D/4/40/2.10/1200/AXS/1/015023 | 5419 | 1 | 1 | 2551 | Axial | 50496 | 50534 | 100.37 | 15370 | 1360 | VT03143U.1 | 2346 | 4 | E | 59.1 | 90.47 | 2025-01-09 | VerticalCompact-BCD_1x1 | 1284 | 611 | 1153 |  |  | 113.4 | 28 | 28 | 630 | EC motor | 5060 | 2 | no | no | D | D | Aluminum | 2025-01-02 | 10 | 4 | yes | piece | 1
GCVC PD 045.2/21-46 | GCVC PD | 045.2/21-46 | 4244476 | finoox | GCVC 045.2C/2x1-2530-1-D/6/64/2.10/900/AXS/1/015023 | 5553 | 1 | 2 | 2530 | Axial | 46126 | 46513 | 180.66 | 8964 | 1200 | VT03007U.1 | 0.559 | 2025-01-01 | C | 45.98 | 77.48 | 2025-03-16 | VerticalCompact-BCD_2x1 | 984 | 800 | 1761 |  |  | 141.9 | 28 | 28 | 450 | EC motor | 5060 | 1 | no | no | C | D | Aluminum | 2025-01-02 | 12 | 6 | yes | piece | 1
GCVC PD 063.2/13-66 | GCVC PD | 063.2/13-66 | 4251416 | finoox | GCVC 063.2C/1x3-2552-2-D/3/32/2.10/2700/EXS/1/015023 | 11540 | 3 | 1 | 2552 | Axial | 87686 | 87142 | 135.49 | 42629 | 1435 | VT03143U.1 | 8729 | 2025-03-04 | E | 66.19 | 97.7 | 12 | VerticalCompact-BCD_1x3 | 2784 | 611 | 953 |  |  | 227.8 | 35 | 35 | 630 | EC motor | 5060 | 2 | no | no | C | D | Epoxy coated aluminum | 2025-01-02 | 4 | 3 | yes | piece | 1
GCVC PD 050.2/11-40 | GCVC PD | 050.2/11-40 | 4250306 | finoox | GCVC 050.2D/1x1-2520-1-D/3/40/2.10/1200/AXS/1/015023 | 3014 | 1 | 1 | 2520 | Axial | 24016 | 2025-04-24 | 75.27 | 6319 | 1070 | VT03011U.1 | 0.268 | 2025-04-01 | C | 40.34 | 71.7 | 2025-04-06 | VerticalCompact-BCD_1x1 | 1284 | 586 | 1153 |  |  | 81.7 | 18 | 18 | 500 | EC motor | 5060 | 1 | no | no | D | D | Aluminum | 2025-01-02 | 10 | 3 | yes | piece | 1
GCVC PD 050.2/23-48 | GCVC PD | 050.2/23-48 | 4246381 | finoox | GCVC 050.2D/2x3-2520-1-D/3/80/2.10/3600/EXS/1/015023 | 15896 | 3 | 2 | 2520 | Axial | 140594 | 140502 | 451.65 | 37916 | 1070 | VT03011U.1 | 1607 | 2025-04-01 | C | 47.52 | 79.48 | 40 | VerticalCompact-BCD_2x3 | 3684 | 800 | 2161 |  |  | 424 | 42 | 42 | 500 | EC motor | 5060 | 1 | no | no | D | D | Epoxy coated aluminum | 2025-01-02 | 4 | 3 | yes | piece | 1
GCVC PD 045.2/22-39 | GCVC PD | 045.2/22-39 | 4244530 | finoox | GCVC 045.2C/2x2-2524-1-D/6/64/2.10/1800/AXS/1/015023 | 9461 | 2 | 2 | 2524 | Axial | 62234 | 62633 | 361.32 | 10932 | 750 | VT03007U.1 | 0.306 | 0.37 | A | 38.8 | 70.43 | 2025-01-30 | VerticalCompact-BCD_2x2 | 1884 | 800 | 1761 |  |  | 252.8 | 28 | 28 | 450 | EC motor | 5060 | 1 | no | no | C | D | Aluminum | 2025-01-02 | 8 | 6 | yes | piece | 1
GCVC PD 063.2/13-19 | GCVC PD | 063.2/13-19 | 4252259 | finoox | GCVC 063.2D/1x3-2501-1-D/4/40/2.10/3600/AXS/1/015023 | 9951 | 3 | 1 | 2501 | Axial | 48059 | 48172 | 301.1 | 9267 | 345 | VT03145U.1 | 0.087 | 0.15 | A+ | 19.44 | 51.12 | 2025-05-24 | VerticalCompact-BCD_1x3 | 3684 | 615 | 1153 |  |  | 246.6 | 28 | 28 | 630 | EC motor | 5060 | 1 | no | no | D | D | Aluminum | 2025-01-02 | 6 | 4 | yes | piece | 1
GCVC PD 045.2/13-42 | GCVC PD | 045.2/13-42 | 4243970 | finoox | GCVC 045.2B/1x3-2526-1-D/3/24/2.10/2160/EXS/1/015023 | 5453 | 3 | 1 | 2526 | Axial | 30.97 | 31011 | 81.3 | 9345 | 900 | VT03007U.1 | 0.373 | 0.58 | C | 42.16 | 73.54 | 2025-08-06 | VerticalCompact-BCD_1x3a | 2244 | 535 | 753 |  |  | 108.7 | 22 | 22 | 450 | EC motor | 5060 | 1 | no | no | B | D | Epoxy coated aluminum | 2025-01-02 | 6 | 3 | yes | piece | 1
GCVC PD 080.2/12-32 | GCVC PD | 080.2/12-32 | 4252739 | finoox | GCVC 080.2D/1x2-2483-1-D/3/40/2.10/2400/EXS/1/015023 | 7760 | 2 | 1 | 2483 | Axial | 54264 | 54203 | 150.55 | 16102 | 470 | VT03061U.1 | 0.406 | 0.9 | B | 32.43 | 63.96 | 2025-09-12 | VerticalCompact-BCD_1x2 | 2484 | 608 | 1153 |  |  | 166.1 | 28 | 28 | 800 | EC motor | 5060 | 1 | no | no | D | D | Epoxy coated aluminum | 2025-01-02 | 6 | 3 | yes | piece | 1
GCVC PD 080.2/23-57 | GCVC PD | 080.2/23-57 | 4248813 | finoox | GCVC 080.2D/2x3-2710-2-D/3/80/2.10/3600/EXS/1/015023 | 30548 | 3 | 2 | 2710 | Axial | 241811 | 239722 | 451.65 | 109625 | 975 | VT03059U.2 | 11374 | 3 | E | 57.19 | 89.16 | 43.1 | VerticalCompact-BCD_2x3 | 3684 | 800 | 2161 |  |  | 539.4 | 54 | 54 | 800 | EC motor | 5060 | 2 | no | no | D | D | Epoxy coated aluminum | 2025-01-02 | 4 | 3 | yes | piece | 1
GCVC PD 080.3/13-61 | GCVC PD | 080.3/13-61 | 6082282 | finoox | GCVC 080.3D/1x3-3557-2-D/6/40/2.10/3600/EXS/1/015023 | 17400 | 3 | 1 | 3557 | Axial | 198873 | 199346 | 451.65 | 51541 | 1100 | VT01445U.3 | 1955-08-01 | 2025-02-04 | E | 61.33 | 93.01 | 39.4 | VerticalCompact-BCD_1x3 | 3684 | 620 | 1153 |  |  | 375.6 | 54 | 54 | 800 | EC motor | 5060 | 2 | no | no | D | D | Epoxy coated aluminum | 2025-01-02 | 4 | 6 | yes | piece | 1
GCVC PD 045.2/14-50 | GCVC PD | 045.2/14-50 | 4249096 | finoox | GCVC 045.2C/1x4-0426-W-D/4/32/2.10/3600/EXS/1/015023 | 6131 | 4 | 1 | 426 | Axial | 84.22 | 84.3 | 240.88 | 21533 | 1360 | VT0326U | 1665 | 2025-02-02 | D | 50.37 | 81.98 | 2025-02-20 | VerticalCompact-BCD_1x4 | 3684 | 521 | 953 |  |  | 231.8 | 35 | 35 | 450 | AC motor | 50 | W | no | no | C | D | Epoxy coated aluminum | 2025-01-02 | 4 | 4 | yes | piece | 1
GCVC PD 080.2/11-51 | GCVC PD | 080.2/11-51 | 4252402 | finoox | GCVC 080.2D/1x1-1656-2-D/3/40/2.10/1200/AXS/1/015023 | 5284 | 1 | 1 | 1656 | Axial | 46665 | 46819 | 75.27 | 18970 | 1000 | VT03059U.2 | 2093 | 2025-02-03 | E | 51.05 | 82.42 | 2025-01-07 | VerticalCompact-BCD_1x1 | 1284 | 650 | 1153 |  |  | 101.3 | 28 | 28 | 800 | EC motor | 5060 | 2 | no | no | D | D | Aluminum | 2025-01-02 | 8 | 3 | yes | piece | 1
GCVC PD 050.2/22-36 | GCVC PD | 050.2/22-36 | 4245022 | finoox | GCVC 050.2C/2x2-2336-D-D/3/64/2.10/1800/AXS/1/015023 | 6254 | 2 | 2 | 2336 | Axial | 56519 | 56513 | 180.66 | 14846 | 660 | VT01437 | 0.5 | 0.33 | B | 36.18 | 67.81 | 2025-09-15 | VerticalCompact-BCD_2x2 | 1884 | 800 | 1761 |  |  | 216.6 | 28 | 28 | 500 | AC motor | 50 | D | no | no | C | D | Aluminum | 2025-01-02 | 8 | 3 | yes | piece | 1
GCVC PD 050.2/13-35 | GCVC PD | 050.2/13-35 | 4250623 | finoox | GCVC 050.2D/1x3-2336-D-D/6/40/2.10/3600/EXS/1/015023 | 8925 | 3 | 1 | 2336 | Axial | 66805 | 67211 | 451.65 | 11576 | 660 | VT01437 | 0.37 | 0.33 | B | 35.01 | 66.68 | 36.9 | VerticalCompact-BCD_1x3 | 3684 | 596 | 1153 |  |  | 295.3 | 35 | 35 | 500 | AC motor | 50 | D | no | no | D | D | Epoxy coated aluminum | 2025-01-02 | 6 | 6 | yes | piece | 1
GCVC PD 063.2/11-49 | GCVC PD | 063.2/11-49 | 4251673 | finoox | GCVC 063.2D/1x1-2357-S-D/3/40/2.10/1200/EXS/1/015023 | 4152 | 1 | 1 | 2357 | Axial | 35977 | 35953 | 75.27 | 12891 | 1040 | VT01441 | 1503 | 3 | E | 49.29 | 80.65 | 2025-06-06 | VerticalCompact-BCD_1x1 | 1284 | 606 | 1153 |  |  | 105.8 | 22 | 22 | 630 | AC motor | 50 | S | no | no | D | D | Epoxy coated aluminum | 2025-01-02 | 10 | 3 | yes | piece | 1
GCVC PD 050.2/21-51 | GCVC PD | 050.2/21-51 | 4245916 | finoox | GCVC 050.2D/2x1-2559-2-D/3/80/2.10/1200/AXS/1/015023 | 6936 | 1 | 2 | 2559 | Axial | 55371 | 55.4 | 150.55 | 15615 | 1330 | VT03013U.1 | 0.982 | 2025-08-01 | D | 50.71 | 82.36 | 14 | VerticalCompact-BCD_2x1 | 1284 | 800 | 2161 |  |  | 171.6 | 28 | 28 | 500 | EC motor | 5060 | 2 | no | no | D | D | Aluminum | 2025-01-02 | 10 | 3 | yes | piece | 1
GCVC PD 063.2/13-31 | GCVC PD | 063.2/13-31 | 4251362 | finoox | GCVC 063.2C/1x3-2506-1-D/4/32/2.10/2700/EXS/1/015023 | 8775 | 3 | 1 | 2506 | Axial | 50867 | 50905 | 180.66 | 11848 | 540 | VT03145U.1 | 0.267 | 0.45 | A | 31.46 | 62.98 | 15 | VerticalCompact-BCD_1x3 | 2784 | 615 | 953 |  |  | 173.6 | 28 | 28 | 630 | EC motor | 5060 | 1 | no | no | C | D | Epoxy coated aluminum | 2025-01-02 | 6 | 4 | yes | piece | 1
GCVC PD 063.2/11-30 | GCVC PD | 063.2/11-30 | 4251825 | finoox | GCVC 063.2D/1x1-2510-1-D/6/40/2.10/1200/EXS/1/015023 | 5250 | 1 | 1 | 2510 | Axial | 31661 | 31924 | 150.55 | 5915 | 695 | VT03145U.1 | 0.164 | 0.9 | A | 30.29 | 61.65 | 2025-07-12 | VerticalCompact-BCD_1x1 | 1284 | 615 | 1153 |  |  | 105 | 22 | 22 | 630 | EC motor | 5060 | 1 | no | no | D | D | Epoxy coated aluminum | 2025-01-02 | 10 | 6 | yes | piece | 1
GCVC PD 080.2/13-36 | GCVC PD | 080.2/13-36 | 4253009 | finoox | GCVC 080.2D/1x3-2482-1-D/6/40/2.10/3600/EXS/1/015023 | 13796 | 3 | 1 | 2482 | Axial | 95767 | 96054 | 451.65 | 18201 | 440 | VT03061U.1 | 0.535 | 0.75 | B | 36.12 | 67.8 | 36.9 | VerticalCompact-BCD_1x3 | 3684 | 608 | 1153 |  |  | 309.4 | 35 | 35 | 800 | EC motor | 5060 | 1 | no | no | D | D | Epoxy coated aluminum | 2025-01-02 | 6 | 6 | yes | piece | 1
GCVC PD 063.2/12-60 | GCVC PD | 063.2/12-60 | 4252092 | finoox | GCVC 063.2D/1x2-2549-2-D/6/40/2.10/2400/AXS/1/015023 | 10628 | 2 | 1 | 2549 | Axial | 113494 | 113942 | 301.1 | 25230 | 1210 | VT03143U.1 | 3425 | 1986-02-01 | E | 60.14 | 91.66 | 2025-01-26 | VerticalCompact-BCD_1x2 | 2484 | 611 | 1153 |  |  | 243.6 | 42 | 42 | 630 | EC motor | 5060 | 2 | no | no | D | D | Aluminum | 2025-01-02 | 6 | 6 | yes | piece | 1
GCVC PD 045.2/23-51 | GCVC PD | 045.2/23-51 | 4244659 | finoox | GCVC 045.2C/2x3-2530-1-D/6/64/2.10/2700/EXS/1/015023 | 14498 | 3 | 2 | 2530 | Axial | 137.51 | 138.14 | 541.97 | 26893 | 1200 | VT03007U.1 | 1678 | 2025-01-01 | C | 50.51 | 82.26 | 46.3 | VerticalCompact-BCD_2x3 | 2784 | 800 | 1761 |  |  | 370.6 | 42 | 42 | 450 | EC motor | 5060 | 1 | no | no | C | D | Epoxy coated aluminum | 2025-01-02 | 6 | 6 | yes | piece | 1
GCVC PD 045.2/24-55 | GCVC PD | 045.2/24-55 | 4244764 | finoox | GCVC 045.2C/2x4-2533-1-D/6/64/2.10/3600/AXS/1/015023 | 17565 | 4 | 2 | 2533 | Axial | 215213 | 216065 | 722.63 | 42936 | 1425 | VT03007U.1 | 3685 | 2025-09-01 | D | 55.34 | 87.2 | 62.7 | VerticalCompact-BCD_2x4 | 3684 | 800 | 1761 |  |  | 486.1 | 54 | 54 | 450 | EC motor | 5060 | 1 | no | no | C | D | Aluminum | 2025-01-02 | 4 | 6 | yes | piece | 1
GCVC PD 045.2/12-47 | GCVC PD | 045.2/12-47 | 4248979 | finoox | GCVC 045.2C/1x2-2531-1-D/4/32/2.10/1800/AXS/1/015023 | 4649 | 2 | 1 | 2531 | Axial | 41438 | 41493 | 120.44 | 10150 | 1275 | VT03007U.1 | 0.656 | 2025-04-01 | D | 47.28 | 78.66 | 2025-04-10 | VerticalCompact-BCD_1x2 | 1884 | 535 | 953 |  |  | 113.7 | 28 | 28 | 450 | EC motor | 5060 | 1 | no | no | C | D | Aluminum | 2025-01-02 | 8 | 4 | yes | piece | 1
GCVC PD 063.2/21-34 | GCVC PD | 063.2/21-34 | 4247418 | finoox | GCVC 063.2D/2x1-2511-1-D/3/80/2.10/1200/AXS/1/015023 | 7569 | 1 | 2 | 2511 | Axial | 51344 | 51448 | 150.55 | 13950 | 730 | VT03145U.1 | 0.35 | 1 | B | 33.98 | 65.63 | 14 | VerticalCompact-BCD_2x1 | 1284 | 800 | 2161 |  |  | 164.3 | 28 | 28 | 630 | EC motor | 5060 | 1 | no | no | D | D | Aluminum | 2025-01-02 | 10 | 3 | yes | piece | 1
GCVC PD 050.2/11-33 | GCVC PD | 050.2/11-33 | 4249338 | finoox | GCVC 050.2C/1x1-2516-1-D/6/32/2.10/900/AXS/1/015023 | 3058 | 1 | 1 | 2516 | Axial | 20.74 | 20929 | 90.33 | 3931 | 820 | VT03011U.1 | 0.143 | 0.68 | B | 33.49 | 64.76 | 2025-07-07 | VerticalCompact-BCD_1x1 | 984 | 586 | 953 |  |  | 72.4 | 18 | 18 | 500 | EC motor | 5060 | 1 | no | no | C | D | Aluminum | 2025-01-02 | 12 | 6 | yes | piece | 1
GCVC PD 063.2/13-37 | GCVC PD | 063.2/13-37 | 4251372 | finoox | GCVC 063.2C/1x3-2508-1-D/6/32/2.10/2700/AXS/1/015023 | 9478 | 3 | 1 | 2508 | Axial | 63673 | 64084 | 270.99 | 11941 | 615 | VT03145U.1 | 0.398 | 0.65 | B | 36.64 | 68.15 | 22 | VerticalCompact-BCD_1x3 | 2784 | 615 | 953 |  |  | 199.6 | 28 | 28 | 630 | EC motor | 5060 | 1 | no | no | C | D | Aluminum | 2025-01-02 | 6 | 6 | yes | piece | 1
GCVC PD 050.2/23-43 | GCVC PD | 050.2/23-43 | 4245410 | finoox | GCVC 050.2C/2x3-2517-1-D/4/64/2.10/2700/EXS/1/015023 | 14261 | 3 | 2 | 2517 | Axial | 112.17 | 112146 | 361.32 | 27577 | 880 | VT03011U.1 | 1014 | 0.84 | C | 42.52 | 74.27 | 32.1 | VerticalCompact-BCD_2x3 | 2784 | 800 | 1761 |  |  | 327.4 | 42 | 42 | 500 | EC motor | 5060 | 1 | no | no | C | D | Epoxy coated aluminum | 2025-01-02 | 6 | 4 | yes | piece | 1
GCVC PD 063.2/13-23 | GCVC PD | 063.2/13-23 | 4251332 | finoox | GCVC 063.2C/1x3-2501-1-D/4/32/2.10/2700/EXS/1/015023 | 8713 | 3 | 1 | 2501 | Axial | 35.34 | 35352 | 180.66 | 7331 | 345 | VT03145U.1 | 0.095 | 0.15 | A+ | 22.53 | 54.04 | 2025-06-14 | VerticalCompact-BCD_1x3 | 2784 | 615 | 953 |  |  | 173 | 22 | 22 | 630 | EC motor | 5060 | 1 | no | no | C | D | Epoxy coated aluminum | 2025-01-02 | 8 | 4 | yes | piece | 1
GCVC PD 063.2/22-23 | GCVC PD | 063.2/22-23 | 4247614 | finoox | GCVC 063.2D/2x2-2502-1-D/4/80/2.10/2400/EXS/1/015023 | 14876 | 2 | 2 | 2502 | Axial | 69761 | 69901 | 401.46 | 13799 | 385 | VT03145U.1 | 0.143 | 0.2 | A+ | 22.83 | 54.64 | 34.8 | VerticalCompact-BCD_2x2 | 2484 | 800 | 2161 |  |  | 323.3 | 35 | 35 | 630 | EC motor | 5060 | 1 | no | no | D | D | Epoxy coated aluminum | 2025-01-02 | 8 | 4 | yes | piece | 1
GCVC PD 050.2/21-52 | GCVC PD | 050.2/21-52 | 4245950 | finoox | GCVC 050.2D/2x1-2790-K-D/4/80/2.10/1200/EXS/1/015023 | 5616 | 1 | 2 | 2790 | Axial | 75069 | 75349 | 200.73 | 19705 | 1640 | VT03150U | 1868 | 1964-01-01 | D | 52.1 | 83.75 | 2025-04-19 | VerticalCompact-BCD_2x1 | 1284 | 800 | 2161 |  |  | 187.4 | 35 | 35 | 500 | AC motor | 60 | K | no | no | D | D | Epoxy coated aluminum | 2025-01-02 | 10 | 4 | yes | piece | 1
GCVC PD 080.3/23-39 | GCVC PD | 080.3/23-39 | 6136337 | finoox | GCVC 080.3D/2x3-3564-2-D/6/80/2.10/3600/AXS/1/015023 | 37318 | 3 | 2 | 3564 | Axial | 198897 | 199463 | 903.29 | 37623 | 440 | VT01445U.3 | 1325 | 0.6 | B | 38.96 | 70.92 | 78.2 | VerticalCompact-BCD_2x3 | 3684 | 800 | 2161 |  |  | 729.4 | 54 | 54 | 800 | EC motor | 5060 | 2 | no | no | D | D | Aluminum | 2025-01-02 | 6 | 6 | yes | piece | 1
GCVC PD 080.3/21-35 | GCVC PD | 080.3/21-35 | 6100837 | finoox | GCVC 080.3D/2x1-3564-2-D/6/80/2.10/1200/EXS/1/015023 | 12333 | 1 | 2 | 3564 | Axial | 66379 | 66906 | 301.1 | 12541 | 440 | VT01445U.3 | 0.442 | 0.6 | B | 34.5 | 66.15 | 2025-04-27 | VerticalCompact-BCD_2x1 | 1284 | 800 | 2161 |  |  | 264.7 | 35 | 35 | 800 | EC motor | 5060 | 2 | no | no | D | D | Epoxy coated aluminum | 2025-01-02 | 10 | 6 | yes | piece | 1
GCVC PD 050.3/21-48 | GCVC PD | 050.3/21-48 | 6202466 | finoox | GCVC 050.3C/2x1-3617-X-D/4/64/2.10/900/AXS/1/015023 | 4225 | 1 | 2 | 3617 | Axial | 53.25 | 53646 | 120.44 | 14628 | 1260 | VT01524 | 1902 | 2025-04-04 | E | 47.91 | 79.42 | 2025-04-11 | VerticalCompact-BCD_2x1 | 984 | 800 | 1761 |  |  | 139.4 | 28 | 28 | 500 | AC motor | 60 | X | no | no | C | D | Aluminum | 2025-01-02 | 8 | 4 | yes | piece | 1
GCVC PD 050.3/21-46 | GCVC PD | 050.3/21-46 | 6080217 | finoox | GCVC 050.3C/2x1-3616-W-D/6/64/2.10/900/EXS/1/015023 | 5212 | 1 | 2 | 3616 | Axial | 59039 | 59458 | 180.66 | 12747 | 1240 | VT01524 | 1379 | 2025-02-03 | D | 45.93 | 77.44 | 2025-03-16 | VerticalCompact-BCD_2x1 | 984 | 800 | 1761 |  |  | 157.1 | 28 | 28 | 500 | AC motor | 50 | W | no | no | C | D | Epoxy coated aluminum | 2025-01-02 | 12 | 6 | yes | piece | 1
GCVC PD 040.2/11-42 | GCVC PD | 040.2/11-42 | 4243683 | finoox | GCVC 040.2A/1x1-1734-W-D/3/20/2.10/600/EXS/2/015023 | 1220 | 1 | 1 | 1734 | Axial | 8617 | 8689 | 18.82 | 3028 | 1310 | VT0605 | 0.206 | 0.85 | D | 41.97 | 73.04 | 2025-07-01 | VerticalCompact-A_1x1 | 660 | 288 | 507 |  |  | 2025-06-18 | 16 | 16 | 400 | AC motor | 50 | W | no | no | A | D | Epoxy coated aluminum | 2025-01-02 | 10 | 3 | yes | piece | 1
GCVC PD 050.2/13-29 | GCVC PD | 050.2/13-29 | 4250628 | finoox | GCVC 050.2D/1x3-2337-S-D/4/40/2.10/3600/EXS/1/015023 | 7157 | 3 | 1 | 2337 | Axial | 49339 | 49423 | 301.1 | 9715 | 510 | VT01437 | 0.232 | 0.16 | A | 29.23 | 60.91 | 2025-05-24 | VerticalCompact-BCD_1x3 | 3684 | 596 | 1153 |  |  | 251.1 | 28 | 28 | 500 | AC motor | 50 | S | no | no | D | D | Epoxy coated aluminum | 2025-01-02 | 6 | 4 | yes | piece | 1
GCVC PD 050.2/23-33 | GCVC PD | 050.2/23-33 | 4245314 | finoox | GCVC 050.2C/2x3-2385-J-D/4/64/2.10/2700/EXS/1/015023 | 10615 | 3 | 2 | 2385 | Axial | 75673 | 75885 | 361.32 | 15717 | 430 | VT01435 | 0.798 | 0.32 | C | 32.68 | 64.43 | 2025-09-30 | VerticalCompact-BCD_2x3 | 2784 | 800 | 1761 |  |  | 355.2 | 35 | 35 | 500 | AC motor | 60 | J | no | no | C | D | Epoxy coated aluminum | 2025-01-02 | 6 | 4 | yes | piece | 1
GCVC PD 050.2/23-44 | GCVC PD | 050.2/23-44 | 4246246 | finoox | GCVC 050.2D/2x3-2354-W-D/3/80/2.10/3600/AXS/1/015023 | 11398 | 3 | 2 | 2354 | Axial | 128554 | 128773 | 451.65 | 32110 | 865 | VT03093U | 1188 | 0.97 | C | 43.71 | 75.68 | 40 | VerticalCompact-BCD_2x3 | 3684 | 800 | 2161 |  |  | 442.6 | 42 | 42 | 500 | AC motor | 50 | W | no | no | D | D | Aluminum | 2025-01-02 | 4 | 3 | yes | piece | 1
GCVC PD 050.2/12-41 | GCVC PD | 050.2/12-41 | 4249479 | finoox | GCVC 050.2C/1x2-2384-I-D/3/32/2.10/1800/EXS/1/015023 | 3498 | 2 | 1 | 2384 | Axial | 33924 | 33872 | 90.33 | 10407 | 790 | VT01435 | 0.73 | 0.88 | D | 41.45 | 72.84 | 2025-06-07 | VerticalCompact-BCD_1x2 | 1884 | 596 | 953 |  |  | 117.8 | 22 | 22 | 500 | AC motor | 60 | I | no | no | C | D | Epoxy coated aluminum | 2025-01-02 | 8 | 3 | yes | piece | 1
GCVC PD 050.2/13-48 | GCVC PD | 050.2/13-48 | 4250720 | finoox | GCVC 050.2D/1x3-2411-1-D/3/40/2.10/3600/AXS/1/015023 | 7712 | 3 | 1 | 2411 | Axial | 79752 | 79717 | 225.82 | 22361 | 1260 | VT03011U.1 | 1287 | 2025-02-02 | D | 48.35 | 80.03 | 2025-03-19 | VerticalCompact-BCD_1x3 | 3684 | 586 | 1153 |  |  | 222.9 | 35 | 35 | 500 | EC motor | 5060 | 1 | no | no | D | D | Aluminum | 2025-01-02 | 4 | 3 | yes | piece | 1
GCVC PD 050.2/24-52 | GCVC PD | 050.2/24-52 | 4245597 | finoox | GCVC 050.2C/2x4-2411-1-D/3/64/2.10/3600/EXS/1/015023 | 17127 | 4 | 2 | 2411 | Axial | 157499 | 157257 | 361.32 | 55083 | 1260 | VT03011U.1 | 3667 | 2025-02-02 | D | 51.68 | 83.55 | 34.6 | VerticalCompact-BCD_2x4 | 3684 | 800 | 1761 |  |  | 394.2 | 54 | 54 | 500 | EC motor | 5060 | 1 | no | no | C | D | Epoxy coated aluminum | 2025-01-02 | 4 | 3 | yes | piece | 1
GCVC PD 050.2/12-46 | GCVC PD | 050.2/12-46 | 4249533 | finoox | GCVC 050.2C/1x2-2411-1-D/3/32/2.10/1800/EXS/1/015023 | 4552 | 2 | 1 | 2411 | Axial | 41184 | 41223 | 90.33 | 13771 | 1260 | VT03011U.1 | 0.917 | 2025-02-02 | D | 46.14 | 77.53 | 8 | VerticalCompact-BCD_1x2 | 1884 | 586 | 953 |  |  | 108.5 | 28 | 28 | 500 | EC motor | 5060 | 1 | no | no | C | D | Epoxy coated aluminum | 2025-01-02 | 6 | 3 | yes | piece | 1
GCVC PD 050.2/21-32 | GCVC PD | 050.2/21-32 | 4244852 | finoox | GCVC 050.2C/2x1-2387-L-D/6/64/2.10/900/AXS/1/015023 | 4840 | 1 | 2 | 2387 | Axial | 30.92 | 31205 | 180.66 | 5522 | 500 | VT01435 | 0.356 | 0.37 | C | 31.54 | 63.05 | 2025-06-15 | VerticalCompact-BCD_2x1 | 984 | 800 | 1761 |  |  | 154.1 | 22 | 22 | 500 | AC motor | 60 | L | no | no | C | D | Aluminum | 2025-01-02 | 12 | 6 | yes | piece | 1
GCVC PD 050.2/11-41 | GCVC PD | 050.2/11-41 | 4249213 | finoox | GCVC 050.2C/1x1-2348-S-D/4/32/2.10/900/AXS/1/015023 | 2242 | 1 | 1 | 2348 | Axial | 24652 | 24.83 | 60.22 | 6515 | 1180 | VT03150U | 0.535 | 0.9 | D | 40.84 | 72.11 | 2025-02-05 | VerticalCompact-BCD_1x1 | 984 | 569 | 953 |  |  | 68.3 | 18 | 18 | 500 | AC motor | 50 | S | no | no | C | D | Aluminum | 2025-01-02 | 8 | 4 | yes | piece | 1
GCVC PD 050.2/12-50 | GCVC PD | 050.2/12-50 | 4249617 | finoox | GCVC 050.2C/1x2-2559-2-D/3/32/2.10/1800/EXS/1/015023 | 5520 | 2 | 1 | 2559 | Axial | 42.36 | 42401 | 90.33 | 14490 | 1330 | VT03013U.1 | 1043 | 2025-08-01 | D | 49.97 | 81.36 | 8 | VerticalCompact-BCD_1x2 | 1884 | 607 | 953 |  |  | 117.7 | 28 | 28 | 500 | EC motor | 5060 | 2 | no | no | C | D | Epoxy coated aluminum | 2025-01-02 | 6 | 3 | yes | piece | 1
GCVC PD 045.2/24-39 | GCVC PD | 045.2/24-39 | 4244707 | finoox | GCVC 045.2C/2x4-2523-1-D/6/64/2.10/3600/EXS/1/015023 | 18687 | 4 | 2 | 2523 | Axial | 111871 | 112541 | 722.63 | 19561 | 675 | VT03007U.1 | 0.469 | 0.3 | A | 39.33 | 71.19 | 60.1 | VerticalCompact-BCD_2x4 | 3684 | 800 | 1761 |  |  | 481 | 42 | 42 | 450 | EC motor | 5060 | 1 | no | no | C | D | Epoxy coated aluminum | 2025-01-02 | 6 | 6 | yes | piece | 1
GCVC PD 050.2/11-35 | GCVC PD | 050.2/11-35 | 4244089 | finoox | GCVC 050.2B/1x1-2516-1-D/4/24/2.10/720/AXS/1/015023 | 2360 | 1 | 1 | 2516 | Axial | 13171 | 13237 | 36.13 | 3413 | 820 | VT03011U.1 | 0.148 | 0.68 | C | 34.66 | 65.85 | 2025-02-03 | VerticalCompact-BCD_1x1 | 804 | 586 | 753 |  |  | 47.3 | 16 | 16 | 500 | EC motor | 5060 | 1 | no | no | B | D | Aluminum | 2025-01-02 | 8 | 4 | yes | piece | 1
GCVC PD 050.2/12-52 | GCVC PD | 050.2/12-52 | 4250575 | finoox | GCVC 050.2D/1x2-2560-2-D/6/40/2.10/2400/EXS/1/015023 | 7943 | 2 | 1 | 2560 | Axial | 78733 | 78926 | 301.1 | 15944 | 1415 | VT03013U.1 | 1234 | 2021-01-01 | D | 51.55 | 83.08 | 2025-03-25 | VerticalCompact-BCD_1x2 | 2484 | 607 | 1153 |  |  | 205.2 | 35 | 35 | 500 | EC motor | 5060 | 2 | no | no | D | D | Epoxy coated aluminum | 2025-01-02 | 8 | 6 | yes | piece | 1
GCVC PD 050.2/21-54 | GCVC PD | 050.2/21-54 | 4244989 | finoox | GCVC 050.2C/2x1-2562-2-D/4/64/2.10/900/AXS/1/015023 | 6404 | 1 | 2 | 2562 | Axial | 58551 | 59008 | 120.44 | 16960 | 1595 | VT03013U.1 | 1814 | 1965-01-01 | E | 53.65 | 85.16 | 2025-04-11 | VerticalCompact-BCD_2x1 | 984 | 800 | 1761 |  |  | 136.8 | 28 | 28 | 500 | EC motor | 5060 | 2 | no | no | C | D | Aluminum | 2025-01-02 | 8 | 4 | yes | piece | 1
GCVC PD 050.2/13-57 | GCVC PD | 050.2/13-57 | 4244404 | finoox | GCVC 050.2B/1x3-2563-2-D/3/24/2.10/2160/AXS/1/015023 | 7252 | 3 | 1 | 2563 | Axial | 54.86 | 55016 | 81.3 | 23574 | 1680 | VT03013U.1 | 1936-03-01 | 1975-01-01 | E | 56.86 | 88.25 | 2025-01-07 | VerticalCompact-BCD_1x3a | 2244 | 607 | 753 |  |  | 128.1 | 28 | 28 | 500 | EC motor | 5060 | 2 | no | no | B | D | Aluminum | 2025-01-02 | 4 | 3 | yes | piece | 1
GCVC PD 050.2/21-56 | GCVC PD | 050.2/21-56 | 4245941 | finoox | GCVC 050.2D/2x1-2563-2-D/4/80/2.10/1200/AXS/1/015023 | 7379 | 1 | 2 | 2563 | Axial | 76795 | 77149 | 200.73 | 19589 | 1680 | VT03013U.1 | 1993 | 1975-01-01 | E | 55.66 | 87.31 | 2025-04-19 | VerticalCompact-BCD_2x1 | 1284 | 800 | 2161 |  |  | 187.4 | 35 | 35 | 500 | EC motor | 5060 | 2 | no | no | D | D | Aluminum | 2025-01-02 | 10 | 4 | yes | piece | 1
GCVC PD 080.2/11-43 | GCVC PD | 080.2/11-43 | 4252552 | finoox | GCVC 080.2D/1x1-2536-2-D/3/40/2.10/1200/AXS/1/015023 | 5270 | 1 | 1 | 2536 | Axial | 36312 | 36313 | 75.27 | 12309 | 700 | VT03059U.2 | 0.665 | 2025-04-01 | D | 42.57 | 73.94 | 2025-06-06 | VerticalCompact-BCD_1x1 | 1284 | 650 | 1153 |  |  | 100.5 | 22 | 22 | 800 | EC motor | 5060 | 2 | no | no | D | D | Aluminum | 2025-01-02 | 10 | 3 | yes | piece | 1
GCVC PD 080.2/13-46 | GCVC PD | 080.2/13-46 | 4253155 | finoox | GCVC 080.2D/1x3-2546-2-D/4/40/2.10/3600/EXS/1/015023 | 12919 | 3 | 1 | 2546 | Axial | 125698 | 125594 | 301.1 | 36661 | 730 | VT03060U.1 | 2245 | 2025-03-01 | D | 45.54 | 77.22 | 26 | VerticalCompact-BCD_1x3 | 3684 | 613 | 1153 |  |  | 276.1 | 42 | 42 | 800 | EC motor | 5060 | 2 | no | no | D | D | Epoxy coated aluminum | 2025-01-02 | 4 | 4 | yes | piece | 1
GCVC PD 063.2/21-37 | GCVC PD | 063.2/21-37 | 4246608 | finoox | GCVC 063.2C/2x1-2554-2-D/4/64/2.10/900/EXS/1/015023 | 7887 | 1 | 2 | 2554 | Axial | 47902 | 48206 | 120.44 | 13047 | 750 | VT03144U.1 | 0.594 | 0.6 | C | 37.1 | 68.61 | 2025-04-11 | VerticalCompact-BCD_2x1 | 984 | 800 | 1761 |  |  | 137.8 | 28 | 28 | 630 | EC motor | 5060 | 2 | no | no | C | D | Epoxy coated aluminum | 2025-01-02 | 8 | 4 | yes | piece | 1
GCVC PD 063.2/13-41 | GCVC PD | 063.2/13-41 | 4251429 | finoox | GCVC 063.2C/1x3-2554-2-D/6/32/2.10/2700/EXS/1/015023 | 10891 | 3 | 1 | 2554 | Axial | 82431 | 82638 | 270.99 | 17326 | 750 | VT03144U.1 | 0.946 | 0.6 | C | 40.64 | 72.16 | 2025-06-22 | VerticalCompact-BCD_1x3 | 2784 | 623 | 953 |  |  | 212.8 | 35 | 35 | 630 | EC motor | 5060 | 2 | no | no | C | D | Epoxy coated aluminum | 2025-01-02 | 6 | 6 | yes | piece | 1
GCVC PD 045.2/11-44 | GCVC PD | 045.2/11-44 | 4248827 | finoox | GCVC 045.2C/1x1-0426-W-D/6/32/2.10/900/EXS/1/015023 | 2644 | 1 | 1 | 426 | Axial | 25036 | 25.23 | 90.33 | 5100 | 1360 | VT0326U | 0.433 | 2025-02-02 | D | 44.37 | 75.63 | 2025-07-07 | VerticalCompact-BCD_1x1 | 984 | 521 | 953 |  |  | 74.4 | 18 | 18 | 450 | AC motor | 50 | W | no | no | C | D | Epoxy coated aluminum | 2025-01-02 | 12 | 6 | yes | piece | 1
GCVC PD 063.2/21-59 | GCVC PD | 063.2/21-59 | 4247258 | finoox | GCVC 063.2D/2x1-2356-D-D/6/80/2.10/1200/AXS/1/015023 | 9347 | 1 | 2 | 2356 | Axial | 128262 | 129081 | 301.1 | 29934 | 1330 | VT01441 | 5057 | 5 | E | 59.18 | 90.83 | 2025-09-28 | VerticalCompact-BCD_2x1 | 1284 | 800 | 2161 |  |  | 259.1 | 42 | 42 | 630 | AC motor | 50 | D | no | no | D | D | Aluminum | 2025-01-02 | 10 | 6 | yes | piece | 1
GCVC PD 080.2/23-43 | GCVC PD | 080.2/23-43 | 4248619 | finoox | GCVC 080.2D/2x3-2485-1-D/6/80/2.10/3600/EXS/1/015023 | 31429 | 3 | 2 | 2485 | Axial | 222.75 | 223092 | 903.29 | 45105 | 535 | VT03061U.1 | 1986-01-01 | 1935-01-01 | B | 42.65 | 74.62 | 78.2 | VerticalCompact-BCD_2x3 | 3684 | 800 | 2161 |  |  | 606.4 | 54 | 54 | 800 | EC motor | 5060 | 1 | no | no | D | D | Epoxy coated aluminum | 2025-01-02 | 6 | 6 | yes | piece | 1
GCVC PD 063.2/24-48 | GCVC PD | 063.2/24-48 | 4247242 | finoox | GCVC 063.2C/2x4-2557-2-D/6/64/2.10/3600/AXS/1/015023 | 27389 | 4 | 2 | 2557 | Axial | 260174 | 261296 | 722.63 | 56361 | 900 | VT03144U.1 | 4268 | 0.85 | D | 48.15 | 80.01 | 65.4 | VerticalCompact-BCD_2x4 | 3684 | 800 | 1761 |  |  | 545.2 | 64 | 64 | 630 | EC motor | 5060 | 2 | no | no | C | D | Aluminum | 2025-01-02 | 4 | 6 | yes | piece | 1
GCVC PD 063.2/12-42 | GCVC PD | 063.2/12-42 | 4252142 | finoox | GCVC 063.2D/1x2-2557-2-D/4/40/2.10/2400/EXS/1/015023 | 8168 | 2 | 1 | 2557 | Axial | 71524 | 71557 | 200.73 | 18781 | 900 | VT03144U.1 | 0.882 | 0.85 | C | 42.47 | 74 | 2025-05-17 | VerticalCompact-BCD_1x2 | 2484 | 623 | 1153 |  |  | 177.2 | 35 | 35 | 630 | EC motor | 5060 | 2 | no | no | D | D | Epoxy coated aluminum | 2025-01-02 | 6 | 4 | yes | piece | 1
GCVC PD 063.2/12-26 | GCVC PD | 063.2/12-26 | 4252038 | finoox | GCVC 063.2D/1x2-2505-1-D/6/40/2.10/2400/AXS/1/015023 | 8338 | 2 | 1 | 2505 | Axial | 48.28 | 48591 | 301.1 | 8379 | 500 | VT03145U.1 | 0.138 | 0.39 | A+ | 26.24 | 57.77 | 2025-06-24 | VerticalCompact-BCD_1x2 | 2484 | 615 | 1153 |  |  | 197.1 | 28 | 28 | 630 | EC motor | 5060 | 1 | no | no | D | D | Aluminum | 2025-01-02 | 8 | 6 | yes | piece | 1
GCVC PD 050.2/14-36 | GCVC PD | 050.2/14-36 | 4250036 | finoox | GCVC 050.2C/1x4-2514-1-D/4/32/2.10/3600/EXS/1/015023 | 9245 | 4 | 1 | 2514 | Axial | 64055 | 64144 | 240.88 | 14287 | 695 | VT03011U.1 | 0.351 | 0.47 | A | 35.6 | 67.22 | 2025-06-19 | VerticalCompact-BCD_1x4 | 3684 | 586 | 953 |  |  | 222.2 | 28 | 28 | 500 | EC motor | 5060 | 1 | no | no | C | D | Epoxy coated aluminum | 2025-01-02 | 4 | 4 | yes | piece | 1
GCVC PD 080.3/21-51 | GCVC PD | 080.3/21-51 | 6168252 | finoox | GCVC 080.3D/2x1-3562-2-D/6/80/2.10/1200/AXS/1/015023 | 11839 | 1 | 2 | 3562 | Axial | 111348 | 112 | 301.1 | 24228 | 800 | VT01445U.3 | 2237 | 1985-01-01 | D | 50.63 | 82.28 | 2025-09-28 | VerticalCompact-BCD_2x1 | 1284 | 800 | 2161 |  |  | 267.3 | 42 | 42 | 800 | EC motor | 5060 | 2 | no | no | D | D | Aluminum | 2025-01-02 | 10 | 6 | yes | piece | 1
GCVC PD 080.3/21-50 | GCVC PD | 080.3/21-50 | 6116243 | finoox | GCVC 080.3D/2x1-3562-2-D/3/80/2.10/1200/EXS/1/015023 | 10378 | 1 | 2 | 3562 | Axial | 78.56 | 78747 | 150.55 | 29243 | 800 | VT01445U.3 | 2131 | 1985-01-01 | E | 49.69 | 81.34 | 2025-04-15 | VerticalCompact-BCD_2x1 | 1284 | 800 | 2161 |  |  | 218.9 | 35 | 35 | 800 | EC motor | 5060 | 2 | no | no | D | D | Epoxy coated aluminum | 2025-01-02 | 8 | 3 | yes | piece | 1
GCVC PD 050.3/23-50 | GCVC PD | 050.3/23-50 | 6203519 | finoox | GCVC 050.3C/2x3-3616-W-D/6/64/2.10/2700/EXS/1/015023 | 13023 | 3 | 2 | 3616 | Axial | 175739 | 176208 | 541.97 | 38242 | 1240 | VT01524 | 4137 | 2025-02-03 | D | 50.47 | 82.21 | 48.8 | VerticalCompact-BCD_2x3 | 2784 | 800 | 1761 |  |  | 421.1 | 54 | 54 | 500 | AC motor | 50 | W | no | no | C | D | Epoxy coated aluminum | 2025-01-02 | 6 | 6 | yes | piece | 1
GCVC PD 050.2/23-30 | GCVC PD | 050.2/23-30 | 4246304 | finoox | GCVC 050.2D/2x3-2391-L-D/4/80/2.10/3600/EXS/1/015023 | 13865 | 3 | 2 | 2391 | Axial | 100223 | 100395 | 602.19 | 19747 | 520 | VT01437 | 0.605 | 0.18 | B | 29.93 | 61.89 | 50.2 | VerticalCompact-BCD_2x3 | 3684 | 800 | 2161 |  |  | 479.5 | 35 | 35 | 500 | AC motor | 60 | L | no | no | D | D | Epoxy coated aluminum | 2025-01-02 | 6 | 4 | yes | piece | 1
GCVC PD 050.2/22-54 | GCVC PD | 050.2/22-54 | 4246156 | finoox | GCVC 050.2D/2x2-2559-2-D/3/80/2.10/2400/AXS/1/015023 | 12155 | 2 | 2 | 2559 | Axial | 109257 | 109193 | 301.1 | 31230 | 1330 | VT03013U.1 | 1964 | 2025-08-01 | D | 53.56 | 85.37 | 2025-04-28 | VerticalCompact-BCD_2x2 | 2484 | 800 | 2161 |  |  | 311.4 | 42 | 42 | 500 | EC motor | 5060 | 2 | no | no | D | D | Aluminum | 2025-01-02 | 6 | 3 | yes | piece | 1
GCVC PD 050.2/12-51 | GCVC PD | 050.2/12-51 | 4250564 | finoox | GCVC 050.2D/1x2-2559-2-D/3/40/2.10/2400/AXS/1/015023 | 6081 | 2 | 1 | 2559 | Axial | 54629 | 54597 | 150.55 | 15615 | 1330 | VT03013U.1 | 0.982 | 2025-08-01 | D | 50.83 | 82.36 | 2025-09-12 | VerticalCompact-BCD_1x2 | 2484 | 607 | 1153 |  |  | 161.1 | 28 | 28 | 500 | EC motor | 5060 | 2 | no | no | D | D | Aluminum | 2025-01-02 | 6 | 3 | yes | piece | 1
GCVC PD 045.2/23-54 | GCVC PD | 045.2/23-54 | 4244676 | finoox | GCVC 045.2C/2x3-2533-1-D/4/64/2.10/2700/EXS/1/015023 | 12567 | 3 | 2 | 2533 | Axial | 127.17 | 127146 | 361.32 | 34152 | 1425 | VT03007U.1 | 2719 | 2025-09-01 | D | 54.1 | 85.85 | 32.1 | VerticalCompact-BCD_2x3 | 2784 | 800 | 1761 |  |  | 317.4 | 42 | 42 | 450 | EC motor | 5060 | 1 | no | no | C | D | Epoxy coated aluminum | 2025-01-02 | 6 | 4 | yes | piece | 1
GCVC PD 080.2/11-34 | GCVC PD | 080.2/11-34 | 4252473 | finoox | GCVC 080.2D/1x1-2484-1-D/6/40/2.10/1200/EXS/1/015023 | 5632 | 1 | 1 | 2484 | Axial | 36405 | 36676 | 150.55 | 7031 | 505 | VT03061U.1 | 0.26 | 2015-01-01 | B | 34.28 | 65.64 | 2025-07-12 | VerticalCompact-BCD_1x1 | 1284 | 608 | 1153 |  |  | 111.2 | 22 | 22 | 800 | EC motor | 5060 | 1 | no | no | D | D | Epoxy coated aluminum | 2025-01-02 | 10 | 6 | yes | piece | 1
GCVC PD 035.2/11-39 | GCVC PD | 035.2/11-39 | 4243723 | finoox | GCVC 035.2B/1x1-2479-1-D/4/24/2.10/720/EXS/1/015023 | 2183 | 1 | 1 | 2479 | Axial | 12442 | 12525 | 36.13 | 3195 | 1475 | VT03133 | 0.155 | 1935-01-01 | C | 38.76 | 69.93 | 2025-02-03 | VerticalCompact-BCD_1x1 | 804 | 477 | 753 |  |  | 42.8 | 16 | 16 | 350 | EC motor | 5060 | 1 | no | no | B | D | Epoxy coated aluminum | 2025-01-02 | 12 | 4 | yes | piece | 1
GCVC PD 063.2/23-28 | GCVC PD | 063.2/23-28 | 4247871 | finoox | GCVC 063.2D/2x3-2504-1-D/3/80/2.10/3600/EXS/1/015023 | 19427 | 3 | 2 | 2504 | Axial | 108708 | 108627 | 451.65 | 25999 | 460 | VT03145U.1 | 0.316 | 0.3 | A+ | 28.39 | 60.35 | 40 | VerticalCompact-BCD_2x3 | 3684 | 800 | 2161 |  |  | 429.4 | 42 | 42 | 630 | EC motor | 5060 | 1 | no | no | D | D | Epoxy coated aluminum | 2025-01-02 | 4 | 3 | yes | piece | 1
GCVC PD 063.2/13-36 | GCVC PD | 063.2/13-36 | 4252323 | finoox | GCVC 063.2D/1x3-2511-1-D/6/40/2.10/3600/EXS/1/015023 | 12544 | 3 | 1 | 2511 | Axial | 98028 | 98254 | 451.65 | 18790 | 730 | VT03145U.1 | 0.573 | 1 | B | 35.89 | 67.58 | 36.9 | VerticalCompact-BCD_1x3 | 3684 | 615 | 1153 |  |  | 290.7 | 35 | 35 | 630 | EC motor | 5060 | 1 | no | no | D | D | Epoxy coated aluminum | 2025-01-02 | 6 | 6 | yes | piece | 1
GCVC PD 045.2/23-40 | GCVC PD | 045.2/23-40 | 4244620 | finoox | GCVC 045.2C/2x3-2524-1-D/6/64/2.10/2700/AXS/1/015023 | 13361 | 3 | 2 | 2524 | Axial | 92865 | 93356 | 541.97 | 16398 | 750 | VT03007U.1 | 0.459 | 0.37 | A | 40.45 | 72.19 | 45 | VerticalCompact-BCD_2x3 | 2784 | 800 | 1761 |  |  | 368.4 | 35 | 35 | 450 | EC motor | 5060 | 1 | no | no | C | D | Aluminum | 2025-01-02 | 8 | 6 | yes | piece | 1
GCVC PD 063.2/13-33 | GCVC PD | 063.2/13-33 | 4251373 | finoox | GCVC 063.2C/1x3-2508-1-D/3/32/2.10/2700/EXS/1/015023 | 8244 | 3 | 1 | 2508 | Axial | 48069 | 47962 | 135.49 | 14652 | 615 | VT03145U.1 | 0.37 | 0.65 | B | 33.16 | 64.67 | 2025-05-11 | VerticalCompact-BCD_1x3 | 2784 | 615 | 953 |  |  | 160.7 | 28 | 28 | 630 | EC motor | 5060 | 1 | no | no | C | D | Epoxy coated aluminum | 2025-01-02 | 6 | 3 | yes | piece | 1
GCVC PD 050.2/12-52 | GCVC PD | 050.2/12-52 | 4249631 | finoox | GCVC 050.2C/1x2-2561-2-D/6/32/2.10/1800/EXS/1/015023 | 6532 | 2 | 1 | 2561 | Axial | 65631 | 65765 | 180.66 | 14882 | 1505 | VT03013U.1 | 1583 | 1938-01-01 | D | 52.43 | 83.83 | 2025-07-15 | VerticalCompact-BCD_1x2 | 1884 | 607 | 953 |  |  | 144.2 | 35 | 35 | 500 | EC motor | 5060 | 2 | no | no | C | D | Epoxy coated aluminum | 2025-01-02 | 8 | 6 | yes | piece | 1
GCVC PD 063.2/11-13 | GCVC PD | 063.2/11-13 | 4251765 | finoox | GCVC 063.2D/1x1-2500-1-D/6/40/2.10/1200/EXS/1/015023 | 5200 | 1 | 1 | 2500 | Axial | 15103 | 15243 | 150.55 | 2499 | 310 | VT03145U.1 | 0.024 | 0.13 | A+ | 13.19 | 44.56 | 2025-04-12 | VerticalCompact-BCD_1x1 | 1284 | 615 | 1153 |  |  | 104.2 | 16 | 16 | 630 | EC motor | 5060 | 1 | no | no | D | D | Epoxy coated aluminum | 2025-01-02 | 12 | 6 | yes | piece | 1
GCVC PD 063.2/21-18 | GCVC PD | 063.2/21-18 | 4247359 | finoox | GCVC 063.2D/2x1-2501-1-D/4/80/2.10/1200/AXS/1/015023 | 7948 | 1 | 2 | 2501 | Axial | 32.12 | 32.27 | 200.73 | 6178 | 345 | VT03145U.1 | 0.058 | 0.15 | A+ | 17.71 | 49.36 | 2025-02-17 | VerticalCompact-BCD_2x1 | 1284 | 800 | 2161 |  |  | 177.5 | 22 | 22 | 630 | EC motor | 5060 | 1 | no | no | D | D | Aluminum | 2025-01-02 | 10 | 4 | yes | piece | 1
GCVC PD 050.2/23-36 | GCVC PD | 050.2/23-36 | 4246336 | finoox | GCVC 050.2D/2x3-2513-1-D/3/80/2.10/3600/AXS/1/015023 | 14964 | 3 | 2 | 2513 | Axial | 95034 | 94885 | 451.65 | 22106 | 630 | VT03011U.1 | 0.379 | 0.37 | A+ | 35.9 | 67.87 | 38.5 | VerticalCompact-BCD_2x3 | 3684 | 800 | 2161 |  |  | 421.3 | 35 | 35 | 500 | EC motor | 5060 | 1 | no | no | D | D | Aluminum | 2025-01-02 | 6 | 3 | yes | piece | 1
GCVC PD 050.2/13-41 | GCVC PD | 050.2/13-41 | 4249825 | finoox | GCVC 050.2C/1x3-2518-1-D/6/32/2.10/2700/EXS/1/015023 | 8375 | 3 | 1 | 2518 | Axial | 69818 | 70.13 | 270.99 | 13726 | 945 | VT03011U.1 | 0.639 | 1 | C | 41.12 | 72.63 | 2025-06-22 | VerticalCompact-BCD_1x3 | 2784 | 586 | 953 |  |  | 197.5 | 35 | 35 | 500 | EC motor | 5060 | 1 | no | no | C | D | Epoxy coated aluminum | 2025-01-02 | 6 | 6 | yes | piece | 1
GCVC PD 080.2/13-57 | GCVC PD | 080.2/13-57 | 4253223 | finoox | GCVC 080.2D/1x3-2710-2-D/6/40/2.10/3600/EXS/1/015023 | 16487 | 3 | 1 | 2710 | Axial | 184952 | 184738 | 451.65 | 44931 | 975 | VT03059U.2 | 5931 | 3 | E | 56.6 | 88.29 | 39.4 | VerticalCompact-BCD_1x3 | 3684 | 650 | 1153 |  |  | 347.4 | 54 | 54 | 800 | EC motor | 5060 | 2 | no | no | D | D | Epoxy coated aluminum | 2025-01-02 | 4 | 6 | yes | piece | 1
GCVC PD 050.2/12-51 | GCVC PD | 050.2/12-51 | 4249645 | finoox | GCVC 050.2C/1x2-2790-K-D/4/32/2.10/1800/AXS/1/015023 | 3631 | 2 | 1 | 2790 | Axial | 56.28 | 56181 | 120.44 | 17096 | 1640 | VT03150U | 2036 | 1964-01-01 | E | 51.03 | 82.41 | 2025-04-10 | VerticalCompact-BCD_1x2 | 1884 | 569 | 953 |  |  | 126.3 | 28 | 28 | 500 | AC motor | 60 | K | no | no | C | D | Aluminum | 2025-01-02 | 8 | 4 | yes | piece | 1
GCVC PD 050.2/12-43 | GCVC PD | 050.2/12-43 | 4249493 | finoox | GCVC 050.2C/1x2-2386-K-D/6/32/2.10/1800/EXS/1/015023 | 4508 | 2 | 1 | 2386 | Axial | 50635 | 50.87 | 180.66 | 10197 | 910 | VT01435 | 0.855 | 0.92 | D | 43.12 | 74.51 | 2025-01-15 | VerticalCompact-BCD_1x2 | 1884 | 596 | 953 |  |  | 144.4 | 28 | 28 | 500 | AC motor | 60 | K | no | no | C | D | Epoxy coated aluminum | 2025-01-02 | 8 | 6 | yes | piece | 1
GCVC PD 050.2/13-36 | GCVC PD | 050.2/13-36 | 4250693 | finoox | GCVC 050.2D/1x3-2388-I-D/3/40/2.10/3600/EXS/1/015023 | 6416 | 3 | 1 | 2388 | Axial | 56322 | 56277 | 225.82 | 13662 | 710 | VT01437 | 0.454 | 0.34 | B | 36.48 | 68.16 | 2025-06-18 | VerticalCompact-BCD_1x3 | 3684 | 596 | 1153 |  |  | 229.5 | 28 | 28 | 500 | AC motor | 60 | I | no | no | D | D | Epoxy coated aluminum | 2025-01-02 | 4 | 3 | yes | piece | 1
GCVC PD 063.2/21-24 | GCVC PD | 063.2/21-24 | 4247328 | finoox | GCVC 063.2D/2x1-2401-L-D/3/80/2.10/1200/AXS/1/015023 | 6326 | 1 | 2 | 2401 | Axial | 33761 | 33795 | 150.55 | 7765 | 340 | VT01442 | 0.171 | 0.16 | A | 24.14 | 55.79 | 2025-02-13 | VerticalCompact-BCD_2x1 | 1284 | 800 | 2161 |  |  | 169.7 | 22 | 22 | 630 | AC motor | 60 | L | no | no | D | D | Aluminum | 2025-01-02 | 10 | 3 | yes | piece | 1
GCVC PD 050.2/12-38 | GCVC PD | 050.2/12-38 | 4249474 | finoox | GCVC 050.2C/1x2-2355-X-D/4/32/2.10/1800/EXS/1/015023 | 3722 | 2 | 1 | 2355 | Axial | 38564 | 38596 | 120.44 | 9405 | 810 | VT03093U | 0.583 | 2025-03-01 | D | 37.58 | 68.97 | 10 | VerticalCompact-BCD_1x2 | 1884 | 569 | 953 |  |  | 122.7 | 22 | 22 | 500 | AC motor | 60 | X | no | no | C | D | Epoxy coated aluminum | 2025-01-02 | 8 | 4 | yes | piece | 1
GCVC PD 050.2/13-50 | GCVC PD | 050.2/13-50 | 4249679 | finoox | GCVC 050.2C/1x3-2347-D-D/4/32/2.10/2700/AXS/1/015023 | 5358 | 3 | 1 | 2347 | Axial | 82165 | 82442 | 180.66 | 22596 | 1390 | VT03150U | 2068 | 1941-01-01 | D | 49.82 | 81.33 | 2025-06-15 | VerticalCompact-BCD_1x3 | 2784 | 569 | 953 |  |  | 185.3 | 35 | 35 | 500 | AC motor | 50 | D | no | no | C | D | Aluminum | 2025-01-02 | 4 | 4 | yes | piece | 1
GCVC PD 050.2/23-48 | GCVC PD | 050.2/23-48 | 4246328 | finoox | GCVC 050.2D/2x3-2421-1-D/4/80/2.10/3600/EXS/1/015023 | 17855 | 3 | 2 | 2421 | Axial | 178475 | 178355 | 602.19 | 41567 | 1150 | VT03011U.1 | 2025-02-02 | 1975-01-01 | C | 48.07 | 80.03 | 54.8 | VerticalCompact-BCD_2x3 | 3684 | 800 | 2161 |  |  | 473.9 | 54 | 54 | 500 | EC motor | 5060 | 1 | no | no | D | D | Epoxy coated aluminum | 2025-01-02 | 4 | 4 | yes | piece | 1
GCVC PD 035.2/11-29 | GCVC PD | 035.2/11-29 | 4243718 | finoox | GCVC 035.2B/1x1-2345-X-D/3/24/2.10/720/EXS/1/015023 | 1693 | 1 | 1 | 2345 | Axial | 7791 | 7836 | 2025-01-27 | 2074 | 1020 | VT03149U | 0.09 | 0.42 | C | 29.19 | 60.37 | 2025-04-02 | VerticalCompact-BCD_1x1 | 804 | 514 | 753 |  |  | 39.9 | 16 | 16 | 350 | AC motor | 60 | X | no | no | B | D | Epoxy coated aluminum | 2025-01-02 | 12 | 3 | yes | piece | 1
GCVC PD 050.2/11-53 | GCVC PD | 050.2/11-53 | 4249291 | finoox | GCVC 050.2C/1x1-2410-2-D/3/32/2.10/900/EXS/1/015023 | 3208 | 1 | 1 | 2410 | Axial | 24936 | 25082 | 45.16 | 9748 | 1770 | VT03013U.1 | 1214 | 2025-01-02 | E | 53.41 | 84.68 | 4 | VerticalCompact-BCD_1x1 | 984 | 607 | 953 |  |  | 63.9 | 18 | 18 | 500 | EC motor | 5060 | 2 | no | no | C | D | Epoxy coated aluminum | 2025-01-02 | 8 | 3 | yes | piece | 1
GCVC PD 080.2/23-56 | GCVC PD | 080.2/23-56 | 4248717 | finoox | GCVC 080.2D/2x3-2540-2-D/4/80/2.10/3600/AXS/1/015023 | 31601 | 3 | 2 | 2540 | Axial | 289562 | 289025 | 602.19 | 90396 | 900 | VT03059U.2 | 8512 | 1952-02-01 | E | 55.71 | 87.67 | 58.2 | VerticalCompact-BCD_2x3 | 3684 | 800 | 2161 |  |  | 588.9 | 64 | 64 | 800 | EC motor | 5060 | 2 | no | no | D | D | Aluminum | 2025-01-02 | 4 | 4 | yes | piece | 1
GCVC PD 045.2/12-47 | GCVC PD | 045.2/12-47 | 4243924 | finoox | GCVC 045.2B/1x2-2530-1-D/3/24/2.10/1440/AXS/1/015023 | 3843 | 2 | 1 | 2530 | Axial | 25703 | 25726 | 54.2 | 8464 | 1200 | VT03007U.1 | 0.561 | 2025-01-01 | D | 46.59 | 77.87 | 2025-07-04 | VerticalCompact-BCD_1x2 | 1524 | 535 | 753 |  |  | 75.8 | 22 | 22 | 450 | EC motor | 5060 | 1 | no | no | B | D | Aluminum | 2025-01-02 | 8 | 3 | yes | piece | 1
GCVC PD 050.2/14-54 | GCVC PD | 050.2/14-54 | 4250096 | finoox | GCVC 050.2C/1x4-2560-2-D/4/32/2.10/3600/EXS/1/015023 | 11388 | 4 | 1 | 2560 | Axial | 101784 | 101.68 | 240.88 | 30012 | 1415 | VT03013U.1 | 2567 | 2021-01-01 | D | 53.96 | 85.59 | 2025-02-20 | VerticalCompact-BCD_1x4 | 3684 | 607 | 953 |  |  | 241.1 | 35 | 35 | 500 | EC motor | 5060 | 2 | no | no | C | D | Epoxy coated aluminum | 2025-01-02 | 4 | 4 | yes | piece | 1
GCVC PD 080.2/23-25 | GCVC PD | 080.2/23-25 | 4248650 | finoox | GCVC 080.2D/2x3-2492-1-D/3/80/2.10/3600/EXS/1/015023 | 22756 | 3 | 2 | 2492 | Axial | 116801 | 116711 | 451.65 | 28765 | 295 | VT03062U.1 | 0.336 | 0.3 | A+ | 25.37 | 57.33 | 40 | VerticalCompact-BCD_2x3 | 3684 | 800 | 2161 |  |  | 463.1 | 42 | 42 | 800 | EC motor | 5060 | 1 | no | no | D | D | Epoxy coated aluminum | 2025-01-02 | 4 | 3 | yes | piece | 1
GCVC PD 080.2/12-28 | GCVC PD | 080.2/12-28 | 4252802 | finoox | GCVC 080.2D/1x2-2497-1-D/3/40/2.10/2400/AXS/1/015023 | 6968 | 2 | 1 | 2497 | Axial | 50.91 | 50879 | 150.55 | 13921 | 415 | VT03062U.1 | 0.277 | 0.7 | A | 28.42 | 59.95 | 2025-09-12 | VerticalCompact-BCD_1x2 | 2484 | 608 | 1153 |  |  | 164.9 | 28 | 28 | 800 | EC motor | 5060 | 1 | no | no | D | D | Aluminum | 2025-01-02 | 6 | 3 | yes | piece | 1
GCVC PD 063.2/13-65 | GCVC PD | 063.2/13-65 | 4251409 | finoox | GCVC 063.2C/1x3-2550-2-D/4/32/2.10/2700/EXS/1/015023 | 12095 | 3 | 1 | 2550 | Axial | 101051 | 101697 | 180.66 | 35438 | 1285 | VT03143U.1 | 6344 | 2026-03-01 | E | 64.54 | 96.05 | 2025-06-15 | VerticalCompact-BCD_1x3 | 2784 | 611 | 953 |  |  | 240.8 | 35 | 35 | 630 | EC motor | 5060 | 2 | no | no | C | D | Epoxy coated aluminum | 2025-01-02 | 4 | 4 | yes | piece | 1
GCVC PD 080.2/23-29 | GCVC PD | 080.2/23-29 | 4248658 | finoox | GCVC 080.2D/2x3-2494-1-D/3/80/2.10/3600/EXS/1/015023 | 22756 | 3 | 2 | 2494 | Axial | 130805 | 130748 | 451.65 | 33932 | 340 | VT03062U.1 | 0.495 | 0.45 | A+ | 28.63 | 60.59 | 40 | VerticalCompact-BCD_2x3 | 3684 | 800 | 2161 |  |  | 463.1 | 42 | 42 | 800 | EC motor | 5060 | 1 | no | no | D | D | Epoxy coated aluminum | 2025-01-02 | 4 | 3 | yes | piece | 1
GCVC PD 080.2/23-45 | GCVC PD | 080.2/23-45 | 4248738 | finoox | GCVC 080.2D/2x3-2544-2-D/3/80/2.10/3600/EXS/1/015023 | 27014 | 3 | 2 | 2544 | Axial | 197402 | 197099 | 451.65 | 69236 | 655 | VT03060U.1 | 3119 | 2025-05-01 | D | 45.26 | 77.22 | 43.1 | VerticalCompact-BCD_2x3 | 3684 | 800 | 2161 |  |  | 490.2 | 54 | 54 | 800 | EC motor | 5060 | 2 | no | no | D | D | Epoxy coated aluminum | 2025-01-02 | 4 | 3 | yes | piece | 1
GCVC PD 050.2/13-54 | GCVC PD | 050.2/13-54 | 4250835 | finoox | GCVC 050.2D/1x3-2790-K-D/4/40/2.10/3600/AXS/1/015023 | 6864 | 3 | 1 | 2790 | Axial | 114207 | 114374 | 301.1 | 29558 | 1640 | VT03150U | 2802 | 1964-01-01 | D | 53.83 | 85.51 | 26 | VerticalCompact-BCD_1x3 | 3684 | 569 | 1153 |  |  | 259.9 | 42 | 42 | 500 | AC motor | 60 | K | no | no | D | D | Aluminum | 2025-01-02 | 4 | 4 | yes | piece | 1
GCVC PD 045.2/23-55 | GCVC PD | 045.2/23-55 | 4244590 | finoox | GCVC 045.2C/2x3-0423-X-D/6/64/2.10/2700/AXS/1/015023 | 9949 | 3 | 2 | 423 | Axial | 167797 | 168352 | 541.97 | 34559 | 1460 | VT0326U | 3753 | 3 | D | 55.06 | 86.81 | 48.8 | VerticalCompact-BCD_2x3 | 2784 | 800 | 1761 |  |  | 397.9 | 54 | 54 | 450 | AC motor | 60 | X | no | no | C | D | Aluminum | 2025-01-02 | 6 | 6 | yes | piece | 1
GCVC PD 050.2/23-38 | GCVC PD | 050.2/23-38 | 4245260 | finoox | GCVC 050.2C/2x3-2336-D-D/6/64/2.10/2700/AXS/1/015023 | 11849 | 3 | 2 | 2336 | Axial | 106756 | 107193 | 541.97 | 19516 | 660 | VT01437 | 0.771 | 0.33 | B | 37.61 | 69.36 | 46.2 | VerticalCompact-BCD_2x3 | 2784 | 800 | 1761 |  |  | 395 | 42 | 42 | 500 | AC motor | 50 | D | no | no | C | D | Aluminum | 2025-01-02 | 8 | 6 | yes | piece | 1
GCVC PD 050.2/13-35 | GCVC PD | 050.2/13-35 | 4250621 | finoox | GCVC 050.2D/1x3-2336-D-D/3/40/2.10/3600/EXS/1/015023 | 6388 | 3 | 1 | 2336 | Axial | 50261 | 50166 | 225.82 | 12310 | 660 | VT01437 | 0.361 | 0.33 | B | 35.25 | 66.93 | 2025-06-18 | VerticalCompact-BCD_1x3 | 3684 | 596 | 1153 |  |  | 229.4 | 28 | 28 | 500 | AC motor | 50 | D | no | no | D | D | Epoxy coated aluminum | 2025-01-02 | 6 | 3 | yes | piece | 1
GCVC PD 063.2/24-42 | GCVC PD | 063.2/24-42 | 4247117 | finoox | GCVC 063.2C/2x4-2414-1-D/3/64/2.10/3600/EXS/1/015023 | 21086 | 4 | 2 | 2414 | Axial | 149327 | 149173 | 361.32 | 49612 | 770 | VT03145U.1 | 1834 | 2015-01-01 | C | 41.71 | 73.57 | 32 | VerticalCompact-BCD_2x4 | 3684 | 800 | 1761 |  |  | 396.4 | 42 | 42 | 630 | EC motor | 5060 | 1 | no | no | C | D | Epoxy coated aluminum | 2025-01-02 | 4 | 3 | yes | piece | 1
GCVC PD 050.2/23-26 | GCVC PD | 050.2/23-26 | 4246293 | finoox | GCVC 050.2D/2x3-2389-J-D/6/80/2.10/3600/EXS/1/015023 | 17365 | 3 | 2 | 2389 | Axial | 95.71 | 96369 | 903.29 | 15889 | 450 | VT01437 | 0.49 | 0.17 | A | 25.91 | 57.87 | 73.5 | VerticalCompact-BCD_2x3 | 3684 | 800 | 2161 |  |  | 569.2 | 35 | 35 | 500 | AC motor | 60 | J | no | no | D | D | Epoxy coated aluminum | 2025-01-02 | 8 | 6 | yes | piece | 1
GCVC PD 050.2/14-27 | GCVC PD | 050.2/14-27 | 4249991 | finoox | GCVC 050.2C/1x4-2391-L-D/4/32/2.10/3600/AXS/1/015023 | 6504 | 4 | 1 | 2391 | Axial | 52617 | 52622 | 240.88 | 11243 | 520 | VT01437 | 0.413 | 0.18 | B | 26.98 | 58.6 | 2025-06-19 | VerticalCompact-BCD_1x4 | 3684 | 596 | 953 |  |  | 231.7 | 28 | 28 | 500 | AC motor | 60 | L | no | no | C | D | Aluminum | 2025-01-02 | 6 | 4 | yes | piece | 1
GCVC PD 050.2/12-44 | GCVC PD | 050.2/12-44 | 4249449 | finoox | GCVC 050.2C/1x2-2348-S-D/4/32/2.10/1800/AXS/1/015023 | 3631 | 2 | 1 | 2348 | Axial | 48291 | 48317 | 120.44 | 13031 | 1180 | VT03150U | 1069 | 0.9 | D | 43.73 | 75.12 | 2025-04-10 | VerticalCompact-BCD_1x2 | 1884 | 569 | 953 |  |  | 126.3 | 28 | 28 | 500 | AC motor | 50 | S | no | no | C | D | Aluminum | 2025-01-02 | 8 | 4 | yes | piece | 1
GCVC PD 050.2/11-41 | GCVC PD | 050.2/11-41 | 4244069 | finoox | GCVC 050.2B/1x1-2421-1-D/4/24/2.10/720/AXS/1/015023 | 2360 | 1 | 1 | 2421 | Axial | 17221 | 2025-04-17 | 36.13 | 5066 | 1150 | VT03011U.1 | 0.389 | 1975-01-01 | D | 41.06 | 72.24 | 2025-02-03 | VerticalCompact-BCD_1x1 | 804 | 586 | 753 |  |  | 47.3 | 16 | 16 | 500 | EC motor | 5060 | 1 | no | no | B | D | Aluminum | 2025-01-02 | 8 | 4 | yes | piece | 1
GCVC PD 080.2/12-34 | GCVC PD | 080.2/12-34 | 4252745 | finoox | GCVC 080.2D/1x2-2484-1-D/3/40/2.10/2400/EXS/1/015023 | 7760 | 2 | 1 | 2484 | Axial | 56437 | 56369 | 150.55 | 17251 | 505 | VT03061U.1 | 0.487 | 2015-01-01 | B | 33.79 | 65.31 | 2025-09-12 | VerticalCompact-BCD_1x2 | 2484 | 608 | 1153 |  |  | 166.1 | 28 | 28 | 800 | EC motor | 5060 | 1 | no | no | D | D | Epoxy coated aluminum | 2025-01-02 | 6 | 3 | yes | piece | 1
GCVC PD 050.2/12-29 | GCVC PD | 050.2/12-29 | 4250437 | finoox | GCVC 050.2D/1x2-2385-J-D/6/40/2.10/2400/EXS/1/015023 | 5853 | 2 | 1 | 2385 | Axial | 34741 | 35001 | 301.1 | 5822 | 430 | VT01435 | 0.265 | 0.32 | B | 28.99 | 60.51 | 2025-02-24 | VerticalCompact-BCD_1x2 | 2484 | 596 | 1153 |  |  | 204.5 | 22 | 22 | 500 | AC motor | 60 | J | no | no | D | D | Epoxy coated aluminum | 2025-01-02 | 10 | 6 | yes | piece | 1
GCVC PD 050.2/11-53 | GCVC PD | 050.2/11-53 | 4244058 | finoox | GCVC 050.2B/1x1-2410-2-D/3/24/2.10/720/EXS/1/015023 | 2866 | 1 | 1 | 2410 | Axial | 17591 | 17769 | 2025-01-27 | 8300 | 1770 | VT03013U.1 | 1303 | 2025-01-02 | E | 53.38 | 84.57 | 2025-04-02 | VerticalCompact-BCD_1x1 | 804 | 607 | 753 |  |  | 48.7 | 16 | 16 | 500 | EC motor | 5060 | 2 | no | no | B | D | Epoxy coated aluminum | 2025-01-02 | 8 | 3 | yes | piece | 1
GCVC PD 045.2/12-33 | GCVC PD | 045.2/12-33 | 4248933 | finoox | GCVC 045.2C/1x2-2523-1-D/3/32/2.10/1800/EXS/1/015023 | 4610 | 2 | 1 | 2523 | Axial | 22322 | 22309 | 90.33 | 5415 | 675 | VT03007U.1 | 0.115 | 0.3 | A | 33.48 | 64.86 | 2025-05-07 | VerticalCompact-BCD_1x2 | 1884 | 535 | 953 |  |  | 103.9 | 18 | 18 | 450 | EC motor | 5060 | 1 | no | no | C | D | Epoxy coated aluminum | 2025-01-02 | 8 | 3 | yes | piece | 1
GCVC PD 063.2/11-33 | GCVC PD | 063.2/11-33 | 4251870 | finoox | GCVC 063.2D/1x1-2553-2-D/6/40/2.10/1200/AXS/1/015023 | 5240 | 1 | 1 | 2553 | Axial | 35952 | 36.25 | 150.55 | 6792 | 700 | VT03144U.1 | 0.227 | 0.52 | B | 33 | 64.37 | 2025-07-12 | VerticalCompact-BCD_1x1 | 1284 | 623 | 1153 |  |  | 109.2 | 22 | 22 | 630 | EC motor | 5060 | 2 | no | no | D | D | Aluminum | 2025-01-02 | 10 | 6 | yes | piece | 1
GCVC PD 063.2/12-32 | GCVC PD | 063.2/12-32 | 4252061 | finoox | GCVC 063.2D/1x2-2509-1-D/4/40/2.10/2400/AXS/1/015023 | 7147 | 2 | 1 | 2509 | Axial | 53122 | 53079 | 200.73 | 12016 | 655 | VT03145U.1 | 0.265 | 0.75 | A | 31.59 | 63.11 | 2025-08-16 | VerticalCompact-BCD_1x2 | 2484 | 615 | 1153 |  |  | 168.1 | 28 | 28 | 630 | EC motor | 5060 | 1 | no | no | D | D | Aluminum | 2025-01-02 | 8 | 4 | yes | piece | 1
GCVC PD 045.2/22-50 | GCVC PD | 045.2/22-50 | 4244573 | finoox | GCVC 045.2C/2x2-2531-1-D/3/64/2.10/1800/EXS/1/015023 | 8274 | 2 | 2 | 2531 | Axial | 67863 | 67.76 | 180.66 | 20822 | 1275 | VT03007U.1 | 1297 | 2025-04-01 | D | 50.11 | 81.74 | 2025-09-16 | VerticalCompact-BCD_2x2 | 1884 | 800 | 1761 |  |  | 200.9 | 35 | 35 | 450 | EC motor | 5060 | 1 | no | no | C | D | Epoxy coated aluminum | 2025-01-02 | 8 | 3 | yes | piece | 1
GCVC PD 080.2/13-51 | GCVC PD | 080.2/13-51 | 4253116 | finoox | GCVC 080.2D/1x3-2538-2-D/4/40/2.10/3600/EXS/1/015023 | 14391 | 3 | 1 | 2538 | Axial | 131131 | 131126 | 301.1 | 39786 | 800 | VT03059U.2 | 3005 | 1989-01-01 | D | 50.52 | 82.21 | 26 | VerticalCompact-BCD_1x3 | 3684 | 650 | 1153 |  |  | 300.7 | 42 | 42 | 800 | EC motor | 5060 | 2 | no | no | D | D | Epoxy coated aluminum | 2025-01-02 | 4 | 4 | yes | piece | 1
GCVC PD 063.2/14-38 | GCVC PD | 063.2/14-38 | 4251594 | finoox | GCVC 063.2C/1x4-2511-1-D/3/32/2.10/3600/AXS/1/015023 | 10093 | 4 | 1 | 2511 | Axial | 74.59 | 74558 | 180.66 | 23482 | 730 | VT03145U.1 | 0.794 | 1 | C | 37.87 | 69.5 | 2025-05-15 | VerticalCompact-BCD_1x4 | 3684 | 615 | 953 |  |  | 210 | 35 | 35 | 630 | EC motor | 5060 | 1 | no | no | C | D | Aluminum | 2025-01-02 | 4 | 3 | yes | piece | 1
GCVC PD 063.2/12-39 | GCVC PD | 063.2/12-39 | 4251225 | finoox | GCVC 063.2C/1x2-2555-2-D/4/32/2.10/1800/AXS/1/015023 | 6655 | 2 | 1 | 2555 | Axial | 50.33 | 50.27 | 120.44 | 13980 | 800 | VT03144U.1 | 0.715 | 0.69 | D | 38.59 | 69.98 | 2025-04-10 | VerticalCompact-BCD_1x2 | 1884 | 623 | 953 |  |  | 127.3 | 28 | 28 | 630 | EC motor | 5060 | 2 | no | no | C | D | Aluminum | 2025-01-02 | 8 | 4 | yes | piece | 1
GCVC PD 050.2/11-39 | GCVC PD | 050.2/11-39 | 4250305 | finoox | GCVC 050.2D/1x1-2519-1-D/6/40/2.10/1200/EXS/1/015023 | 3937 | 1 | 1 | 2519 | Axial | 30478 | 30732 | 150.55 | 5645 | 1010 | VT03011U.1 | 0.235 | 2015-01-01 | B | 38.51 | 69.87 | 2025-07-12 | VerticalCompact-BCD_1x1 | 1284 | 586 | 1153 |  |  | 104.1 | 22 | 22 | 500 | EC motor | 5060 | 1 | no | no | D | D | Epoxy coated aluminum | 2025-01-02 | 10 | 6 | yes | piece | 1
GCVC PD 063.2/21-41 | GCVC PD | 063.2/21-41 | 4246618 | finoox | GCVC 063.2C/2x1-2556-2-D/6/64/2.10/900/AXS/1/015023 | 8416 | 1 | 2 | 2556 | Axial | 62085 | 62534 | 180.66 | 13240 | 850 | VT03144U.1 | 0.904 | 0.77 | D | 41.35 | 72.86 | 2025-03-16 | VerticalCompact-BCD_2x1 | 984 | 800 | 1761 |  |  | 155.5 | 28 | 28 | 630 | EC motor | 5060 | 2 | no | no | C | D | Aluminum | 2025-01-02 | 12 | 6 | yes | piece | 1
GCVC PD 050.2/14-43 | GCVC PD | 050.2/14-43 | 4250059 | finoox | GCVC 050.2C/1x4-2518-1-D/3/32/2.10/3600/EXS/1/015023 | 8615 | 4 | 1 | 2518 | Axial | 67324 | 67259 | 180.66 | 20450 | 945 | VT03011U.1 | 0.802 | 1 | C | 42.59 | 74.22 | 2025-05-15 | VerticalCompact-BCD_1x4 | 3684 | 586 | 953 |  |  | 205.4 | 35 | 35 | 500 | EC motor | 5060 | 1 | no | no | C | D | Epoxy coated aluminum | 2025-01-02 | 4 | 3 | yes | piece | 1
GCVC PD 045.2/11-37 | GCVC PD | 045.2/11-37 | 4248861 | finoox | GCVC 045.2C/1x1-2526-1-D/3/32/2.10/900/EXS/1/015023 | 2757 | 1 | 1 | 2526 | Axial | 13599 | 13618 | 45.16 | 3640 | 900 | VT03007U.1 | 0.121 | 0.58 | C | 36.86 | 68.12 | 2025-09-03 | VerticalCompact-BCD_1x1 | 984 | 535 | 953 |  |  | 57.5 | 16 | 16 | 450 | EC motor | 5060 | 1 | no | no | C | D | Epoxy coated aluminum | 2025-01-02 | 12 | 3 | yes | piece | 1
GCVC PD 063.2/11-57 | GCVC PD | 063.2/11-57 | 4250987 | finoox | GCVC 063.2C/1x1-2548-2-D/4/32/2.10/900/AXS/1/015023 | 4875 | 1 | 1 | 2548 | Axial | 32984 | 33259 | 60.22 | 10316 | 1135 | VT03143U.1 | 1457 | 1937-02-01 | E | 57.4 | 88.67 | 2025-04-05 | VerticalCompact-BCD_1x1 | 984 | 611 | 953 |  |  | 87.3 | 22 | 22 | 630 | EC motor | 5060 | 2 | no | no | C | D | Aluminum | 2025-01-02 | 8 | 4 | yes | piece | 1
GCVC PD 050.2/24-34 | GCVC PD | 050.2/24-34 | 4245613 | finoox | GCVC 050.2C/2x4-2512-1-D/4/64/2.10/3600/AXS/1/015023 | 17405 | 4 | 2 | 2512 | Axial | 107414 | 107408 | 481.75 | 23163 | 565 | VT03011U.1 | 0.423 | 0.28 | A+ | 33.98 | 65.84 | 41.4 | VerticalCompact-BCD_2x4 | 3684 | 800 | 1761 |  |  | 424 | 42 | 42 | 500 | EC motor | 5060 | 1 | no | no | C | D | Aluminum | 2025-01-02 | 6 | 4 | yes | piece | 1
GCVC PD 050.2/21-34 | GCVC PD | 050.2/21-34 | 4245865 | finoox | GCVC 050.2D/2x1-2514-1-D/3/80/2.10/1200/EXS/1/015023 | 6174 | 1 | 2 | 2514 | Axial | 34364 | 34387 | 150.55 | 8119 | 695 | VT03011U.1 | 0.161 | 0.47 | A | 33.53 | 65.18 | 2025-02-13 | VerticalCompact-BCD_2x1 | 1284 | 800 | 2161 |  |  | 161 | 22 | 22 | 500 | EC motor | 5060 | 1 | no | no | D | D | Epoxy coated aluminum | 2025-01-02 | 10 | 3 | yes | piece | 1
GCVC PD 080.2/21-43 | GCVC PD | 080.2/21-43 | 4248195 | finoox | GCVC 080.2D/2x1-2545-2-D/4/80/2.10/1200/EXS/1/015023 | 9356 | 1 | 2 | 2545 | Axial | 82871 | 83001 | 200.73 | 23059 | 695 | VT03060U.1 | 1278 | 2015-01-01 | D | 42.69 | 74.34 | 2025-04-19 | VerticalCompact-BCD_2x1 | 1284 | 800 | 2161 |  |  | 198.3 | 35 | 35 | 800 | EC motor | 5060 | 2 | no | no | D | D | Epoxy coated aluminum | 2025-01-02 | 10 | 4 | yes | piece | 1
GCVC PD 080.2/12-43 | GCVC PD | 080.2/12-43 | 4252877 | finoox | GCVC 080.2D/1x2-2545-2-D/4/40/2.10/2400/EXS/1/015023 | 9013 | 2 | 1 | 2545 | Axial | 80324 | 80.32 | 200.73 | 23059 | 695 | VT03060U.1 | 1278 | 2015-01-01 | D | 42.81 | 74.34 | 2025-05-17 | VerticalCompact-BCD_1x2 | 2484 | 613 | 1153 |  |  | 187 | 35 | 35 | 800 | EC motor | 5060 | 2 | no | no | D | D | Epoxy coated aluminum | 2025-01-02 | 6 | 4 | yes | piece | 1
GCVC PD 080.2/21-55 | GCVC PD | 080.2/21-55 | 4248267 | finoox | GCVC 080.2D/2x1-2710-2-D/6/80/2.10/1200/EXS/1/015023 | 11840 | 1 | 2 | 2710 | Axial | 124.67 | 125269 | 301.1 | 29954 | 975 | VT03059U.2 | 3954 | 3 | E | 54.88 | 86.53 | 2025-09-28 | VerticalCompact-BCD_2x1 | 1284 | 800 | 2161 |  |  | 248.5 | 42 | 42 | 800 | EC motor | 5060 | 2 | no | no | D | D | Epoxy coated aluminum | 2025-01-02 | 10 | 6 | yes | piece | 1
GCVC PD 035.2/13-42 | GCVC PD | 035.2/13-42 | 4243765 | finoox | GCVC 035.2B/1x3-2723-W-D/4/24/2.10/2160/AXS/1/015023 | 3202 | 3 | 1 | 2723 | Axial | 32826 | 32.81 | 108.39 | 7772 | 1390 | VT03167U | 0.472 | 0.62 | D | 42.2 | 73.58 | 2025-09-08 | VerticalCompact-BCD_1x3a | 2244 | 518 | 753 |  |  | 110.8 | 22 | 22 | 350 | AC motor | 50 | W | no | no | B | D | Aluminum | 2025-01-02 | 8 | 4 | yes | piece | 1
GCVC PD 050.2/13-30 | GCVC PD | 050.2/13-30 | 4249721 | finoox | GCVC 050.2C/1x3-2385-J-D/3/32/2.10/2700/EXS/1/015023 | 5090 | 3 | 1 | 2385 | Axial | 33841 | 33796 | 135.49 | 8295 | 430 | VT01435 | 0.398 | 0.32 | C | 30.35 | 61.86 | 2025-01-11 | VerticalCompact-BCD_1x3 | 2784 | 596 | 953 |  |  | 172.3 | 22 | 22 | 500 | AC motor | 60 | J | no | no | C | D | Epoxy coated aluminum | 2025-01-02 | 6 | 3 | yes | piece | 1
GCVC PD 050.2/23-27 | GCVC PD | 050.2/23-27 | 4246291 | finoox | GCVC 050.2D/2x3-2389-J-D/3/80/2.10/3600/EXS/1/015023 | 12220 | 3 | 2 | 2389 | Axial | 78919 | 78822 | 451.65 | 17343 | 450 | VT01437 | 0.486 | 0.17 | B | 26.94 | 58.9 | 38.5 | VerticalCompact-BCD_2x3 | 3684 | 800 | 2161 |  |  | 435.7 | 35 | 35 | 500 | AC motor | 60 | J | no | no | D | D | Epoxy coated aluminum | 2025-01-02 | 6 | 3 | yes | piece | 1
GCVC PD 050.2/14-27 | GCVC PD | 050.2/14-27 | 4249994 | finoox | GCVC 050.2C/1x4-2391-L-D/4/32/2.10/3600/EXS/1/015023 | 6961 | 4 | 1 | 2391 | Axial | 53.61 | 53728 | 240.88 | 11243 | 520 | VT01437 | 0.413 | 0.18 | B | 26.98 | 58.6 | 2025-06-19 | VerticalCompact-BCD_1x4 | 3684 | 596 | 953 |  |  | 231.8 | 28 | 28 | 500 | AC motor | 60 | L | no | no | C | D | Epoxy coated aluminum | 2025-01-02 | 4 | 4 | yes | piece | 1
GCVC PD 050.2/14-46 | GCVC PD | 050.2/14-46 | 4250016 | finoox | GCVC 050.2C/1x4-2421-1-D/6/32/2.10/3600/AXS/1/015023 | 10197 | 4 | 1 | 2421 | Axial | 113.37 | 113885 | 361.32 | 23084 | 1150 | VT03011U.1 | 1948-01-01 | 1975-01-01 | C | 45.95 | 77.58 | 31.4 | VerticalCompact-BCD_1x4 | 3684 | 586 | 953 |  |  | 260.8 | 42 | 42 | 500 | EC motor | 5060 | 1 | no | no | C | D | Aluminum | 2025-01-02 | 4 | 6 | yes | piece | 1
GCVC PD 050.2/14-53 | GCVC PD | 050.2/14-53 | 4250087 | finoox | GCVC 050.2C/1x4-2559-2-D/4/32/2.10/3600/AXS/1/015023 | 10913 | 4 | 1 | 2559 | Axial | 100998 | 100957 | 240.88 | 28063 | 1330 | VT03013U.1 | 2125 | 2025-08-01 | D | 52.55 | 84.18 | 2025-02-20 | VerticalCompact-BCD_1x4 | 3684 | 607 | 953 |  |  | 241.1 | 35 | 35 | 500 | EC motor | 5060 | 2 | no | no | C | D | Aluminum | 2025-01-02 | 4 | 4 | yes | piece | 1
GCVC PD 063.2/21-37 | GCVC PD | 063.2/21-37 | 4247460 | finoox | GCVC 063.2D/2x1-2553-2-D/3/80/2.10/1200/AXS/1/015023 | 8176 | 1 | 2 | 2553 | Axial | 53709 | 53742 | 150.55 | 14902 | 700 | VT03144U.1 | 0.418 | 0.52 | B | 37.33 | 68.98 | 14 | VerticalCompact-BCD_2x1 | 1284 | 800 | 2161 |  |  | 172.7 | 28 | 28 | 630 | EC motor | 5060 | 2 | no | no | D | D | Aluminum | 2025-01-02 | 10 | 3 | yes | piece | 1
GCVC PD 080.2/12-31 | GCVC PD | 080.2/12-31 | 4252813 | finoox | GCVC 080.2D/1x2-2499-1-D/4/40/2.10/2400/EXS/1/015023 | 7867 | 2 | 1 | 2499 | Axial | 61361 | 61388 | 200.73 | 14702 | 465 | VT03062U.1 | 0.389 | 0.95 | B | 31.31 | 62.84 | 2025-08-16 | VerticalCompact-BCD_1x2 | 2484 | 608 | 1153 |  |  | 179.4 | 28 | 28 | 800 | EC motor | 5060 | 1 | no | no | D | D | Epoxy coated aluminum | 2025-01-02 | 6 | 4 | yes | piece | 1
GCVC PD 045.2/13-37 | GCVC PD | 045.2/13-37 | 4249027 | finoox | GCVC 045.2C/1x3-2524-1-D/4/32/2.10/2700/AXS/1/015023 | 6373 | 3 | 1 | 2524 | Axial | 41837 | 41933 | 180.66 | 8790 | 750 | VT03007U.1 | 0.227 | 0.37 | A | 37.4 | 68.9 | 15 | VerticalCompact-BCD_1x3 | 2784 | 535 | 953 |  |  | 165.8 | 28 | 28 | 450 | EC motor | 5060 | 1 | no | no | C | D | Aluminum | 2025-01-02 | 6 | 4 | yes | piece | 1
GCVC PD 050.2/12-45 | GCVC PD | 050.2/12-45 | 4250560 | finoox | GCVC 050.2D/1x2-2522-1-D/6/40/2.10/2400/AXS/1/015023 | 6493 | 2 | 1 | 2522 | Axial | 70773 | 71108 | 301.1 | 13468 | 1200 | VT03011U.1 | 0.771 | 2025-09-01 | C | 45.13 | 76.65 | 2025-03-25 | VerticalCompact-BCD_1x2 | 2484 | 586 | 1153 |  |  | 196 | 35 | 35 | 500 | EC motor | 5060 | 1 | no | no | D | D | Aluminum | 2025-01-02 | 8 | 6 | yes | piece | 1
GCVC PD 063.2/11-15 | GCVC PD | 063.2/11-15 | 4251767 | finoox | GCVC 063.2D/1x1-2501-1-D/4/40/2.10/1200/AXS/1/015023 | 4246 | 1 | 1 | 2501 | Axial | 2025-06-16 | 16135 | 100.37 | 3089 | 345 | VT03145U.1 | 0.029 | 0.15 | A+ | 14.98 | 46.35 | 2025-03-08 | VerticalCompact-BCD_1x1 | 1284 | 615 | 1153 |  |  | 89.7 | 16 | 16 | 630 | EC motor | 5060 | 1 | no | no | D | D | Aluminum | 2025-01-02 | 10 | 4 | yes | piece | 1
GCVC PD 050.2/22-46 | GCVC PD | 050.2/22-46 | 4245195 | finoox | GCVC 050.2C/2x2-2521-1-D/4/64/2.10/1800/AXS/1/015023 | 9053 | 2 | 2 | 2521 | Axial | 91747 | 91.83 | 240.88 | 23892 | 1135 | VT03011U.1 | 1381 | 1965-01-01 | D | 46.38 | 78.01 | 2025-07-21 | VerticalCompact-BCD_2x2 | 1884 | 800 | 1761 |  |  | 225.4 | 35 | 35 | 500 | EC motor | 5060 | 1 | no | no | C | D | Aluminum | 2025-01-02 | 8 | 4 | yes | piece | 1
GCVC PD 080.3/21-33 | GCVC PD | 080.3/21-33 | 6097559 | finoox | GCVC 080.3D/2x1-3564-2-D/4/80/2.10/1200/AXS/1/015023 | 10454 | 1 | 2 | 3564 | Axial | 62361 | 62541 | 200.73 | 14430 | 440 | VT01445U.3 | 0.433 | 0.6 | B | 33.15 | 64.8 | 2025-01-18 | VerticalCompact-BCD_2x1 | 1284 | 800 | 2161 |  |  | 232.3 | 28 | 28 | 800 | EC motor | 5060 | 2 | no | no | D | D | Aluminum | 2025-01-02 | 10 | 4 | yes | piece | 1
GCVC PD 080.3/22-57 | GCVC PD | 080.3/22-57 | 6059549 | finoox | GCVC 080.3D/2x2-3561-2-D/4/80/2.10/2400/AXS/1/015023 | 23312 | 2 | 2 | 3561 | Axial | 213.94 | 214937 | 401.46 | 64959 | 930 | VT01445U.3 | 1975-06-01 | 1975-02-01 | E | 56.78 | 88.59 | 39.5 | VerticalCompact-BCD_2x2 | 2484 | 800 | 2161 |  |  | 439.1 | 54 | 54 | 800 | EC motor | 5060 | 2 | no | no | D | D | Aluminum | 2025-01-02 | 4 | 4 | yes | piece | 1
GCVC PD 050.2/22-31 | GCVC PD | 050.2/22-31 | 4245979 | finoox | GCVC 050.2D/2x2-2337-S-D/3/80/2.10/2400/EXS/1/015023 | 8298 | 2 | 2 | 2337 | Axial | 58641 | 58598 | 301.1 | 13257 | 510 | VT01437 | 0.307 | 0.16 | A | 30.52 | 62.33 | 2025-06-25 | VerticalCompact-BCD_2x2 | 2484 | 800 | 2161 |  |  | 298.7 | 28 | 28 | 500 | AC motor | 50 | S | no | no | D | D | Epoxy coated aluminum | 2025-01-02 | 8 | 3 | yes | piece | 1
GCVC PD 050.2/22-53 | GCVC PD | 050.2/22-53 | 4245995 | finoox | GCVC 050.2D/2x2-2349-I-D/4/80/2.10/2400/AXS/1/015023 | 8912 | 2 | 2 | 2349 | Axial | 147583 | 147764 | 401.46 | 37611 | 1590 | VT03150U | 2029-03-01 | 2025-07-01 | D | 52.5 | 84.3 | 36.3 | VerticalCompact-BCD_2x2 | 2484 | 800 | 2161 |  |  | 340.6 | 42 | 42 | 500 | AC motor | 60 | I | no | no | D | D | Aluminum | 2025-01-02 | 6 | 4 | yes | piece | 1
GCVC PD 050.2/12-41 | GCVC PD | 050.2/12-41 | 4249477 | finoox | GCVC 050.2C/1x2-2384-I-D/4/32/2.10/1800/AXS/1/015023 | 3592 | 2 | 1 | 2384 | Axial | 40919 | 40975 | 120.44 | 9955 | 790 | VT01435 | 0.739 | 0.88 | D | 41.27 | 72.67 | 2025-04-10 | VerticalCompact-BCD_1x2 | 1884 | 596 | 953 |  |  | 127.1 | 28 | 28 | 500 | AC motor | 60 | I | no | no | C | D | Aluminum | 2025-01-02 | 8 | 4 | yes | piece | 1
GCVC PD 050.2/12-34 | GCVC PD | 050.2/12-34 | 4249500 | finoox | GCVC 050.2C/1x2-2388-I-D/3/32/2.10/1800/AXS/1/015023 | 3319 | 2 | 1 | 2388 | Axial | 30203 | 30182 | 90.33 | 8225 | 710 | VT01437 | 0.316 | 0.34 | C | 33.82 | 65.22 | 2025-06-07 | VerticalCompact-BCD_1x2 | 1884 | 596 | 953 |  |  | 112.7 | 22 | 22 | 500 | AC motor | 60 | I | no | no | C | D | Aluminum | 2025-01-02 | 8 | 3 | yes | piece | 1
GCVC PD 050.2/12-36 | GCVC PD | 050.2/12-36 | 4250466 | finoox | GCVC 050.2D/1x2-2390-K-D/4/40/2.10/2400/EXS/1/015023 | 4796 | 2 | 1 | 2390 | Axial | 44119 | 44151 | 200.73 | 9411 | 760 | VT01437 | 0.334 | 0.35 | B | 35.61 | 67.14 | 2025-08-16 | VerticalCompact-BCD_1x2 | 2484 | 596 | 1153 |  |  | 171.2 | 28 | 28 | 500 | AC motor | 60 | K | no | no | D | D | Epoxy coated aluminum | 2025-01-02 | 8 | 4 | yes | piece | 1
GCVC PD 050.2/13-41 | GCVC PD | 050.2/13-41 | 4250665 | finoox | GCVC 050.2D/1x3-2355-X-D/6/40/2.10/3600/EXS/1/015023 | 8899 | 3 | 1 | 2355 | Axial | 85712 | 86051 | 451.65 | 15721 | 810 | VT03093U | 0.861 | 2025-03-01 | C | 41 | 72.68 | 36.9 | VerticalCompact-BCD_1x3 | 3684 | 569 | 1153 |  |  | 297.4 | 35 | 35 | 500 | AC motor | 60 | X | no | no | D | D | Epoxy coated aluminum | 2025-01-02 | 6 | 6 | yes | piece | 1
GCVC PD 063.2/22-33 | GCVC PD | 063.2/22-33 | 4246685 | finoox | GCVC 063.2C/2x2-2400-K-D/4/64/2.10/1800/AXS/1/015023 | 9335 | 2 | 2 | 2400 | Axial | 71162 | 71182 | 240.88 | 16147 | 490 | VT01442 | 0.658 | 0.34 | C | 33.13 | 64.76 | 2025-07-21 | VerticalCompact-BCD_2x2 | 1884 | 800 | 1761 |  |  | 242.3 | 35 | 35 | 630 | AC motor | 60 | K | no | no | C | D | Aluminum | 2025-01-02 | 8 | 4 | yes | piece | 1
GCVC PD 063.2/22-62 | GCVC PD | 063.2/22-62 | 4247682 | finoox | GCVC 063.2D/2x2-2549-2-D/3/80/2.10/2400/AXS/1/015023 | 17907 | 2 | 2 | 2549 | Axial | 160716 | 161224 | 301.1 | 56285 | 1210 | VT03143U.1 | 6492 | 1986-02-01 | E | 61.9 | 93.71 | 31.6 | VerticalCompact-BCD_2x2 | 2484 | 800 | 2161 |  |  | 391.8 | 54 | 54 | 630 | EC motor | 5060 | 2 | no | no | D | D | Aluminum | 2025-01-02 | 4 | 3 | yes | piece | 1
GCVC PD 045.2/13-49 | GCVC PD | 045.2/13-49 | 4249071 | finoox | GCVC 045.2C/1x3-2531-1-D/3/32/2.10/2700/EXS/1/015023 | 6319 | 3 | 1 | 2531 | Axial | 49712 | 49595 | 135.49 | 15616 | 1275 | VT03007U.1 | 0.973 | 2025-04-01 | D | 48.98 | 80.49 | 2025-05-11 | VerticalCompact-BCD_1x3 | 2784 | 535 | 953 |  |  | 152.9 | 28 | 28 | 450 | EC motor | 5060 | 1 | no | no | C | D | Epoxy coated aluminum | 2025-01-02 | 6 | 3 | yes | piece | 1
GCVC PD 045.2/12-36 | GCVC PD | 045.2/12-36 | 4248939 | finoox | GCVC 045.2C/1x2-2524-1-D/3/32/2.10/1800/EXS/1/015023 | 4610 | 2 | 1 | 2524 | Axial | 24092 | 24073 | 90.33 | 6036 | 750 | VT03007U.1 | 0.15 | 0.37 | B | 35.77 | 67.15 | 2025-05-07 | VerticalCompact-BCD_1x2 | 1884 | 535 | 953 |  |  | 103.9 | 18 | 18 | 450 | EC motor | 5060 | 1 | no | no | C | D | Epoxy coated aluminum | 2025-01-02 | 8 | 3 | yes | piece | 1
GCVC PD 080.2/13-42 | GCVC PD | 080.2/13-42 | 4253137 | finoox | GCVC 080.2D/1x3-2542-2-D/4/40/2.10/3600/AXS/1/015023 | 12296 | 3 | 1 | 2542 | Axial | 116.29 | 116457 | 301.1 | 30466 | 615 | VT03060U.1 | 1362 | 0.92 | C | 41.99 | 73.67 | 26 | VerticalCompact-BCD_1x3 | 3684 | 613 | 1153 |  |  | 276.1 | 42 | 42 | 800 | EC motor | 5060 | 2 | no | no | D | D | Aluminum | 2025-01-02 | 4 | 4 | yes | piece | 1
GCVC PD 063.2/23-35 | GCVC PD | 063.2/23-35 | 4246956 | finoox | GCVC 063.2C/2x3-2507-1-D/3/64/2.10/2700/AXS/1/015023 | 15689 | 3 | 2 | 2507 | Axial | 94736 | 94574 | 270.99 | 27346 | 580 | VT03145U.1 | 0.622 | 0.55 | B | 34.6 | 66.34 | 2025-09-23 | VerticalCompact-BCD_2x3 | 2784 | 800 | 1761 |  |  | 304.5 | 35 | 35 | 630 | EC motor | 5060 | 1 | no | no | C | D | Aluminum | 2025-01-02 | 6 | 3 | yes | piece | 1
GCVC PD 045.2/13-42 | GCVC PD | 045.2/13-42 | 4243968 | finoox | GCVC 045.2B/1x3-2526-1-D/3/24/2.10/2160/AXS/1/015023 | 5232 | 3 | 1 | 2526 | Axial | 31813 | 31.89 | 81.3 | 9345 | 900 | VT03007U.1 | 0.373 | 0.58 | C | 42.16 | 73.54 | 2025-08-06 | VerticalCompact-BCD_1x3a | 2244 | 535 | 753 |  |  | 108.7 | 22 | 22 | 450 | EC motor | 5060 | 1 | no | no | B | D | Aluminum | 2025-01-02 | 6 | 3 | yes | piece | 1
GCVC PD 063.2/12-59 | GCVC PD | 063.2/12-59 | 4252086 | finoox | GCVC 063.2D/1x2-2548-2-D/6/40/2.10/2400/AXS/1/015023 | 10628 | 2 | 1 | 2548 | Axial | 108557 | 109007 | 301.1 | 23566 | 1135 | VT03143U.1 | 1983-02-01 | 1937-02-01 | E | 58.77 | 90.3 | 2025-01-26 | VerticalCompact-BCD_1x2 | 2484 | 611 | 1153 |  |  | 243.6 | 42 | 42 | 630 | EC motor | 5060 | 2 | no | no | D | D | Aluminum | 2025-01-02 | 6 | 6 | yes | piece | 1
GCVC PD 045.2/12-45 | GCVC PD | 045.2/12-45 | 4248969 | finoox | GCVC 045.2C/1x2-2529-1-D/3/32/2.10/1800/EXS/1/015023 | 4612 | 2 | 1 | 2529 | Axial | 31506 | 31464 | 90.33 | 9156 | 1125 | VT03007U.1 | 0.453 | 1 | D | 44.61 | 75.99 | 2025-06-07 | VerticalCompact-BCD_1x2 | 1884 | 535 | 953 |  |  | 104.4 | 22 | 22 | 450 | EC motor | 5060 | 1 | no | no | C | D | Epoxy coated aluminum | 2025-01-02 | 8 | 3 | yes | piece | 1
GCVC PD 050.2/24-57 | GCVC PD | 050.2/24-57 | 4245708 | finoox | GCVC 050.2C/2x4-2790-K-D/3/64/2.10/3600/AXS/1/015023 | 11898 | 4 | 2 | 2790 | Axial | 184435 | 183379 | 361.32 | 71658 | 1640 | VT03150U | 7938 | 1964-01-01 | E | 56.83 | 88.69 | 34.6 | VerticalCompact-BCD_2x4 | 3684 | 800 | 1761 |  |  | 431 | 54 | 54 | 500 | AC motor | 60 | K | no | no | C | D | Aluminum | 2025-01-02 | 4 | 3 | yes | piece | 1
GCVC PD 080.3/12-51 | GCVC PD | 080.3/12-51 | 6088866 | finoox | GCVC 080.3D/1x2-3485-I-D/4/40/2.10/2400/AXS/1/015023 | 7247 | 2 | 1 | 3485 | Axial | 104756 | 105238 | 200.73 | 31318 | 900 | VT01526 | 4586 | 2025-09-03 | E | 50.96 | 82.49 | 2025-03-18 | VerticalCompact-BCD_1x2 | 2484 | 611 | 1153 |  |  | 222.5 | 42 | 42 | 800 | AC motor | 60 | I | no | no | D | D | Aluminum | 2025-01-02 | 4 | 4 | yes | piece | 1
GCVC PD 080.3/12-50 | GCVC PD | 080.3/12-50 | 6084330 | finoox | GCVC 080.3D/1x2-3560-2-D/4/40/2.10/2400/EXS/1/015023 | 10725 | 2 | 1 | 3560 | Axial | 111.5 | 111941 | 200.73 | 37685 | 990 | VT01445U.3 | 4034 | 2025-01-03 | E | 50.24 | 81.77 | 2025-03-18 | VerticalCompact-BCD_1x2 | 2484 | 620 | 1153 |  |  | 223.7 | 42 | 42 | 800 | EC motor | 5060 | 2 | no | no | D | D | Epoxy coated aluminum | 2025-01-02 | 4 | 4 | yes | piece | 1
GCVC PD 080.3/11-40 | GCVC PD | 080.3/11-40 | 6161412 | finoox | GCVC 080.3D/1x1-1333-D-D/3/40/2.10/1200/AXS/1/015023 | 4053 | 1 | 1 | 1333 | Axial | 37.63 | 37.74 | 75.27 | 12631 | 670 | VT01371 | 0.854 | 1995-01-01 | D | 40.44 | 71.81 | 2025-06-06 | VerticalCompact-BCD_1x1 | 1284 | 605 | 1153 |  |  | 110.6 | 22 | 22 | 800 | AC motor | 50 | D | no | no | D | D | Aluminum | 2025-01-02 | 8 | 3 | yes | piece | 1
GCVC PD 045.2/21-47 | GCVC PD | 045.2/21-47 | 4244419 | finoox | GCVC 045.2C/2x1-0426-W-D/6/64/2.10/900/EXS/1/015023 | 4653 | 1 | 2 | 426 | Axial | 50074 | 50463 | 180.66 | 10201 | 1360 | VT0326U | 0.867 | 2025-02-02 | D | 47.13 | 78.64 | 2025-03-16 | VerticalCompact-BCD_2x1 | 984 | 800 | 1761 |  |  | 149.3 | 28 | 28 | 450 | AC motor | 50 | W | no | no | C | D | Epoxy coated aluminum | 2025-01-02 | 12 | 6 | yes | piece | 1
GCVC PD 050.2/21-34 | GCVC PD | 050.2/21-34 | 4245730 | finoox | GCVC 050.2D/2x1-2336-D-D/3/80/2.10/1200/AXS/1/015023 | 4744 | 1 | 2 | 2336 | Axial | 35204 | 35242 | 150.55 | 8207 | 660 | VT01437 | 0.241 | 0.33 | B | 33.52 | 65.17 | 2025-02-13 | VerticalCompact-BCD_2x1 | 1284 | 800 | 2161 |  |  | 165.8 | 22 | 22 | 500 | AC motor | 50 | D | no | no | D | D | Aluminum | 2025-01-02 | 10 | 3 | yes | piece | 1
GCVC PD 050.2/12-38 | GCVC PD | 050.2/12-38 | 4249418 | finoox | GCVC 050.2C/1x2-2332-D-D/3/32/2.10/1800/AXS/1/015023 | 3336 | 2 | 1 | 2332 | Axial | 34381 | 34347 | 90.33 | 10181 | 850 | VT01435 | 0.519 | 0.74 | D | 38.04 | 69.43 | 2025-06-07 | VerticalCompact-BCD_1x2 | 1884 | 596 | 953 |  |  | 117.8 | 22 | 22 | 500 | AC motor | 50 | D | no | no | C | D | Aluminum | 2025-01-02 | 8 | 3 | yes | piece | 1
GCVC PD 063.2/14-31 | GCVC PD | 063.2/14-31 | 4251464 | finoox | GCVC 063.2C/1x4-2358-D-D/3/32/2.10/3600/EXS/1/015023 | 8189 | 4 | 1 | 2358 | Axial | 55451 | 55456 | 180.66 | 14833 | 430 | VT01442 | 0.476 | 0.32 | B | 31.48 | 63.11 | 2025-09-14 | VerticalCompact-BCD_1x4 | 3684 | 598 | 953 |  |  | 223 | 28 | 28 | 630 | AC motor | 50 | D | no | no | C | D | Epoxy coated aluminum | 2025-01-02 | 4 | 3 | yes | piece | 1
GCVC PD 050.2/23-32 | GCVC PD | 050.2/23-32 | 4245312 | finoox | GCVC 050.2C/2x3-2385-J-D/6/64/2.10/2700/AXS/1/015023 | 11815 | 3 | 2 | 2385 | Axial | 81327 | 81839 | 541.97 | 13997 | 430 | VT01435 | 0.8 | 0.32 | C | 31.92 | 63.67 | 45 | VerticalCompact-BCD_2x3 | 2784 | 800 | 1761 |  |  | 408.3 | 35 | 35 | 500 | AC motor | 60 | J | no | no | C | D | Aluminum | 2025-01-02 | 8 | 6 | yes | piece | 1
GCVC PD 050.2/21-29 | GCVC PD | 050.2/21-29 | 4245785 | finoox | GCVC 050.2D/2x1-2385-J-D/4/80/2.10/1200/AXS/1/015023 | 5084 | 1 | 2 | 2385 | Axial | 32072 | 32223 | 200.73 | 6167 | 430 | VT01435 | 0.265 | 0.32 | B | 29.23 | 60.88 | 2025-02-17 | VerticalCompact-BCD_2x1 | 1284 | 800 | 2161 |  |  | 185.6 | 22 | 22 | 500 | AC motor | 60 | J | no | no | D | D | Aluminum | 2025-01-02 | 10 | 4 | yes | piece | 1
GCVC PD 050.2/23-34 | GCVC PD | 050.2/23-34 | 4246264 | finoox | GCVC 050.2D/2x3-2385-J-D/3/80/2.10/3600/AXS/1/015023 | 11451 | 3 | 2 | 2385 | Axial | 85.35 | 85219 | 451.65 | 18983 | 430 | VT01435 | 0.793 | 0.32 | C | 33.8 | 65.76 | 38.5 | VerticalCompact-BCD_2x3 | 3684 | 800 | 2161 |  |  | 451.2 | 35 | 35 | 500 | AC motor | 60 | J | no | no | D | D | Aluminum | 2025-01-02 | 6 | 3 | yes | piece | 1
GCVC PD 050.2/11-27 | GCVC PD | 050.2/11-27 | 4250196 | finoox | GCVC 050.2D/1x1-2385-J-D/4/40/2.10/1200/EXS/1/015023 | 2816 | 1 | 1 | 2385 | Axial | 15866 | 15934 | 100.37 | 3084 | 430 | VT01435 | 0.132 | 0.32 | B | 26.51 | 57.87 | 2025-03-08 | VerticalCompact-BCD_1x1 | 1284 | 596 | 1153 |  |  | 93.8 | 16 | 16 | 500 | AC motor | 60 | J | no | no | D | D | Epoxy coated aluminum | 2025-01-02 | 10 | 4 | yes | piece | 1
GCVC PD 050.2/22-40 | GCVC PD | 050.2/22-40 | 4245059 | finoox | GCVC 050.2C/2x2-2354-W-D/3/64/2.10/1800/EXS/1/015023 | 6564 | 2 | 2 | 2354 | Axial | 64812 | 64725 | 180.66 | 19213 | 865 | VT03093U | 0.832 | 0.97 | C | 40.32 | 71.95 | 2025-09-16 | VerticalCompact-BCD_2x2 | 1884 | 800 | 1761 |  |  | 220.3 | 35 | 35 | 500 | AC motor | 50 | W | no | no | C | D | Epoxy coated aluminum | 2025-01-02 | 8 | 3 | yes | piece | 1
GCVC PD 045.2/22-54 | GCVC PD | 045.2/22-54 | 4244513 | finoox | GCVC 045.2C/2x2-2409-1-D/3/64/2.10/1800/EXS/1/015023 | 8274 | 2 | 2 | 2409 | Axial | 74105 | 73955 | 180.66 | 24505 | 1500 | VT03007U.1 | 2065 | 2025-02-02 | E | 53.84 | 85.47 | 2025-09-16 | VerticalCompact-BCD_2x2 | 1884 | 800 | 1761 |  |  | 200.9 | 35 | 35 | 450 | EC motor | 5060 | 1 | no | no | C | D | Epoxy coated aluminum | 2025-01-02 | 8 | 3 | yes | piece | 1
GCVC PD 050.2/11-32 | GCVC PD | 050.2/11-32 | 4250227 | finoox | GCVC 050.2D/1x1-2390-K-D/6/40/2.10/1200/EXS/1/015023 | 3409 | 1 | 1 | 2390 | Axial | 25323 | 25513 | 150.55 | 4516 | 760 | VT01437 | 0.171 | 0.35 | B | 32.28 | 63.64 | 2025-05-12 | VerticalCompact-BCD_1x1 | 1284 | 596 | 1153 |  |  | 105.8 | 18 | 18 | 500 | AC motor | 60 | K | no | no | D | D | Epoxy coated aluminum | 2025-01-02 | 10 | 6 | yes | piece | 1
GCVC PD 045.2/13-49 | GCVC PD | 045.2/13-49 | 4249016 | finoox | GCVC 045.2C/1x3-2419-1-D/6/32/2.10/2700/AXS/1/015023 | 7275 | 3 | 1 | 2419 | Axial | 79489 | 78736 | 270.99 | 15680 | 1350 | VT03007U.1 | 1139 | 1965-01-01 | D | 49.31 | 80.81 | 2025-06-22 | VerticalCompact-BCD_1x3 | 2784 | 535 | 953 |  |  | 192.4 | 35 | 35 | 450 | EC motor | 5060 | 1 | no | no | C | D | Aluminum | 2025-01-02 | 6 | 6 | yes | piece | 1
GCVC PD 063.2/22-36 | GCVC PD | 063.2/22-36 | 4247662 | finoox | GCVC 063.2D/2x2-2510-1-D/4/80/2.10/2400/EXS/1/015023 | 15041 | 2 | 2 | 2510 | Axial | 111862 | 112012 | 401.46 | 25507 | 695 | VT03145U.1 | 0.621 | 0.9 | A | 35.56 | 67.37 | 36.3 | VerticalCompact-BCD_2x2 | 2484 | 800 | 2161 |  |  | 326 | 42 | 42 | 630 | EC motor | 5060 | 1 | no | no | D | D | Epoxy coated aluminum | 2025-01-02 | 6 | 4 | yes | piece | 1
GCVC PD 063.2/12-62 | GCVC PD | 063.2/12-62 | 4251197 | finoox | GCVC 063.2C/1x2-2549-2-D/4/32/2.10/1800/AXS/1/015023 | 8288 | 2 | 1 | 2549 | Axial | 67591 | 67.81 | 120.44 | 22125 | 1210 | VT03143U.1 | 3531 | 1986-02-01 | E | 61.63 | 93.03 | 2025-09-10 | VerticalCompact-BCD_1x2 | 1884 | 611 | 953 |  |  | 163.9 | 35 | 35 | 630 | EC motor | 5060 | 2 | no | no | C | D | Aluminum | 2025-01-02 | 6 | 4 | yes | piece | 1
GCVC PD 063.2/14-44 | GCVC PD | 063.2/14-44 | 4251648 | finoox | GCVC 063.2C/1x4-2557-2-D/3/32/2.10/3600/AXS/1/015023 | 11222 | 4 | 1 | 2557 | Axial | 89458 | 89076 | 180.66 | 33519 | 900 | VT03144U.1 | 1938 | 0.85 | D | 43.9 | 75.53 | 2025-05-15 | VerticalCompact-BCD_1x4 | 3684 | 623 | 953 |  |  | 226.8 | 35 | 35 | 630 | EC motor | 5060 | 2 | no | no | C | D | Aluminum | 2025-01-02 | 4 | 3 | yes | piece | 1
GCVC PD 045.2/11-45 | GCVC PD | 045.2/11-45 | 4248893 | finoox | GCVC 045.2C/1x1-2531-1-D/6/32/2.10/900/EXS/1/015023 | 3248 | 1 | 1 | 2531 | Axial | 23823 | 23997 | 90.33 | 4776 | 1275 | VT03007U.1 | 0.333 | 2025-04-01 | D | 44.52 | 75.78 | 2025-07-07 | VerticalCompact-BCD_1x1 | 984 | 535 | 953 |  |  | 70.7 | 18 | 18 | 450 | EC motor | 5060 | 1 | no | no | C | D | Epoxy coated aluminum | 2025-01-02 | 12 | 6 | yes | piece | 1
GCVC PD 080.2/11-37 | GCVC PD | 080.2/11-37 | 4252588 | finoox | GCVC 080.2D/1x1-2542-2-D/3/40/2.10/1200/AXS/1/015023 | 4784 | 1 | 1 | 2542 | Axial | 33.78 | 33792 | 75.27 | 10818 | 615 | VT03060U.1 | 0.439 | 0.92 | C | 36.79 | 68.15 | 2025-06-06 | VerticalCompact-BCD_1x1 | 1284 | 613 | 1153 |  |  | 92.3 | 22 | 22 | 800 | EC motor | 5060 | 2 | no | no | D | D | Aluminum | 2025-01-02 | 10 | 3 | yes | piece | 1
GCVC PD 080.2/13-23 | GCVC PD | 080.2/13-23 | 4253056 | finoox | GCVC 080.2D/1x3-2492-1-D/3/40/2.10/3600/AXS/1/015023 | 9783 | 3 | 1 | 2492 | Axial | 59466 | 59446 | 225.82 | 14382 | 295 | VT03062U.1 | 0.168 | 0.3 | A+ | 22.64 | 54.32 | 2025-06-18 | VerticalCompact-BCD_1x3 | 3684 | 608 | 1153 |  |  | 241.8 | 28 | 28 | 800 | EC motor | 5060 | 1 | no | no | D | D | Aluminum | 2025-01-02 | 4 | 3 | yes | piece | 1
GCVC PD 050.2/11-38 | GCVC PD | 050.2/11-38 | 4249357 | finoox | GCVC 050.2C/1x1-2519-1-D/3/32/2.10/900/EXS/1/015023 | 2743 | 1 | 1 | 2519 | Axial | 17771 | 17847 | 45.16 | 5466 | 1010 | VT03011U.1 | 0.241 | 2015-01-01 | C | 38.35 | 69.61 | 2025-09-03 | VerticalCompact-BCD_1x1 | 984 | 586 | 953 |  |  | 59.3 | 16 | 16 | 500 | EC motor | 5060 | 1 | no | no | C | D | Epoxy coated aluminum | 2025-01-02 | 8 | 3 | yes | piece | 1
GCVC PD 063.2/22-63 | GCVC PD | 063.2/22-63 | 4247692 | finoox | GCVC 063.2D/2x2-2550-2-D/4/80/2.10/2400/EXS/1/015023 | 19929 | 2 | 2 | 2550 | Axial | 182718 | 181853 | 401.46 | 57926 | 1285 | VT03143U.1 | 7921 | 2026-03-01 | E | 63.46 | 95.27 | 39.4 | VerticalCompact-BCD_2x2 | 2484 | 800 | 2161 |  |  | 420.9 | 54 | 54 | 630 | EC motor | 5060 | 2 | no | no | D | D | Epoxy coated aluminum | 2025-01-02 | 6 | 4 | yes | piece | 1
GCVC PD 050.2/11-38 | GCVC PD | 050.2/11-38 | 4244097 | finoox | GCVC 050.2B/1x1-2518-1-D/4/24/2.10/720/AXS/1/015023 | 2360 | 1 | 1 | 2518 | Axial | 14732 | 14883 | 36.13 | 3988 | 945 | VT03011U.1 | 0.221 | 1 | D | 37.61 | 68.79 | 2025-02-03 | VerticalCompact-BCD_1x1 | 804 | 586 | 753 |  |  | 47.3 | 16 | 16 | 500 | EC motor | 5060 | 1 | no | no | B | D | Aluminum | 2025-01-02 | 8 | 4 | yes | piece | 1
GCVC PD 063.2/21-28 | GCVC PD | 063.2/21-28 | 4246536 | finoox | GCVC 063.2C/2x1-2505-1-D/4/64/2.10/900/EXS/1/015023 | 7155 | 1 | 2 | 2505 | Axial | 31972 | 32112 | 120.44 | 7289 | 500 | VT03145U.1 | 0.147 | 0.39 | A | 2025-02-28 | 59.71 | 2025-07-10 | VerticalCompact-BCD_2x1 | 984 | 800 | 1761 |  |  | 128.2 | 22 | 22 | 630 | EC motor | 5060 | 1 | no | no | C | D | Epoxy coated aluminum | 2025-01-02 | 12 | 4 | yes | piece | 1
GCVC PD 050.2/14-31 | GCVC PD | 050.2/14-31 | 4250023 | finoox | GCVC 050.2C/1x4-2512-1-D/3/32/2.10/3600/EXS/1/015023 | 8614 | 4 | 1 | 2512 | Axial | 48221 | 48178 | 180.66 | 12038 | 565 | VT03011U.1 | 0.208 | 0.28 | A | 31.38 | 63 | 2025-09-14 | VerticalCompact-BCD_1x4 | 3684 | 586 | 953 |  |  | 204.9 | 28 | 28 | 500 | EC motor | 5060 | 1 | no | no | C | D | Epoxy coated aluminum | 2025-01-02 | 4 | 3 | yes | piece | 1
GCVC PD 035.2/12-41 | GCVC PD | 035.2/12-41 | 4243745 | finoox | GCVC 035.2B/1x2-2723-W-D/4/24/2.10/1440/AXS/1/015023 | 2473 | 2 | 1 | 2723 | Axial | 22506 | 22569 | 72.26 | 5181 | 1390 | VT03167U | 0.315 | 0.62 | D | 40.54 | 71.82 | 6 | VerticalCompact-BCD_1x2 | 1524 | 518 | 753 |  |  | 76.6 | 18 | 18 | 350 | AC motor | 50 | W | no | no | B | D | Aluminum | 2025-01-02 | 8 | 4 | yes | piece | 1
GCVC PD 080.3/23-63 | GCVC PD | 080.3/23-63 | 6094452 | finoox | GCVC 080.3D/2x3-3557-2-D/4/80/2.10/3600/AXS/1/015023 | 33770 | 3 | 2 | 3557 | Axial | 325225 | 322.53 | 602.19 | 116290 | 1100 | VT01445U.3 | 16597 | 2025-02-04 | E | 62.96 | 94.92 | 58.2 | VerticalCompact-BCD_2x3 | 3684 | 800 | 2161 |  |  | 645.3 | 64 | 64 | 800 | EC motor | 5060 | 2 | no | no | D | D | Aluminum | 2025-01-02 | 4 | 4 | yes | piece | 1
GCVC PD 045.2/12-48 | GCVC PD | 045.2/12-48 | 4248913 | finoox | GCVC 045.2C/1x2-0426-W-D/4/32/2.10/1800/AXS/1/015023 | 3416 | 2 | 1 | 426 | Axial | 43025 | 43077 | 120.44 | 10766 | 1360 | VT0326U | 0.832 | 2025-02-02 | D | 47.59 | 78.97 | 2025-04-10 | VerticalCompact-BCD_1x2 | 1884 | 521 | 953 |  |  | 121.1 | 28 | 28 | 450 | AC motor | 50 | W | no | no | C | D | Aluminum | 2025-01-02 | 8 | 4 | yes | piece | 1
GCVC PD 050.2/24-35 | GCVC PD | 050.2/24-35 | 4245492 | finoox | GCVC 050.2C/2x4-2333-S-D/4/64/2.10/3600/EXS/1/015023 | 13681 | 4 | 2 | 2333 | Axial | 119583 | 119844 | 481.75 | 25999 | 530 | VT01435 | 1194 | 0.35 | C | 35.32 | 67.18 | 41.4 | VerticalCompact-BCD_2x4 | 3684 | 800 | 1761 |  |  | 463.9 | 42 | 42 | 500 | AC motor | 50 | S | no | no | C | D | Epoxy coated aluminum | 2025-01-02 | 4 | 4 | yes | piece | 1
GCVC PD 063.2/12-52 | GCVC PD | 063.2/12-52 | 4251049 | finoox | GCVC 063.2C/1x2-2357-S-D/3/32/2.10/1800/EXS/1/015023 | 5827 | 2 | 1 | 2357 | Axial | 50181 | 50241 | 90.33 | 20254 | 1040 | VT01441 | 3116 | 3 | E | 52.14 | 83.53 | 8 | VerticalCompact-BCD_1x2 | 1884 | 606 | 953 |  |  | 155.5 | 28 | 28 | 630 | AC motor | 50 | S | no | no | C | D | Epoxy coated aluminum | 2025-01-02 | 6 | 3 | yes | piece | 1
GCVC PD 050.2/12-46 | GCVC PD | 050.2/12-46 | 4244199 | finoox | GCVC 050.2B/1x2-2411-1-D/4/24/2.10/1440/EXS/1/015023 | 4087 | 2 | 1 | 2411 | Axial | 35079 | 35145 | 72.26 | 10900 | 1260 | VT03011U.1 | 1016 | 2025-02-02 | E | 46.48 | 77.77 | 2025-01-06 | VerticalCompact-BCD_1x2 | 1524 | 586 | 753 |  |  | 85 | 22 | 22 | 500 | EC motor | 5060 | 1 | no | no | B | D | Epoxy coated aluminum | 2025-01-02 | 8 | 4 | yes | piece | 1
GCVC PD 050.2/23-43 | GCVC PD | 050.2/23-43 | 4245301 | finoox | GCVC 050.2C/2x3-2355-X-D/3/64/2.10/2700/EXS/1/015023 | 9506 | 3 | 2 | 2355 | Axial | 97045 | 96821 | 270.99 | 29821 | 810 | VT03093U | 1736 | 2025-03-01 | D | 42.93 | 74.68 | 2025-09-23 | VerticalCompact-BCD_2x3 | 2784 | 800 | 1761 |  |  | 317.8 | 35 | 35 | 500 | AC motor | 60 | X | no | no | C | D | Epoxy coated aluminum | 2025-01-02 | 6 | 3 | yes | piece | 1
GCVC PD 050.2/22-56 | GCVC PD | 050.2/22-56 | 4245131 | finoox | GCVC 050.2C/2x2-2420-2-D/3/64/2.10/1800/EXS/1/015023 | 11027 | 2 | 2 | 2420 | Axial | 95767 | 95883 | 180.66 | 36723 | 1600 | VT03013U.1 | 3676 | 1965-01-01 | E | 56.48 | 88.11 | 17 | VerticalCompact-BCD_2x2 | 1884 | 800 | 1761 |  |  | 226.4 | 35 | 35 | 500 | EC motor | 5060 | 2 | no | no | C | D | Epoxy coated aluminum | 2025-01-02 | 6 | 3 | yes | piece | 1
GCVC PD 050.2/12-44 | GCVC PD | 050.2/12-44 | 4250492 | finoox | GCVC 050.2D/1x2-2421-1-D/3/40/2.10/2400/AXS/1/015023 | 5121 | 2 | 1 | 2421 | Axial | 51214 | 51182 | 150.55 | 14054 | 1150 | VT03011U.1 | 0.664 | 1975-01-01 | C | 43.93 | 75.46 | 2025-09-12 | VerticalCompact-BCD_1x2 | 2484 | 586 | 1153 |  |  | 151.9 | 28 | 28 | 500 | EC motor | 5060 | 1 | no | no | D | D | Aluminum | 2025-01-02 | 6 | 3 | yes | piece | 1
GCVC PD 063.2/12-27 | GCVC PD | 063.2/12-27 | 4252046 | finoox | GCVC 063.2D/1x2-2506-1-D/4/40/2.10/2400/EXS/1/015023 | 7555 | 2 | 1 | 2506 | Axial | 45456 | 45478 | 200.73 | 9811 | 540 | VT03145U.1 | 0.158 | 0.45 | A+ | 27.38 | 58.9 | 2025-08-16 | VerticalCompact-BCD_1x2 | 2484 | 615 | 1153 |  |  | 168.1 | 28 | 28 | 630 | EC motor | 5060 | 1 | no | no | D | D | Epoxy coated aluminum | 2025-01-02 | 8 | 4 | yes | piece | 1
GCVC PD 080.2/12-51 | GCVC PD | 080.2/12-51 | 4252851 | finoox | GCVC 080.2D/1x2-2540-2-D/4/40/2.10/2400/AXS/1/015023 | 9607 | 2 | 1 | 2540 | Axial | 102423 | 102.89 | 200.73 | 30132 | 900 | VT03059U.2 | 2837 | 1952-02-01 | E | 51.37 | 82.9 | 2025-05-17 | VerticalCompact-BCD_1x2 | 2484 | 650 | 1153 |  |  | 203.5 | 35 | 35 | 800 | EC motor | 5060 | 2 | no | no | D | D | Aluminum | 2025-01-02 | 4 | 4 | yes | piece | 1
GCVC PD 080.2/22-41 | GCVC PD | 080.2/22-41 | 4248460 | finoox | GCVC 080.2D/2x2-2543-2-D/3/80/2.10/2400/EXS/1/015023 | 18648 | 2 | 2 | 2543 | Axial | 122889 | 122711 | 301.1 | 40395 | 575 | VT03060U.1 | 1459 | 0.78 | C | 41 | 72.81 | 2025-04-28 | VerticalCompact-BCD_2x2 | 2484 | 800 | 2161 |  |  | 333.3 | 42 | 42 | 800 | EC motor | 5060 | 2 | no | no | D | D | Epoxy coated aluminum | 2025-01-02 | 6 | 3 | yes | piece | 1
GCVC PD 050.2/11-32 | GCVC PD | 050.2/11-32 | 4249332 | finoox | GCVC 050.2C/1x1-2515-1-D/6/32/2.10/900/AXS/1/015023 | 3048 | 1 | 1 | 2515 | Axial | 19368 | 19539 | 90.33 | 3612 | 755 | VT03011U.1 | 0.115 | 0.58 | B | 31.76 | 63.03 | 2025-06-07 | VerticalCompact-BCD_1x1 | 984 | 586 | 953 |  |  | 72.3 | 16 | 16 | 500 | EC motor | 5060 | 1 | no | no | C | D | Aluminum | 2025-01-02 | 12 | 6 | yes | piece | 1
GCVC PD 063.2/12-40 | GCVC PD | 063.2/12-40 | 4252130 | finoox | GCVC 063.2D/1x2-2555-2-D/4/40/2.10/2400/EXS/1/015023 | 8168 | 2 | 1 | 2555 | Axial | 66391 | 66453 | 200.73 | 16627 | 800 | VT03144U.1 | 0.628 | 0.69 | C | 39.83 | 71.35 | 2025-05-17 | VerticalCompact-BCD_1x2 | 2484 | 623 | 1153 |  |  | 177.2 | 35 | 35 | 630 | EC motor | 5060 | 2 | no | no | D | D | Epoxy coated aluminum | 2025-01-02 | 6 | 4 | yes | piece | 1
GCVC PD 050.2/12-54 | GCVC PD | 050.2/12-54 | 4250584 | finoox | GCVC 050.2D/1x2-2562-2-D/6/40/2.10/2400/AXS/1/015023 | 7474 | 2 | 1 | 2562 | Axial | 89934 | 90299 | 301.1 | 17988 | 1595 | VT03013U.1 | 1744 | 1965-01-01 | D | 54.15 | 85.67 | 2025-04-25 | VerticalCompact-BCD_1x2 | 2484 | 607 | 1153 |  |  | 205.2 | 35 | 35 | 500 | EC motor | 5060 | 2 | no | no | D | D | Aluminum | 2025-01-02 | 6 | 6 | yes | piece | 1
GCVC PD 050.2/24-44 | GCVC PD | 050.2/24-44 | 4245647 | finoox | GCVC 050.2C/2x4-2517-1-D/6/64/2.10/3600/EXS/1/015023 | 21368 | 4 | 2 | 2517 | Axial | 171.24 | 171.6 | 722.63 | 34029 | 880 | VT03011U.1 | 1403 | 0.84 | B | 43.53 | 75.39 | 62.7 | VerticalCompact-BCD_2x4 | 3684 | 800 | 1761 |  |  | 499.9 | 54 | 54 | 500 | EC motor | 5060 | 1 | no | no | C | D | Epoxy coated aluminum | 2025-01-02 | 6 | 6 | yes | piece | 1
GCVC PD 050.2/13-47 | GCVC PD | 050.2/13-47 | 4250801 | finoox | GCVC 050.2D/1x3-2522-1-D/3/40/2.10/3600/EXS/1/015023 | 8141 | 3 | 1 | 2522 | Axial | 75458 | 75378 | 225.82 | 21225 | 1200 | VT03011U.1 | 1108 | 2025-09-01 | D | 47.23 | 78.9 | 2025-03-19 | VerticalCompact-BCD_1x3 | 3684 | 586 | 1153 |  |  | 222.9 | 35 | 35 | 500 | EC motor | 5060 | 1 | no | no | D | D | Epoxy coated aluminum | 2025-01-02 | 4 | 3 | yes | piece | 1
GCVC PD 063.2/21-59 | GCVC PD | 063.2/21-59 | 4246575 | finoox | GCVC 063.2C/2x1-2547-2-D/4/64/2.10/900/AXS/1/015023 | 9312 | 1 | 2 | 2547 | Axial | 63086 | 63.6 | 120.44 | 19144 | 1055 | VT03143U.1 | 2374 | 2025-01-02 | E | 58.73 | 90.24 | 2025-04-11 | VerticalCompact-BCD_2x1 | 984 | 800 | 1761 |  |  | 173.8 | 28 | 28 | 630 | EC motor | 5060 | 2 | no | no | C | D | Aluminum | 2025-01-02 | 8 | 4 | yes | piece | 1
GCVC PD 063.2/21-42 | GCVC PD | 063.2/21-42 | 4247481 | finoox | GCVC 063.2D/2x1-2556-2-D/3/80/2.10/1200/EXS/1/015023 | 8523 | 1 | 2 | 2556 | Axial | 59233 | 59.23 | 150.55 | 18196 | 850 | VT03144U.1 | 0.727 | 0.77 | C | 41.68 | 73.33 | 14 | VerticalCompact-BCD_2x1 | 1284 | 800 | 2161 |  |  | 172.7 | 28 | 28 | 630 | EC motor | 5060 | 2 | no | no | D | D | Epoxy coated aluminum | 2025-01-02 | 10 | 3 | yes | piece | 1
GCVC PD 045.2/22-51 | GCVC PD | 045.2/22-51 | 4244576 | finoox | GCVC 045.2C/2x2-2532-1-D/3/64/2.10/1800/AXS/1/015023 | 7860 | 2 | 2 | 2532 | Axial | 72011 | 71922 | 180.66 | 22079 | 1350 | VT03007U.1 | 1953-01-01 | 1965-01-01 | D | 51.35 | 82.98 | 2025-09-16 | VerticalCompact-BCD_2x2 | 1884 | 800 | 1761 |  |  | 200.9 | 35 | 35 | 450 | EC motor | 5060 | 1 | no | no | C | D | Aluminum | 2025-01-02 | 8 | 3 | yes | piece | 1
GCVC PD 045.2/11-47 | GCVC PD | 045.2/11-47 | 4243821 | finoox | GCVC 045.2B/1x1-0423-X-D/4/24/2.10/720/AXS/1/015023 | 1785 | 1 | 1 | 423 | Axial | 17333 | 17514 | 36.13 | 5118 | 1460 | VT0326U | 0.659 | 3 | E | 47.1 | 78.28 | 2025-02-03 | VerticalCompact-BCD_1x1 | 804 | 521 | 753 |  |  | 49.3 | 16 | 16 | 450 | AC motor | 60 | X | no | no | B | D | Aluminum | 2025-01-02 | 8 | 4 | yes | piece | 1
GCVC PD 050.2/24-43 | GCVC PD | 050.2/24-43 | 4245483 | finoox | GCVC 050.2C/2x4-2332-D-D/4/64/2.10/3600/AXS/1/015023 | 12942 | 4 | 2 | 2332 | Axial | 162444 | 162698 | 481.75 | 39206 | 850 | VT01435 | 2114 | 0.74 | C | 43.42 | 75.28 | 44 | VerticalCompact-BCD_2x4 | 3684 | 800 | 1761 |  |  | 468.9 | 54 | 54 | 500 | AC motor | 50 | D | no | no | C | D | Aluminum | 2025-01-02 | 4 | 4 | yes | piece | 1
GCVC PD 050.2/24-47 | GCVC PD | 050.2/24-47 | 4245543 | finoox | GCVC 050.2C/2x4-2384-I-D/3/64/2.10/3600/EXS/1/015023 | 12252 | 4 | 2 | 2384 | Axial | 135986 | 135862 | 361.32 | 41630 | 790 | VT01435 | 2921 | 0.88 | D | 47 | 78.86 | 32 | VerticalCompact-BCD_2x4 | 3684 | 800 | 1761 |  |  | 429.1 | 42 | 42 | 500 | AC motor | 60 | I | no | no | C | D | Epoxy coated aluminum | 2025-01-02 | 4 | 3 | yes | piece | 1
GCVC PD 050.2/23-27 | GCVC PD | 050.2/23-27 | 4246289 | finoox | GCVC 050.2D/2x3-2389-J-D/4/80/2.10/3600/AXS/1/015023 | 12784 | 3 | 2 | 2389 | Axial | 89497 | 89663 | 602.19 | 16881 | 450 | VT01437 | 0.488 | 0.17 | A | 26.62 | 58.59 | 50.2 | VerticalCompact-BCD_2x3 | 3684 | 800 | 2161 |  |  | 479.5 | 35 | 35 | 500 | AC motor | 60 | J | no | no | D | D | Aluminum | 2025-01-02 | 6 | 4 | yes | piece | 1
GCVC PD 080.2/22-29 | GCVC PD | 080.2/22-29 | 4248389 | finoox | GCVC 080.2D/2x2-2495-1-D/4/80/2.10/2400/EXS/1/015023 | 17327 | 2 | 2 | 2495 | Axial | 100705 | 100704 | 401.46 | 22774 | 365 | VT03062U.1 | 0.408 | 0.5 | A+ | 2025-12-29 | 60.93 | 34.8 | VerticalCompact-BCD_2x2 | 2484 | 800 | 2161 |  |  | 345.8 | 35 | 35 | 800 | EC motor | 5060 | 1 | no | no | D | D | Epoxy coated aluminum | 2025-01-02 | 8 | 4 | yes | piece | 1
GCVC PD 080.2/21-51 | GCVC PD | 080.2/21-51 | 4248172 | finoox | GCVC 080.2D/2x1-2540-2-D/4/80/2.10/1200/EXS/1/015023 | 10338 | 1 | 2 | 2540 | Axial | 96448 | 96492 | 200.73 | 30132 | 900 | VT03059U.2 | 2837 | 1952-02-01 | E | 51.25 | 82.9 | 2025-04-19 | VerticalCompact-BCD_2x1 | 1284 | 800 | 2161 |  |  | 214.7 | 35 | 35 | 800 | EC motor | 5060 | 2 | no | no | D | D | Epoxy coated aluminum | 2025-01-02 | 10 | 4 | yes | piece | 1
GCVC PD 063.2/23-47 | GCVC PD | 063.2/23-47 | 4247041 | finoox | GCVC 063.2C/2x3-2558-2-D/4/64/2.10/2700/AXS/1/015023 | 18832 | 3 | 2 | 2558 | Axial | 175462 | 176043 | 361.32 | 50395 | 950 | VT03144U.1 | 3524 | 1 | D | 46.69 | 78.44 | 34.7 | VerticalCompact-BCD_2x3 | 2784 | 800 | 1761 |  |  | 363.1 | 54 | 54 | 630 | EC motor | 5060 | 2 | no | no | C | D | Aluminum | 2025-01-02 | 4 | 4 | yes | piece | 1
GCVC PD 045.2/21-46 | GCVC PD | 045.2/21-46 | 4244474 | finoox | GCVC 045.2C/2x1-2530-1-D/3/64/2.10/900/AXS/1/015023 | 4716 | 1 | 2 | 2530 | Axial | 34011 | 34187 | 90.33 | 9783 | 1200 | VT03007U.1 | 0.545 | 2025-01-01 | D | 45.89 | 77.4 | 2025-03-08 | VerticalCompact-BCD_2x1 | 984 | 800 | 1761 |  |  | 114.3 | 22 | 22 | 450 | EC motor | 5060 | 1 | no | no | C | D | Aluminum | 2025-01-02 | 8 | 3 | yes | piece | 1
GCVC PD 050.2/11-48 | GCVC PD | 050.2/11-48 | 4249386 | finoox | GCVC 050.2C/1x1-2560-2-D/6/32/2.10/900/AXS/1/015023 | 3550 | 1 | 1 | 2560 | Axial | 32186 | 32501 | 90.33 | 6979 | 1415 | VT03013U.1 | 0.662 | 2021-01-01 | D | 48.24 | 79.51 | 2025-08-07 | VerticalCompact-BCD_1x1 | 984 | 607 | 953 |  |  | 77.5 | 22 | 22 | 500 | EC motor | 5060 | 2 | no | no | C | D | Aluminum | 2025-01-02 | 8 | 6 | yes | piece | 1
GCVC PD 063.2/12-23 | GCVC PD | 063.2/12-23 | 4251132 | finoox | GCVC 063.2C/1x2-2502-1-D/4/32/2.10/1800/EXS/1/015023 | 6284 | 2 | 1 | 2502 | Axial | 26.22 | 26.29 | 120.44 | 5481 | 385 | VT03145U.1 | 0.079 | 0.2 | A+ | 2025-01-23 | 54.41 | 2025-08-09 | VerticalCompact-BCD_1x2 | 1884 | 615 | 953 |  |  | 117.8 | 18 | 18 | 630 | EC motor | 5060 | 1 | no | no | C | D | Epoxy coated aluminum | 2025-01-02 | 8 | 4 | yes | piece | 1
GCVC PD 080.2/23-46 | GCVC PD | 080.2/23-46 | 4248740 | finoox | GCVC 080.2D/2x3-2545-2-D/3/80/2.10/3600/AXS/1/015023 | 25838 | 3 | 2 | 2545 | Axial | 210601 | 209785 | 451.65 | 73578 | 695 | VT03060U.1 | 1971-03-01 | 2015-01-01 | D | 46.46 | 78.43 | 43.1 | VerticalCompact-BCD_2x3 | 3684 | 800 | 2161 |  |  | 490.2 | 54 | 54 | 800 | EC motor | 5060 | 2 | no | no | D | D | Aluminum | 2025-01-02 | 4 | 3 | yes | piece | 1
GCVC PD 080.3/12-35 | GCVC PD | 080.3/12-35 | 6096005 | finoox | GCVC 080.3D/1x2-3564-2-D/6/40/2.10/2400/EXS/1/015023 | 11948 | 2 | 1 | 3564 | Axial | 66114 | 66358 | 301.1 | 12541 | 440 | VT01445U.3 | 0.442 | 0.6 | B | 34.62 | 66.15 | 2025-03-25 | VerticalCompact-BCD_1x2 | 2484 | 620 | 1153 |  |  | 251.2 | 35 | 35 | 800 | EC motor | 5060 | 2 | no | no | D | D | Epoxy coated aluminum | 2025-01-02 | 8 | 6 | yes | piece | 1
GCVC PD 050.3/23-52 | GCVC PD | 050.3/23-52 | 6072109 | finoox | GCVC 050.3D/2x3-3616-W-D/3/80/2.10/3600/EXS/1/015023 | 12487 | 3 | 2 | 3616 | Axial | 160377 | 160224 | 451.65 | 47000 | 1240 | VT01524 | 3843 | 2025-02-03 | D | 51.58 | 83.54 | 43.1 | VerticalCompact-BCD_2x3 | 3684 | 800 | 2161 |  |  | 465.5 | 54 | 54 | 500 | AC motor | 50 | W | no | no | D | D | Epoxy coated aluminum | 2025-01-02 | 4 | 3 | yes | piece | 1
GCVC PD 050.2/14-46 | GCVC PD | 050.2/14-46 | 4249963 | finoox | GCVC 050.2C/1x4-2386-K-D/3/32/2.10/3600/EXS/1/015023 | 6372 | 4 | 1 | 2386 | Axial | 72076 | 72005 | 180.66 | 23175 | 910 | VT01435 | 1636 | 0.92 | D | 45.88 | 77.51 | 2025-05-15 | VerticalCompact-BCD_1x4 | 3684 | 596 | 953 |  |  | 225.3 | 35 | 35 | 500 | AC motor | 60 | K | no | no | C | D | Epoxy coated aluminum | 2025-01-02 | 4 | 3 | yes | piece | 1
GCVC PD 063.2/22-46 | GCVC PD | 063.2/22-46 | 4246699 | finoox | GCVC 063.2C/2x2-2413-2-D/3/64/2.10/1800/EXS/1/015023 | 12820 | 2 | 2 | 2413 | Axial | 96707 | 96826 | 180.66 | 37468 | 1000 | VT03144U.1 | 2632 | 2025-01-01 | E | 46.22 | 77.85 | 17 | VerticalCompact-BCD_2x2 | 1884 | 800 | 1761 |  |  | 228.1 | 35 | 35 | 630 | EC motor | 5060 | 2 | no | no | C | D | Epoxy coated aluminum | 2025-01-02 | 6 | 3 | yes | piece | 1
GCVC PD 045.2/22-44 | GCVC PD | 045.2/22-44 | 4244551 | finoox | GCVC 045.2C/2x2-2527-1-D/6/64/2.10/1800/EXS/1/015023 | 10183 | 2 | 2 | 2527 | Axial | 77347 | 77745 | 361.32 | 14414 | 975 | VT03007U.1 | 0.62 | 0.68 | B | 44.41 | 76.04 | 31.2 | VerticalCompact-BCD_2x2 | 1884 | 800 | 1761 |  |  | 253.8 | 35 | 35 | 450 | EC motor | 5060 | 1 | no | no | C | D | Epoxy coated aluminum | 2025-01-02 | 8 | 6 | yes | piece | 1
GCVC PD 063.2/24-40 | GCVC PD | 063.2/24-40 | 4247181 | finoox | GCVC 063.2C/2x4-2510-1-D/4/64/2.10/3600/AXS/1/015023 | 21832 | 4 | 2 | 2510 | Axial | 168439 | 168.71 | 481.75 | 41472 | 695 | VT03145U.1 | 1408 | 0.9 | B | 40.49 | 72.35 | 44 | VerticalCompact-BCD_2x4 | 3684 | 800 | 1761 |  |  | 436.2 | 54 | 54 | 630 | EC motor | 5060 | 1 | no | no | C | D | Aluminum | 2025-01-02 | 4 | 4 | yes | piece | 1
GCVC PD 063.2/21-38 | GCVC PD | 063.2/21-38 | 4246600 | finoox | GCVC 063.2C/2x1-2553-2-D/6/64/2.10/900/AXS/1/015023 | 8416 | 1 | 2 | 2553 | Axial | 52983 | 53471 | 180.66 | 10713 | 700 | VT03144U.1 | 0.518 | 0.52 | C | 37.54 | 69.05 | 2025-03-16 | VerticalCompact-BCD_2x1 | 984 | 800 | 1761 |  |  | 155.5 | 28 | 28 | 630 | EC motor | 5060 | 2 | no | no | C | D | Aluminum | 2025-01-02 | 12 | 6 | yes | piece | 1
GCVC PD 045.2/13-38 | GCVC PD | 045.2/13-38 | 4249028 | finoox | GCVC 045.2C/1x3-2524-1-D/6/32/2.10/2700/AXS/1/015023 | 7236 | 3 | 1 | 2524 | Axial | 46432 | 46678 | 270.99 | 8199 | 750 | VT03007U.1 | 0.229 | 0.37 | A | 37.68 | 69.18 | 22 | VerticalCompact-BCD_1x3 | 2784 | 535 | 953 |  |  | 191.8 | 28 | 28 | 450 | EC motor | 5060 | 1 | no | no | C | D | Aluminum | 2025-01-02 | 8 | 6 | yes | piece | 1
GCVC PD 050.2/11-48 | GCVC PD | 050.2/11-48 | 4249385 | finoox | GCVC 050.2C/1x1-2560-2-D/4/32/2.10/900/AXS/1/015023 | 3189 | 1 | 1 | 2560 | Axial | 27071 | 27275 | 60.22 | 7503 | 1415 | VT03013U.1 | 0.642 | 2021-01-01 | D | 48.3 | 79.57 | 2025-04-05 | VerticalCompact-BCD_1x1 | 984 | 607 | 953 |  |  | 68.8 | 22 | 22 | 500 | EC motor | 5060 | 2 | no | no | C | D | Aluminum | 2025-01-02 | 8 | 4 | yes | piece | 1
GCVC PD 050.2/12-52 | GCVC PD | 050.2/12-52 | 4250573 | finoox | GCVC 050.2D/1x2-2560-2-D/3/40/2.10/2400/EXS/1/015023 | 6362 | 2 | 1 | 2560 | Axial | 55356 | 55291 | 150.55 | 16670 | 1415 | VT03013U.1 | 1186 | 2021-01-01 | D | 52.25 | 83.78 | 2025-09-12 | VerticalCompact-BCD_1x2 | 2484 | 607 | 1153 |  |  | 161.1 | 28 | 28 | 500 | EC motor | 5060 | 2 | no | no | D | D | Epoxy coated aluminum | 2025-01-02 | 6 | 3 | yes | piece | 1
GCVC PD 080.2/13-23 | GCVC PD | 080.2/13-23 | 4253059 | finoox | GCVC 080.2D/1x3-2492-1-D/4/40/2.10/3600/EXS/1/015023 | 11093 | 3 | 1 | 2492 | Axial | 62.62 | 62623 | 301.1 | 13409 | 295 | VT03062U.1 | 0.173 | 0.3 | A+ | 23.39 | 55.07 | 2025-05-24 | VerticalCompact-BCD_1x3 | 3684 | 608 | 1153 |  |  | 263.5 | 28 | 28 | 800 | EC motor | 5060 | 1 | no | no | D | D | Epoxy coated aluminum | 2025-01-02 | 6 | 4 | yes | piece | 1
GCVC PD 063.2/22-38 | GCVC PD | 063.2/22-38 | 4246761 | finoox | GCVC 063.2C/2x2-2508-1-D/6/64/2.10/1800/EXS/1/015023 | 14069 | 2 | 2 | 2508 | Axial | 83747 | 84289 | 361.32 | 15921 | 615 | VT03145U.1 | 0.531 | 0.65 | B | 37.77 | 69.4 | 31.2 | VerticalCompact-BCD_2x2 | 1884 | 800 | 1761 |  |  | 264.1 | 35 | 35 | 630 | EC motor | 5060 | 1 | no | no | C | D | Epoxy coated aluminum | 2025-01-02 | 8 | 6 | yes | piece | 1
GCVC PD 045.2/14-43 | GCVC PD | 045.2/14-43 | 4249128 | finoox | GCVC 045.2C/1x4-2526-1-D/3/32/2.10/3600/AXS/1/015023 | 7618 | 4 | 1 | 2526 | Axial | 55966 | 55881 | 180.66 | 14562 | 900 | VT03007U.1 | 0.486 | 0.58 | B | 42.52 | 74.14 | 2025-09-14 | VerticalCompact-BCD_1x4 | 3684 | 535 | 953 |  |  | 199.1 | 28 | 28 | 450 | EC motor | 5060 | 1 | no | no | C | D | Aluminum | 2025-01-02 | 4 | 3 | yes | piece | 1
GCVC PD 080.2/22-44 | GCVC PD | 080.2/22-44 | 4248462 | finoox | GCVC 080.2D/2x2-2544-2-D/3/80/2.10/2400/AXS/1/015023 | 17859 | 2 | 2 | 2544 | Axial | 135551 | 135314 | 301.1 | 46157 | 655 | VT03060U.1 | 2079 | 2025-05-01 | D | 43.65 | 75.46 | 2025-04-28 | VerticalCompact-BCD_2x2 | 2484 | 800 | 2161 |  |  | 333.3 | 42 | 42 | 800 | EC motor | 5060 | 2 | no | no | D | D | Aluminum | 2025-01-02 | 6 | 3 | yes | piece | 1
GCVC PD 080.2/23-48 | GCVC PD | 080.2/23-48 | 4248747 | finoox | GCVC 080.2D/2x3-2546-2-D/4/80/2.10/3600/EXS/1/015023 | 29291 | 3 | 2 | 2546 | Axial | 251396 | 251189 | 602.19 | 73322 | 730 | VT03060U.1 | 4491 | 2025-03-01 | D | 48.27 | 80.23 | 54.8 | VerticalCompact-BCD_2x3 | 3684 | 800 | 2161 |  |  | 534 | 54 | 54 | 800 | EC motor | 5060 | 2 | no | no | D | D | Epoxy coated aluminum | 2025-01-02 | 4 | 4 | yes | piece | 1
GCVC PD 080.2/23-62 | GCVC PD | 080.2/23-62 | 4248789 | finoox | GCVC 080.2D/2x3-2658-J-D/4/80/2.10/3600/EXS/1/015023 | 23778 | 3 | 2 | 2658 | Axial | 283557 | 282.34 | 602.19 | 92112 | 1030 | VT01384U | 9915 | 2025-03-03 | E | 62.46 | 94.42 | 58.2 | VerticalCompact-BCD_2x3 | 3684 | 800 | 2161 |  |  | 606.9 | 64 | 64 | 800 | AC motor | 60 | J | no | no | D | D | Epoxy coated aluminum | 2025-01-02 | 4 | 4 | yes | piece | 1
GCVC PD 080.3/22-53 | GCVC PD | 080.3/22-53 | 6162861 | finoox | GCVC 080.3D/2x2-3562-2-D/6/80/2.10/2400/EXS/1/015023 | 27390 | 2 | 2 | 3562 | Axial | 215838 | 216328 | 602.19 | 48456 | 800 | VT01445U.3 | 4474 | 1985-01-01 | D | 53.49 | 85.29 | 55.2 | VerticalCompact-BCD_2x2 | 2484 | 800 | 2161 |  |  | 499.6 | 54 | 54 | 800 | EC motor | 5060 | 2 | no | no | D | D | Epoxy coated aluminum | 2025-01-02 | 6 | 6 | yes | piece | 1
GCVC PD 080.2/13-56 | GCVC PD | 080.2/13-56 | 4252953 | finoox | GCVC 080.2D/1x3-1656-2-D/3/40/2.10/3600/EXS/1/015023 | 13415 | 3 | 1 | 1656 | Axial | 122626 | 121432 | 225.82 | 56910 | 1000 | VT03059U.2 | 6278 | 2025-02-03 | E | 55.5 | 87.19 | 2025-01-20 | VerticalCompact-BCD_1x3 | 3684 | 650 | 1153 |  |  | 279 | 42 | 42 | 800 | EC motor | 5060 | 2 | no | no | D | D | Epoxy coated aluminum | 2025-01-02 | 4 | 3 | yes | piece | 1
GCVC PD 050.2/22-36 | GCVC PD | 050.2/22-36 | 4245973 | finoox | GCVC 050.2D/2x2-2336-D-D/3/80/2.10/2400/EXS/1/015023 | 8301 | 2 | 2 | 2336 | Axial | 68171 | 68107 | 301.1 | 16413 | 660 | VT01437 | 0.482 | 0.33 | B | 36.37 | 68.18 | 2025-09-26 | VerticalCompact-BCD_2x2 | 2484 | 800 | 2161 |  |  | 299.9 | 35 | 35 | 500 | AC motor | 50 | D | no | no | D | D | Epoxy coated aluminum | 2025-01-02 | 8 | 3 | yes | piece | 1
GCVC PD 050.2/12-50 | GCVC PD | 050.2/12-50 | 4250406 | finoox | GCVC 050.2D/1x2-2349-I-D/4/40/2.10/2400/EXS/1/015023 | 4890 | 2 | 1 | 2349 | Axial | 71581 | 71611 | 200.73 | 18806 | 1590 | VT03150U | 1645 | 2025-07-01 | D | 49.77 | 81.29 | 2025-05-17 | VerticalCompact-BCD_1x2 | 2484 | 569 | 1153 |  |  | 176.2 | 35 | 35 | 500 | AC motor | 60 | I | no | no | D | D | Epoxy coated aluminum | 2025-01-02 | 6 | 4 | yes | piece | 1
GCVC PD 050.2/22-46 | GCVC PD | 050.2/22-46 | 4245082 | finoox | GCVC 050.2C/2x2-2386-K-D/6/64/2.10/1800/AXS/1/015023 | 8087 | 2 | 2 | 2386 | Axial | 103.23 | 103832 | 361.32 | 20394 | 910 | VT01435 | 1971-01-01 | 0.92 | D | 45.89 | 77.52 | 31.2 | VerticalCompact-BCD_2x2 | 1884 | 800 | 1761 |  |  | 280.8 | 35 | 35 | 500 | AC motor | 60 | K | no | no | C | D | Aluminum | 2025-01-02 | 8 | 6 | yes | piece | 1
GCVC PD 050.2/13-43 | GCVC PD | 050.2/13-43 | 4249713 | finoox | GCVC 050.2C/1x3-2384-I-D/4/32/2.10/2700/AXS/1/015023 | 5242 | 3 | 1 | 2384 | Axial | 60165 | 60178 | 180.66 | 14933 | 790 | VT01435 | 1108 | 0.88 | D | 42.92 | 74.43 | 15 | VerticalCompact-BCD_1x3 | 2784 | 596 | 953 |  |  | 185.9 | 28 | 28 | 500 | AC motor | 60 | I | no | no | C | D | Aluminum | 2025-01-02 | 6 | 4 | yes | piece | 1
GCVC PD 063.2/12-35 | GCVC PD | 063.2/12-35 | 4252001 | finoox | GCVC 063.2D/1x2-2414-1-D/4/40/2.10/2400/AXS/1/015023 | 7164 | 2 | 1 | 2414 | Axial | 61303 | 61366 | 200.73 | 14233 | 770 | VT03145U.1 | 0.417 | 2015-01-01 | B | 35.12 | 66.65 | 2025-08-16 | VerticalCompact-BCD_1x2 | 2484 | 615 | 1153 |  |  | 168.1 | 28 | 28 | 630 | EC motor | 5060 | 1 | no | no | D | D | Aluminum | 2025-01-02 | 6 | 4 | yes | piece | 1
GCVC PD 050.2/14-49 | GCVC PD | 050.2/14-49 | 4250005 | finoox | GCVC 050.2C/1x4-2411-1-D/3/32/2.10/3600/EXS/1/015023 | 8615 | 4 | 1 | 2411 | Axial | 78748 | 78627 | 180.66 | 27541 | 1260 | VT03011U.1 | 1834 | 2025-02-02 | D | 48.91 | 80.54 | 2025-05-15 | VerticalCompact-BCD_1x4 | 3684 | 586 | 953 |  |  | 205.4 | 35 | 35 | 500 | EC motor | 5060 | 1 | no | no | C | D | Epoxy coated aluminum | 2025-01-02 | 4 | 3 | yes | piece | 1
GCVC PD 050.2/21-21 | GCVC PD | 050.2/21-21 | 4244862 | finoox | GCVC 050.2C/2x1-2389-J-D/3/64/2.10/900/AXS/1/015023 | 3946 | 1 | 2 | 2389 | Axial | 21201 | 21262 | 90.33 | 5018 | 450 | VT01437 | 0.164 | 0.17 | B | 2025-01-21 | 52.51 | 8 | VerticalCompact-BCD_2x1 | 984 | 800 | 1761 |  |  | 121.4 | 18 | 18 | 500 | AC motor | 60 | J | no | no | C | D | Aluminum | 2025-01-02 | 12 | 3 | yes | piece | 1
GCVC PD 045.2/12-52 | GCVC PD | 045.2/12-52 | 4243889 | finoox | GCVC 045.2B/1x2-2409-1-D/4/24/2.10/1440/AXS/1/015023 | 3979 | 2 | 1 | 2409 | Axial | 34882 | 34967 | 72.26 | 10142 | 1500 | VT03007U.1 | 1079 | 2025-02-02 | E | 51.73 | 83.01 | 2025-01-06 | VerticalCompact-BCD_1x2 | 1524 | 535 | 753 |  |  | 81.6 | 22 | 22 | 450 | EC motor | 5060 | 1 | no | no | B | D | Aluminum | 2025-01-02 | 8 | 4 | yes | piece | 1
GCVC PD 050.2/21-54 | GCVC PD | 050.2/21-54 | 4245839 | finoox | GCVC 050.2D/2x1-2420-2-D/4/80/2.10/1200/AXS/1/015023 | 7379 | 1 | 2 | 2420 | Axial | 76462 | 76819 | 200.73 | 19459 | 1600 | VT03013U.1 | 1751 | 1965-01-01 | D | 54.03 | 85.69 | 2025-04-19 | VerticalCompact-BCD_2x1 | 1284 | 800 | 2161 |  |  | 187.4 | 35 | 35 | 500 | EC motor | 5060 | 2 | no | no | D | D | Aluminum | 2025-01-02 | 10 | 4 | yes | piece | 1
GCVC PD 045.2/22-51 | GCVC PD | 045.2/22-51 | 4244516 | finoox | GCVC 045.2C/2x2-2419-1-D/3/64/2.10/1800/AXS/1/015023 | 7860 | 2 | 2 | 2419 | Axial | 73332 | 73233 | 180.66 | 22814 | 1350 | VT03007U.1 | 1477 | 1965-01-01 | D | 50.53 | 82.16 | 2025-09-16 | VerticalCompact-BCD_2x2 | 1884 | 800 | 1761 |  |  | 200.9 | 35 | 35 | 450 | EC motor | 5060 | 1 | no | no | C | D | Aluminum | 2025-01-02 | 8 | 3 | yes | piece | 1
GCVC PD 080.2/22-53 | GCVC PD | 080.2/22-53 | 4248445 | finoox | GCVC 080.2D/2x2-2540-2-D/3/80/2.10/2400/EXS/1/015023 | 21314 | 2 | 2 | 2540 | Axial | 165936 | 166374 | 301.1 | 64469 | 900 | VT03059U.2 | 5585 | 1952-02-01 | E | 53.46 | 85.27 | 31.6 | VerticalCompact-BCD_2x2 | 2484 | 800 | 2161 |  |  | 372.3 | 54 | 54 | 800 | EC motor | 5060 | 2 | no | no | D | D | Epoxy coated aluminum | 2025-01-02 | 4 | 3 | yes | piece | 1
GCVC PD 045.2/22-49 | GCVC PD | 045.2/22-49 | 4244569 | finoox | GCVC 045.2C/2x2-2530-1-D/6/64/2.10/1800/EXS/1/015023 | 10183 | 2 | 2 | 2530 | Axial | 91957 | 92466 | 361.32 | 17928 | 1200 | VT03007U.1 | 1119 | 2025-01-01 | C | 48.87 | 80.5 | 31.2 | VerticalCompact-BCD_2x2 | 1884 | 800 | 1761 |  |  | 253.8 | 35 | 35 | 450 | EC motor | 5060 | 1 | no | no | C | D | Epoxy coated aluminum | 2025-01-02 | 8 | 6 | yes | piece | 1
GCVC PD 050.2/14-45 | GCVC PD | 050.2/14-45 | 4250072 | finoox | GCVC 050.2C/1x4-2520-1-D/4/32/2.10/3600/EXS/1/015023 | 9267 | 4 | 1 | 2520 | Axial | 86516 | 86596 | 240.88 | 22508 | 1070 | VT03011U.1 | 1171 | 2025-04-01 | C | 45.13 | 76.76 | 2025-02-20 | VerticalCompact-BCD_1x4 | 3684 | 586 | 953 |  |  | 222.7 | 35 | 35 | 500 | EC motor | 5060 | 1 | no | no | C | D | Epoxy coated aluminum | 2025-01-02 | 4 | 4 | yes | piece | 1
GCVC PD 063.2/13-60 | GCVC PD | 063.2/13-60 | 4251395 | finoox | GCVC 063.2C/1x3-2547-2-D/4/32/2.10/2700/AXS/1/015023 | 11679 | 3 | 1 | 2547 | Axial | 94496 | 94.88 | 180.66 | 28716 | 1055 | VT03143U.1 | 3561 | 2025-01-02 | E | 60.49 | 92 | 2025-06-15 | VerticalCompact-BCD_1x3 | 2784 | 611 | 953 |  |  | 240.8 | 35 | 35 | 630 | EC motor | 5060 | 2 | no | no | C | D | Aluminum | 2025-01-02 | 4 | 4 | yes | piece | 1
GCVC PD 063.2/12-63 | GCVC PD | 063.2/12-63 | 4251203 | finoox | GCVC 063.2C/1x2-2550-2-D/4/32/2.10/1800/EXS/1/015023 | 8569 | 2 | 1 | 2550 | Axial | 67182 | 67259 | 120.44 | 23625 | 1285 | VT03143U.1 | 4229 | 2026-03-01 | E | 62.9 | 94.29 | 2025-09-10 | VerticalCompact-BCD_1x2 | 1884 | 611 | 953 |  |  | 163.9 | 35 | 35 | 630 | EC motor | 5060 | 2 | no | no | C | D | Epoxy coated aluminum | 2025-01-02 | 6 | 4 | yes | piece | 1
GCVC PD 050.2/14-55 | GCVC PD | 050.2/14-55 | 4250099 | finoox | GCVC 050.2C/1x4-2561-2-D/4/32/2.10/3600/AXS/1/015023 | 10973 | 4 | 1 | 2561 | Axial | 108759 | 108348 | 240.88 | 31965 | 1505 | VT03013U.1 | 3066 | 1938-01-01 | E | 55.29 | 86.92 | 2025-08-20 | VerticalCompact-BCD_1x4 | 3684 | 607 | 953 |  |  | 242.3 | 42 | 42 | 500 | EC motor | 5060 | 2 | no | no | C | D | Aluminum | 2025-01-02 | 4 | 4 | yes | piece | 1
GCVC PD 080.2/13-29 | GCVC PD | 080.2/13-29 | 4253074 | finoox | GCVC 080.2D/1x3-2496-1-D/3/40/2.10/3600/EXS/1/015023 | 10262 | 3 | 1 | 2496 | Axial | 71817 | 71678 | 225.82 | 19571 | 390 | VT03062U.1 | 0.352 | 0.6 | A | 28.74 | 60.42 | 2025-03-19 | VerticalCompact-BCD_1x3 | 3684 | 608 | 1153 |  |  | 242.5 | 35 | 35 | 800 | EC motor | 5060 | 1 | no | no | D | D | Epoxy coated aluminum | 2025-01-02 | 4 | 3 | yes | piece | 1
GCVC PD 063.2/11-17 | GCVC PD | 063.2/11-17 | 4251775 | finoox | GCVC 063.2D/1x1-2502-1-D/3/40/2.10/1200/EXS/1/015023 | 4254 | 1 | 1 | 2502 | Axial | 15653 | 15641 | 75.27 | 3586 | 385 | VT03145U.1 | 0.035 | 0.2 | A+ | 17.23 | 48.59 | 2025-03-06 | VerticalCompact-BCD_1x1 | 1284 | 615 | 1153 |  |  | 82.4 | 16 | 16 | 630 | EC motor | 5060 | 1 | no | no | D | D | Epoxy coated aluminum | 2025-01-02 | 10 | 3 | yes | piece | 1
GCVC PD 045.2/14-47 | GCVC PD | 045.2/14-47 | 4249148 | finoox | GCVC 045.2C/1x4-2529-1-D/6/32/2.10/3600/AXS/1/015023 | 9237 | 4 | 1 | 2529 | Axial | 85982 | 86215 | 361.32 | 16754 | 1125 | VT03007U.1 | 0.93 | 1 | C | 47.49 | 79.11 | 2025-05-29 | VerticalCompact-BCD_1x4 | 3684 | 535 | 953 |  |  | 251.6 | 35 | 35 | 450 | EC motor | 5060 | 1 | no | no | C | D | Aluminum | 2025-01-02 | 6 | 6 | yes | piece | 1
GCVC PD 080.3/23-54 | GCVC PD | 080.3/23-54 | 6221012 | finoox | GCVC 080.3D/2x3-3481-D-D/3/80/2.10/3600/EXS/1/015023 | 21693 | 3 | 2 | 3481 | Axial | 232014 | 230744 | 451.65 | 98709 | 850 | VT01526 | 10274 | 2025-03-03 | E | 54.15 | 86.11 | 43.1 | VerticalCompact-BCD_2x3 | 3684 | 800 | 2161 |  |  | 592.2 | 54 | 54 | 800 | AC motor | 50 | D | no | no | D | D | Epoxy coated aluminum | 2025-01-02 | 4 | 3 | yes | piece | 1
GCVC PD 080.3/12-53 | GCVC PD | 080.3/12-53 | 6103599 | finoox | GCVC 080.3D/1x2-3483-K-D/4/40/2.10/2400/EXS/1/015023 | 7576 | 2 | 1 | 3483 | Axial | 105973 | 106.39 | 200.73 | 34213 | 960 | VT01526 | 5261 | 4 | E | 52.91 | 84.44 | 2025-05-17 | VerticalCompact-BCD_1x2 | 2484 | 611 | 1153 |  |  | 221.1 | 35 | 35 | 800 | AC motor | 60 | K | no | no | D | D | Epoxy coated aluminum | 2025-01-02 | 4 | 4 | yes | piece | 1
GCVC PD 050.3/13-49 | GCVC PD | 050.3/13-49 | 6188413 | finoox | GCVC 050.3D/1x3-3616-W-D/3/40/2.10/3600/AXS/1/015023 | 6022 | 3 | 1 | 3616 | Axial | 82182 | 82152 | 225.82 | 23500 | 1240 | VT01524 | 1921 | 2025-02-03 | D | 48.85 | 80.53 | 2025-03-19 | VerticalCompact-BCD_1x3 | 3684 | 596 | 1153 |  |  | 240.6 | 35 | 35 | 500 | AC motor | 50 | W | no | no | D | D | Aluminum | 2025-01-02 | 4 | 3 | yes | piece | 1
GCVC PD 063.2/13-24 | GCVC PD | 063.2/13-24 | 4252177 | finoox | GCVC 063.2D/1x3-2359-S-D/3/40/2.10/3600/EXS/1/015023 | 7950 | 3 | 1 | 2359 | Axial | 46114 | 46.03 | 225.82 | 10796 | 320 | VT01442 | 0.186 | 0.14 | A+ | 23.63 | 55.31 | 2025-06-18 | VerticalCompact-BCD_1x3 | 3684 | 598 | 1153 |  |  | 235.1 | 28 | 28 | 630 | AC motor | 50 | S | no | no | D | D | Epoxy coated aluminum | 2025-01-02 | 6 | 3 | yes | piece | 1
GCVC PD 063.2/21-59 | GCVC PD | 063.2/21-59 | 4247261 | finoox | GCVC 063.2D/2x1-2356-D-D/6/80/2.10/1200/EXS/1/015023 | 9961 | 1 | 2 | 2356 | Axial | 124621 | 125.22 | 301.1 | 29934 | 1330 | VT01441 | 5057 | 5 | E | 59.18 | 90.83 | 2025-09-28 | VerticalCompact-BCD_2x1 | 1284 | 800 | 2161 |  |  | 259.1 | 42 | 42 | 630 | AC motor | 50 | D | no | no | D | D | Epoxy coated aluminum | 2025-01-02 | 10 | 6 | yes | piece | 1
GCVC PD 045.2/24-57 | GCVC PD | 045.2/24-57 | 4244691 | finoox | GCVC 045.2C/2x4-2409-1-D/4/64/2.10/3600/AXS/1/015023 | 15376 | 4 | 2 | 2409 | Axial | 183944 | 184205 | 481.75 | 47817 | 1500 | VT03007U.1 | 4178 | 2025-02-02 | D | 56.55 | 88.41 | 44 | VerticalCompact-BCD_2x4 | 3684 | 800 | 1761 |  |  | 415.3 | 54 | 54 | 450 | EC motor | 5060 | 1 | no | no | C | D | Aluminum | 2025-01-02 | 4 | 4 | yes | piece | 1
GCVC PD 063.2/21-31 | GCVC PD | 063.2/21-31 | 4247323 | finoox | GCVC 063.2D/2x1-2400-K-D/4/80/2.10/1200/AXS/1/015023 | 6813 | 1 | 2 | 2400 | Axial | 47711 | 47849 | 200.73 | 10077 | 490 | VT01442 | 0.306 | 0.34 | B | 2025-03-31 | 62.68 | 2025-01-18 | VerticalCompact-BCD_2x1 | 1284 | 800 | 2161 |  |  | 185.7 | 28 | 28 | 630 | AC motor | 60 | K | no | no | D | D | Aluminum | 2025-01-02 | 10 | 4 | yes | piece | 1
GCVC PD 063.2/11-29 | GCVC PD | 063.2/11-29 | 4251733 | finoox | GCVC 063.2D/1x1-2400-K-D/3/40/2.10/1200/EXS/1/015023 | 3664 | 1 | 1 | 2400 | Axial | 20614 | 20624 | 75.27 | 5226 | 490 | VT01442 | 0.15 | 0.34 | B | 28.71 | 60.07 | 2025-04-06 | VerticalCompact-BCD_1x1 | 1284 | 598 | 1153 |  |  | 86 | 18 | 18 | 630 | AC motor | 60 | K | no | no | D | D | Epoxy coated aluminum | 2025-01-02 | 10 | 3 | yes | piece | 1
GCVC PD 080.2/12-38 | GCVC PD | 080.2/12-38 | 4252761 | finoox | GCVC 080.2D/1x2-2487-1-D/4/40/2.10/2400/AXS/1/015023 | 7954 | 2 | 1 | 2487 | Axial | 74853 | 74919 | 200.73 | 19448 | 600 | VT03061U.1 | 0.82 | 1985-01-01 | C | 38.16 | 69.69 | 2025-05-17 | VerticalCompact-BCD_1x2 | 2484 | 608 | 1153 |  |  | 181.2 | 35 | 35 | 800 | EC motor | 5060 | 1 | no | no | D | D | Aluminum | 2025-01-02 | 6 | 4 | yes | piece | 1
GCVC PD 080.2/12-26 | GCVC PD | 080.2/12-26 | 4252795 | finoox | GCVC 080.2D/1x2-2495-1-D/4/40/2.10/2400/AXS/1/015023 | 7442 | 2 | 1 | 2495 | Axial | 51.21 | 51229 | 200.73 | 11387 | 365 | VT03062U.1 | 0.204 | 0.5 | A+ | 26.39 | 57.92 | 2025-08-16 | VerticalCompact-BCD_1x2 | 2484 | 608 | 1153 |  |  | 179.4 | 28 | 28 | 800 | EC motor | 5060 | 1 | no | no | D | D | Aluminum | 2025-01-02 | 8 | 4 | yes | piece | 1
GCVC PD 063.2/11-56 | GCVC PD | 063.2/11-56 | 4251844 | finoox | GCVC 063.2D/1x1-2549-2-D/3/40/2.10/1200/AXS/1/015023 | 5179 | 1 | 1 | 2549 | Axial | 39984 | 40109 | 75.27 | 14071 | 1210 | VT03143U.1 | 1623 | 1986-02-01 | E | 56.32 | 87.68 | 2025-01-07 | VerticalCompact-BCD_1x1 | 1284 | 611 | 1153 |  |  | 106.1 | 28 | 28 | 630 | EC motor | 5060 | 2 | no | no | D | D | Aluminum | 2025-01-02 | 8 | 3 | yes | piece | 1
GCVC PD 063.2/13-32 | GCVC PD | 063.2/13-32 | 4252302 | finoox | GCVC 063.2D/1x3-2508-1-D/6/40/2.10/3600/AXS/1/015023 | 11691 | 3 | 1 | 2508 | Axial | 86455 | 86835 | 451.65 | 15665 | 615 | VT03145U.1 | 0.357 | 0.65 | A | 32.24 | 63.93 | 36.9 | VerticalCompact-BCD_1x3 | 3684 | 615 | 1153 |  |  | 290.7 | 35 | 35 | 630 | EC motor | 5060 | 1 | no | no | D | D | Aluminum | 2025-01-02 | 6 | 6 | yes | piece | 1
GCVC PD 050.2/11-39 | GCVC PD | 050.2/11-39 | 4250304 | finoox | GCVC 050.2D/1x1-2519-1-D/4/40/2.10/1200/EXS/1/015023 | 3332 | 1 | 1 | 2519 | Axial | 26248 | 26314 | 100.37 | 5849 | 1010 | VT03011U.1 | 0.229 | 2015-01-01 | C | 38.85 | 70.21 | 2025-04-08 | VerticalCompact-BCD_1x1 | 1284 | 586 | 1153 |  |  | 88.9 | 18 | 18 | 500 | EC motor | 5060 | 1 | no | no | D | D | Epoxy coated aluminum | 2025-01-02 | 10 | 4 | yes | piece | 1
GCVC PD 063.2/11-19 | GCVC PD | 063.2/11-19 | 4251779 | finoox | GCVC 063.2D/1x1-2503-1-D/4/40/2.10/1200/AXS/1/015023 | 4246 | 1 | 1 | 2503 | Axial | 19072 | 19158 | 100.37 | 3812 | 425 | VT03145U.1 | 0.044 | 0.25 | A+ | 19.31 | 50.67 | 2025-03-08 | VerticalCompact-BCD_1x1 | 1284 | 615 | 1153 |  |  | 89.7 | 16 | 16 | 630 | EC motor | 5060 | 1 | no | no | D | D | Aluminum | 2025-01-02 | 10 | 4 | yes | piece | 1
GCVC PD 080.2/23-54 | GCVC PD | 080.2/23-54 | 4248700 | finoox | GCVC 080.2D/2x3-2537-2-D/6/80/2.10/3600/AXS/1/015023 | 35613 | 3 | 2 | 2537 | Axial | 306305 | 307673 | 903.29 | 64462 | 750 | VT03059U.2 | 2025-08-05 | 2025-05-01 | D | 53.92 | 85.89 | 81.5 | VerticalCompact-BCD_2x3 | 3684 | 800 | 2161 |  |  | 678.6 | 64 | 64 | 800 | EC motor | 5060 | 2 | no | no | D | D | Aluminum | 2025-01-02 | 4 | 6 | yes | piece | 1
GCVC PD 080.2/23-63 | GCVC PD | 080.2/23-63 | 4248793 | finoox | GCVC 080.2D/2x3-2659-L-D/4/80/2.10/3600/EXS/1/015023 | 23778 | 3 | 2 | 2659 | Axial | 289401 | 287.93 | 602.19 | 96214 | 1070 | VT01384U | 10708 | 2025-03-03 | E | 63.26 | 95.22 | 58.2 | VerticalCompact-BCD_2x3 | 3684 | 800 | 2161 |  |  | 606.9 | 64 | 64 | 800 | AC motor | 60 | L | no | no | D | D | Epoxy coated aluminum | 2025-01-02 | 4 | 4 | yes | piece | 1
GCVC PD 080.2/22-61 | GCVC PD | 080.2/22-61 | 4248512 | finoox | GCVC 080.2D/2x2-2658-J-D/3/80/2.10/2400/AXS/1/015023 | 14314 | 2 | 2 | 2658 | Axial | 175245 | 175823 | 301.1 | 66221 | 1030 | VT01384U | 6662 | 2025-03-03 | E | 60.85 | 92.66 | 31.6 | VerticalCompact-BCD_2x2 | 2484 | 800 | 2161 |  |  | 384.3 | 54 | 54 | 800 | AC motor | 60 | J | no | no | D | D | Aluminum | 2025-01-02 | 4 | 3 | yes | piece | 1
GCVC PD 080.3/21-51 | GCVC PD | 080.3/21-51 | 6216701 | finoox | GCVC 080.3D/2x1-3559-2-D/3/80/2.10/1200/EXS/1/015023 | 10378 | 1 | 2 | 3559 | Axial | 93592 | 93827 | 150.55 | 42051 | 1045 | VT01445U.3 | 1959-04-01 | 1965-03-01 | E | 50.8 | 82.45 | 2025-04-15 | VerticalCompact-BCD_2x1 | 1284 | 800 | 2161 |  |  | 218.9 | 35 | 35 | 800 | EC motor | 5060 | 2 | no | no | D | D | Epoxy coated aluminum | 2025-01-02 | 8 | 3 | yes | piece | 1
GCVC PD 045.2/12-51 | GCVC PD | 045.2/12-51 | 4248909 | finoox | GCVC 045.2C/1x2-0423-X-D/3/32/2.10/1800/EXS/1/015023 | 3354 | 2 | 1 | 423 | Axial | 37598 | 37516 | 90.33 | 12605 | 1460 | VT0326U | 1186 | 3 | E | 51.47 | 82.85 | 2025-06-07 | VerticalCompact-BCD_1x2 | 1884 | 521 | 953 |  |  | 111.8 | 22 | 22 | 450 | AC motor | 60 | X | no | no | C | D | Epoxy coated aluminum | 2025-01-02 | 8 | 3 | yes | piece | 1
GCVC PD 050.2/12-38 | GCVC PD | 050.2/12-38 | 4250371 | finoox | GCVC 050.2D/1x2-2332-D-D/6/40/2.10/2400/EXS/1/015023 | 5915 | 2 | 1 | 2332 | Axial | 57782 | 58052 | 301.1 | 10547 | 850 | VT01435 | 0.509 | 0.74 | C | 38.16 | 69.68 | 2025-06-24 | VerticalCompact-BCD_1x2 | 2484 | 596 | 1153 |  |  | 205.3 | 28 | 28 | 500 | AC motor | 50 | D | no | no | D | D | Epoxy coated aluminum | 2025-01-02 | 8 | 6 | yes | piece | 1
GCVC PD 050.2/24-32 | GCVC PD | 050.2/24-32 | 4245504 | finoox | GCVC 050.2C/2x4-2337-S-D/4/64/2.10/3600/EXS/1/015023 | 13593 | 4 | 2 | 2337 | Axial | 106975 | 107211 | 481.75 | 22419 | 510 | VT01437 | 0.64 | 0.16 | B | 32.45 | 64.31 | 41.4 | VerticalCompact-BCD_2x4 | 3684 | 800 | 1761 |  |  | 443.3 | 42 | 42 | 500 | AC motor | 50 | S | no | no | C | D | Epoxy coated aluminum | 2025-01-02 | 4 | 4 | yes | piece | 1
GCVC PD 050.2/11-27 | GCVC PD | 050.2/11-27 | 4250192 | finoox | GCVC 050.2D/1x1-2385-J-D/3/40/2.10/1200/AXS/1/015023 | 2520 | 1 | 1 | 2385 | Axial | 14373 | 14405 | 75.27 | 3164 | 430 | VT01435 | 0.132 | 0.32 | C | 26.62 | 57.98 | 2025-03-06 | VerticalCompact-BCD_1x1 | 1284 | 596 | 1153 |  |  | 86.5 | 16 | 16 | 500 | AC motor | 60 | J | no | no | D | D | Aluminum | 2025-01-02 | 10 | 3 | yes | piece | 1
GCVC PD 080.2/21-47 | GCVC PD | 080.2/21-47 | 4248044 | finoox | GCVC 080.2D/2x1-2449-2-D/6/80/2.10/1200/AXS/1/015023 | 10264 | 1 | 2 | 2449 | Axial | 106304 | 106851 | 301.1 | 22648 | 770 | VT03060U.1 | 1819 | 2025-05-01 | D | 47.09 | 78.74 | 2025-09-28 | VerticalCompact-BCD_2x1 | 1284 | 800 | 2161 |  |  | 232.1 | 42 | 42 | 800 | EC motor | 5060 | 2 | no | no | D | D | Aluminum | 2025-01-02 | 10 | 6 | yes | piece | 1
GCVC PD 050.2/24-47 | GCVC PD | 050.2/24-47 | 4245545 | finoox | GCVC 050.2C/2x4-2384-I-D/6/64/2.10/3600/EXS/1/015023 | 16641 | 4 | 2 | 2384 | Axial | 178319 | 178585 | 722.63 | 36119 | 790 | VT01435 | 3013 | 0.88 | D | 46.6 | 78.46 | 62.7 | VerticalCompact-BCD_2x4 | 3684 | 800 | 1761 |  |  | 539.7 | 54 | 54 | 500 | AC motor | 60 | I | no | no | C | D | Epoxy coated aluminum | 2025-01-02 | 6 | 6 | yes | piece | 1
GCVC PD 063.2/23-56 | GCVC PD | 063.2/23-56 | 4247757 | finoox | GCVC 063.2D/2x3-2357-S-D/3/80/2.10/3600/EXS/1/015023 | 19086 | 3 | 2 | 2357 | Axial | 208827 | 207516 | 451.65 | 77343 | 1040 | VT01441 | 9019 | 3 | E | 56.47 | 88.44 | 43.1 | VerticalCompact-BCD_2x3 | 3684 | 800 | 2161 |  |  | 571.1 | 54 | 54 | 630 | AC motor | 50 | S | no | no | D | D | Epoxy coated aluminum | 2025-01-02 | 4 | 3 | yes | piece | 1
GCVC PD 063.2/22-47 | GCVC PD | 063.2/22-47 | 4246698 | finoox | GCVC 063.2C/2x2-2413-2-D/6/64/2.10/1800/AXS/1/015023 | 14633 | 2 | 2 | 2413 | Axial | 140223 | 140292 | 361.32 | 31603 | 1000 | VT03144U.1 | 2899 | 2025-01-01 | D | 47.47 | 79.1 | 32.4 | VerticalCompact-BCD_2x2 | 1884 | 800 | 1761 |  |  | 283.1 | 42 | 42 | 630 | EC motor | 5060 | 2 | no | no | C | D | Aluminum | 2025-01-02 | 8 | 6 | yes | piece | 1
GCVC PD 050.2/12-50 | GCVC PD | 050.2/12-50 | 4250569 | finoox | GCVC 050.2D/1x2-2559-2-D/6/40/2.10/2400/EXS/1/015023 | 7943 | 2 | 1 | 2559 | Axial | 75164 | 75383 | 301.1 | 14923 | 1330 | VT03013U.1 | 1021 | 2025-08-01 | C | 50.13 | 81.66 | 2025-03-25 | VerticalCompact-BCD_1x2 | 2484 | 607 | 1153 |  |  | 205.2 | 35 | 35 | 500 | EC motor | 5060 | 2 | no | no | D | D | Epoxy coated aluminum | 2025-01-02 | 8 | 6 | yes | piece | 1
GCVC PD 063.2/11-27 | GCVC PD | 063.2/11-27 | 4250950 | finoox | GCVC 063.2C/1x1-2506-1-D/4/32/2.10/900/EXS/1/015023 | 3896 | 1 | 1 | 2506 | Axial | 16881 | 16987 | 60.22 | 3949 | 540 | VT03145U.1 | 0.089 | 0.45 | A | 26.93 | 58.2 | 2025-01-05 | VerticalCompact-BCD_1x1 | 984 | 615 | 953 |  |  | 64.5 | 16 | 16 | 630 | EC motor | 5060 | 1 | no | no | C | D | Epoxy coated aluminum | 2025-01-02 | 8 | 4 | yes | piece | 1
GCVC PD 063.2/12-64 | GCVC PD | 063.2/12-64 | 4252110 | finoox | GCVC 063.2D/1x2-2552-2-D/6/40/2.10/2400/AXS/1/015023 | 10628 | 2 | 1 | 2552 | Axial | 127457 | 127784 | 301.1 | 30252 | 1435 | VT03143U.1 | 2025-07-05 | 2025-03-04 | E | 63.77 | 95.3 | 2025-01-26 | VerticalCompact-BCD_1x2 | 2484 | 611 | 1153 |  |  | 243.6 | 42 | 42 | 630 | EC motor | 5060 | 2 | no | no | D | D | Aluminum | 2025-01-02 | 6 | 6 | yes | piece | 1
GCVC PD 050.2/12-35 | GCVC PD | 050.2/12-35 | 4249567 | finoox | GCVC 050.2C/1x2-2515-1-D/4/32/2.10/1800/AXS/1/015023 | 4575 | 2 | 1 | 2515 | Axial | 34755 | 34825 | 120.44 | 7825 | 755 | VT03011U.1 | 0.221 | 0.58 | B | 34.73 | 66.12 | 10 | VerticalCompact-BCD_1x2 | 1884 | 586 | 953 |  |  | 116.5 | 22 | 22 | 500 | EC motor | 5060 | 1 | no | no | C | D | Aluminum | 2025-01-02 | 8 | 4 | yes | piece | 1
GCVC PD 080.2/13-52 | GCVC PD | 080.2/13-52 | 4253119 | finoox | GCVC 080.2D/1x3-2539-2-D/4/40/2.10/3600/AXS/1/015023 | 13756 | 3 | 1 | 2539 | Axial | 140261 | 140238 | 301.1 | 42486 | 850 | VT03059U.2 | 3594 | 2019-02-01 | D | 51.78 | 83.47 | 26 | VerticalCompact-BCD_1x3 | 3684 | 650 | 1153 |  |  | 300.7 | 42 | 42 | 800 | EC motor | 5060 | 2 | no | no | D | D | Aluminum | 2025-01-02 | 4 | 4 | yes | piece | 1
GCVC PD 080.2/11-50 | GCVC PD | 080.2/11-50 | 4252586 | finoox | GCVC 080.2D/1x1-2541-2-D/4/40/2.10/1200/EXS/1/015023 | 5745 | 1 | 1 | 2541 | Axial | 49731 | 49738 | 100.37 | 15974 | 950 | VT03059U.2 | 1665 | 1982-02-01 | E | 49.64 | 81.01 | 2025-01-09 | VerticalCompact-BCD_1x1 | 1284 | 650 | 1153 |  |  | 108.5 | 28 | 28 | 800 | EC motor | 5060 | 2 | no | no | D | D | Epoxy coated aluminum | 2025-01-02 | 10 | 4 | yes | piece | 1
GCVC PD 050.2/23-56 | GCVC PD | 050.2/23-56 | 4246406 | finoox | GCVC 050.2D/2x3-2560-2-D/4/80/2.10/3600/EXS/1/015023 | 21217 | 3 | 2 | 2560 | Axial | 199403 | 199536 | 602.19 | 49346 | 1415 | VT03013U.1 | 3605 | 2021-01-01 | D | 56.34 | 88.3 | 54.8 | VerticalCompact-BCD_2x3 | 3684 | 800 | 2161 |  |  | 501.5 | 54 | 54 | 500 | EC motor | 5060 | 2 | no | no | D | D | Epoxy coated aluminum | 2025-01-02 | 4 | 4 | yes | piece | 1
GCVC PD 050.2/12-51 | GCVC PD | 050.2/12-51 | 4249625 | finoox | GCVC 050.2C/1x2-2560-2-D/6/32/2.10/1800/EXS/1/015023 | 6512 | 2 | 1 | 2560 | Axial | 62923 | 63141 | 180.66 | 13959 | 1415 | VT03013U.1 | 1325 | 2021-01-01 | D | 51.13 | 82.52 | 2025-01-15 | VerticalCompact-BCD_1x2 | 1884 | 607 | 953 |  |  | 143.7 | 28 | 28 | 500 | EC motor | 5060 | 2 | no | no | C | D | Epoxy coated aluminum | 2025-01-02 | 8 | 6 | yes | piece | 1
GCVC PD 050.2/21-52 | GCVC PD | 050.2/21-52 | 4244984 | finoox | GCVC 050.2C/2x1-2561-2-D/6/64/2.10/900/AXS/1/015023 | 7153 | 1 | 2 | 2561 | Axial | 67447 | 68083 | 180.66 | 14882 | 1505 | VT03013U.1 | 1583 | 1938-01-01 | D | 52.32 | 83.83 | 2025-04-17 | VerticalCompact-BCD_2x1 | 984 | 800 | 1761 |  |  | 155.5 | 35 | 35 | 500 | EC motor | 5060 | 2 | no | no | C | D | Aluminum | 2025-01-02 | 8 | 6 | yes | piece | 1
GCVC PD 063.2/22-25 | GCVC PD | 063.2/22-25 | 4246723 | finoox | GCVC 063.2C/2x2-2502-1-D/3/64/2.10/1800/EXS/1/015023 | 11563 | 2 | 2 | 2502 | Axial | 47401 | 47366 | 180.66 | 11791 | 385 | VT03145U.1 | 0.154 | 0.2 | A+ | 24.58 | 56.21 | 2025-09-15 | VerticalCompact-BCD_2x2 | 1884 | 800 | 1761 |  |  | 210.3 | 28 | 28 | 630 | EC motor | 5060 | 1 | no | no | C | D | Epoxy coated aluminum | 2025-01-02 | 8 | 3 | yes | piece | 1
GCVC PD 050.2/13-46 | GCVC PD | 050.2/13-46 | 4250793 | finoox | GCVC 050.2D/1x3-2521-1-D/4/40/2.10/3600/AXS/1/015023 | 8394 | 3 | 1 | 2521 | Axial | 87808 | 88002 | 301.1 | 19787 | 1135 | VT03011U.1 | 0.961 | 1965-01-01 | C | 45.88 | 77.56 | 2025-02-25 | VerticalCompact-BCD_1x3 | 3684 | 586 | 1153 |  |  | 244.6 | 35 | 35 | 500 | EC motor | 5060 | 1 | no | no | D | D | Aluminum | 2025-01-02 | 4 | 4 | yes | piece | 1
GCVC PD 080.3/21-59 | GCVC PD | 080.3/21-59 | 6198359 | finoox | GCVC 080.3D/2x1-3558-2-D/6/80/2.10/1200/AXS/1/015023 | 11839 | 1 | 2 | 3558 | Axial | 136405 | 137109 | 301.1 | 33008 | 1060 | VT01445U.3 | 5128 | 2025-04-04 | E | 58.62 | 90.27 | 2025-09-28 | VerticalCompact-BCD_2x1 | 1284 | 800 | 2161 |  |  | 267.3 | 42 | 42 | 800 | EC motor | 5060 | 2 | no | no | D | D | Aluminum | 2025-01-02 | 10 | 6 | yes | piece | 1
GCVC PD 050.2/14-51 | GCVC PD | 050.2/14-51 | 4249928 | finoox | GCVC 050.2C/1x4-2349-I-D/3/32/2.10/3600/EXS/1/015023 | 6463 | 4 | 1 | 2349 | Axial | 88073 | 87938 | 180.66 | 34912 | 1590 | VT03150U | 1947-03-01 | 2025-07-01 | E | 51.12 | 82.74 | 2025-05-15 | VerticalCompact-BCD_1x4 | 3684 | 569 | 953 |  |  | 223.8 | 35 | 35 | 500 | AC motor | 60 | I | no | no | C | D | Epoxy coated aluminum | 2025-01-02 | 4 | 3 | yes | piece | 1
GCVC PD 050.2/12-42 | GCVC PD | 050.2/12-42 | 4250426 | finoox | GCVC 050.2D/1x2-2384-I-D/3/40/2.10/2400/AXS/1/015023 | 4100 | 2 | 1 | 2384 | Axial | 45242 | 45196 | 150.55 | 11604 | 790 | VT01435 | 0.703 | 0.88 | D | 41.88 | 73.41 | 2025-09-12 | VerticalCompact-BCD_1x2 | 2484 | 596 | 1153 |  |  | 161.9 | 28 | 28 | 500 | AC motor | 60 | I | no | no | D | D | Aluminum | 2025-01-02 | 6 | 3 | yes | piece | 1
GCVC PD 050.2/11-29 | GCVC PD | 050.2/11-29 | 4244047 | finoox | GCVC 050.2B/1x1-2388-I-D/3/24/2.10/720/EXS/1/015023 | 1891 | 1 | 1 | 2388 | Axial | 10562 | 10632 | 2025-01-27 | 3320 | 710 | VT01437 | 0.167 | 0.34 | D | 29.28 | 60.47 | 2025-04-02 | VerticalCompact-BCD_1x1 | 804 | 596 | 753 |  |  | 46.5 | 16 | 16 | 500 | AC motor | 60 | I | no | no | B | D | Epoxy coated aluminum | 2025-01-02 | 8 | 3 | yes | piece | 1
GCVC PD 063.2/21-59 | GCVC PD | 063.2/21-59 | 4247256 | finoox | GCVC 063.2D/2x1-2356-D-D/3/80/2.10/1200/AXS/1/015023 | 7400 | 1 | 2 | 2356 | Axial | 88189 | 88476 | 150.55 | 33847 | 1330 | VT01441 | 4821 | 5 | E | 58.66 | 90.32 | 2025-04-15 | VerticalCompact-BCD_2x1 | 1284 | 800 | 2161 |  |  | 210.7 | 35 | 35 | 630 | AC motor | 50 | D | no | no | D | D | Aluminum | 2025-01-02 | 8 | 3 | yes | piece | 1
GCVC PD 050.2/23-51 | GCVC PD | 050.2/23-51 | 4246312 | finoox | GCVC 050.2D/2x3-2411-1-D/3/80/2.10/3600/AXS/1/015023 | 15210 | 3 | 2 | 2411 | Axial | 159506 | 159436 | 451.65 | 44723 | 1260 | VT03011U.1 | 2574 | 2025-02-02 | D | 51.08 | 83.04 | 43.1 | VerticalCompact-BCD_2x3 | 3684 | 800 | 2161 |  |  | 430.1 | 54 | 54 | 500 | EC motor | 5060 | 1 | no | no | D | D | Aluminum | 2025-01-02 | 4 | 3 | yes | piece | 1
GCVC PD 050.2/14-47 | GCVC PD | 050.2/14-47 | 4249921 | finoox | GCVC 050.2C/1x4-2348-S-D/4/32/2.10/3600/AXS/1/015023 | 6682 | 4 | 1 | 2348 | Axial | 96732 | 96863 | 240.88 | 26061 | 1180 | VT03150U | 2138 | 0.9 | D | 46.5 | 78.13 | 2025-02-20 | VerticalCompact-BCD_1x4 | 3684 | 569 | 953 |  |  | 241.1 | 35 | 35 | 500 | AC motor | 50 | S | no | no | C | D | Aluminum | 2025-01-02 | 4 | 4 | yes | piece | 1
GCVC PD 050.2/12-56 | GCVC PD | 050.2/12-56 | 4249526 | finoox | GCVC 050.2C/1x2-2410-2-D/6/32/2.10/1800/AXS/1/015023 | 6217 | 2 | 1 | 2410 | Axial | 75175 | 75351 | 180.66 | 17666 | 1770 | VT03013U.1 | 2556 | 2025-01-02 | E | 55.95 | 87.34 | 2025-07-15 | VerticalCompact-BCD_1x2 | 1884 | 607 | 953 |  |  | 144.2 | 35 | 35 | 500 | EC motor | 5060 | 2 | no | no | C | D | Aluminum | 2025-01-02 | 8 | 6 | yes | piece | 1
GCVC PD 063.2/12-62 | GCVC PD | 063.2/12-62 | 4252106 | finoox | GCVC 063.2D/1x2-2551-2-D/4/40/2.10/2400/EXS/1/015023 | 9817 | 2 | 1 | 2551 | Axial | 99918 | 100297 | 200.73 | 30740 | 1360 | VT03143U.1 | 4692 | 4 | E | 61.95 | 93.48 | 2025-05-17 | VerticalCompact-BCD_1x2 | 2484 | 611 | 1153 |  |  | 213.2 | 35 | 35 | 630 | EC motor | 5060 | 2 | no | no | D | D | Epoxy coated aluminum | 2025-01-02 | 4 | 4 | yes | piece | 1
GCVC PD 045.2/14-50 | GCVC PD | 045.2/14-50 | 4249158 | finoox | GCVC 045.2C/1x4-2531-1-D/3/32/2.10/3600/AXS/1/015023 | 7621 | 4 | 1 | 2531 | Axial | 69786 | 69764 | 180.66 | 20822 | 1275 | VT03007U.1 | 1297 | 2025-04-01 | D | 50.12 | 81.74 | 2025-05-15 | VerticalCompact-BCD_1x4 | 3684 | 535 | 953 |  |  | 199.7 | 35 | 35 | 450 | EC motor | 5060 | 1 | no | no | C | D | Aluminum | 2025-01-02 | 4 | 3 | yes | piece | 1
GCVC PD 045.2/24-43 | GCVC PD | 045.2/24-43 | 4244718 | finoox | GCVC 045.2C/2x4-2525-1-D/4/64/2.10/3600/EXS/1/015023 | 16229 | 4 | 2 | 2525 | Axial | 119149 | 119429 | 481.75 | 25876 | 825 | VT03007U.1 | 0.776 | 0.47 | B | 43.36 | 75.22 | 41.4 | VerticalCompact-BCD_2x4 | 3684 | 800 | 1761 |  |  | 410.3 | 42 | 42 | 450 | EC motor | 5060 | 1 | no | no | C | D | Epoxy coated aluminum | 2025-01-02 | 4 | 4 | yes | piece | 1
GCVC PD 050.2/22-57 | GCVC PD | 050.2/22-57 | 4246175 | finoox | GCVC 050.2D/2x2-2562-2-D/4/80/2.10/2400/AXS/1/015023 | 13139 | 2 | 2 | 2562 | Axial | 146302 | 146486 | 401.46 | 37082 | 1595 | VT03013U.1 | 3398 | 1965-01-01 | D | 57.33 | 89.13 | 36.3 | VerticalCompact-BCD_2x2 | 2484 | 800 | 2161 |  |  | 340.6 | 42 | 42 | 500 | EC motor | 5060 | 2 | no | no | D | D | Aluminum | 2025-01-02 | 6 | 4 | yes | piece | 1
GCVC PD 045.2/21-40 | GCVC PD | 045.2/21-40 | 4244455 | finoox | GCVC 045.2C/2x1-2526-1-D/6/64/2.10/900/EXS/1/015023 | 5847 | 1 | 2 | 2526 | Axial | 35582 | 35.91 | 180.66 | 6624 | 900 | VT03007U.1 | 0.249 | 0.58 | B | 39.81 | 71.32 | 2025-06-15 | VerticalCompact-BCD_2x1 | 984 | 800 | 1761 |  |  | 140.8 | 22 | 22 | 450 | EC motor | 5060 | 1 | no | no | C | D | Epoxy coated aluminum | 2025-01-02 | 12 | 6 | yes | piece | 1
GCVC PD 080.2/11-33 | GCVC PD | 080.2/11-33 | 4252464 | finoox | GCVC 080.2D/1x1-2483-1-D/6/40/2.10/1200/AXS/1/015023 | 5333 | 1 | 1 | 2483 | Axial | 34893 | 35159 | 150.55 | 6548 | 470 | VT03061U.1 | 0.217 | 0.9 | B | 33.01 | 64.38 | 2025-07-12 | VerticalCompact-BCD_1x1 | 1284 | 608 | 1153 |  |  | 111.2 | 22 | 22 | 800 | EC motor | 5060 | 1 | no | no | D | D | Aluminum | 2025-01-02 | 10 | 6 | yes | piece | 1
GCVC PD 050.3/11-46 | GCVC PD | 050.3/11-46 | 6191200 | finoox | GCVC 050.3D/1x1-3617-X-D/4/40/2.10/1200/EXS/1/015023 | 2841 | 1 | 1 | 3617 | Axial | 33432 | 33517 | 100.37 | 8248 | 1260 | VT01524 | 0.919 | 2025-04-04 | E | 46.32 | 77.68 | 2025-06-08 | VerticalCompact-BCD_1x1 | 1284 | 596 | 1153 |  |  | 95.5 | 22 | 22 | 500 | AC motor | 60 | X | no | no | D | D | Epoxy coated aluminum | 2025-01-02 | 10 | 4 | yes | piece | 1
GCVC PD 050.3/23-53 | GCVC PD | 050.3/23-53 | 6088949 | finoox | GCVC 050.3D/2x3-3617-X-D/6/80/2.10/3600/EXS/1/015023 | 17869 | 3 | 2 | 3617 | Axial | 240744 | 241772 | 903.29 | 47473 | 1260 | VT01524 | 5587 | 2025-04-04 | D | 53.12 | 85.08 | 78.2 | VerticalCompact-BCD_2x3 | 3684 | 800 | 2161 |  |  | 599.1 | 54 | 54 | 500 | AC motor | 60 | X | no | no | D | D | Epoxy coated aluminum | 2025-01-02 | 4 | 6 | yes | piece | 1
GCVC PD 063.2/13-21 | GCVC PD | 063.2/13-21 | 4252176 | finoox | GCVC 063.2D/1x3-2359-S-D/6/40/2.10/3600/AXS/1/015023 | 9943 | 3 | 1 | 2359 | Axial | 55496 | 55998 | 451.65 | 9278 | 320 | VT01442 | 0.192 | 0.14 | A+ | 21.13 | 52.81 | 36.2 | VerticalCompact-BCD_1x3 | 3684 | 598 | 1153 |  |  | 300.3 | 28 | 28 | 630 | AC motor | 50 | S | no | no | D | D | Aluminum | 2025-01-02 | 6 | 6 | yes | piece | 1
GCVC PD 050.2/11-18 | GCVC PD | 050.2/11-18 | 4249274 | finoox | GCVC 050.2C/1x1-2389-J-D/4/32/2.10/900/EXS/1/015023 | 2317 | 1 | 1 | 2389 | Axial | 11399 | 11468 | 60.22 | 2372 | 450 | VT01437 | 0.082 | 0.17 | B | 17.71 | 48.98 | 2025-01-05 | VerticalCompact-BCD_1x1 | 984 | 596 | 953 |  |  | 66 | 16 | 16 | 500 | AC motor | 60 | J | no | no | C | D | Epoxy coated aluminum | 2025-01-02 | 8 | 4 | yes | piece | 1
GCVC PD 050.2/21-53 | GCVC PD | 050.2/21-53 | 4244893 | finoox | GCVC 050.2C/2x1-2420-2-D/4/64/2.10/900/AXS/1/015023 | 6404 | 1 | 2 | 2420 | Axial | 60326 | 60802 | 120.44 | 17792 | 1600 | VT03013U.1 | 1876 | 1965-01-01 | E | 53.44 | 84.95 | 2025-04-11 | VerticalCompact-BCD_2x1 | 984 | 800 | 1761 |  |  | 136.8 | 28 | 28 | 500 | EC motor | 5060 | 2 | no | no | C | D | Aluminum | 2025-01-02 | 8 | 4 | yes | piece | 1
GCVC PD 050.2/11-42 | GCVC PD | 050.2/11-42 | 4250161 | finoox | GCVC 050.2D/1x1-2348-S-D/6/40/2.10/1200/EXS/1/015023 | 3453 | 1 | 1 | 2348 | Axial | 36.63 | 36909 | 150.55 | 7088 | 1180 | VT03150U | 0.518 | 0.9 | D | 41.67 | 73.03 | 2025-07-12 | VerticalCompact-BCD_1x1 | 1284 | 569 | 1153 |  |  | 108.7 | 22 | 22 | 500 | AC motor | 50 | S | no | no | D | D | Epoxy coated aluminum | 2025-01-02 | 10 | 6 | yes | piece | 1
GCVC PD 050.2/21-50 | GCVC PD | 050.2/21-50 | 4244974 | finoox | GCVC 050.2C/2x1-2559-2-D/4/64/2.10/900/EXS/1/015023 | 6653 | 1 | 2 | 2559 | Axial | 50214 | 50538 | 120.44 | 14032 | 1330 | VT03013U.1 | 1062 | 2025-08-01 | D | 49.66 | 81.17 | 2025-04-11 | VerticalCompact-BCD_2x1 | 984 | 800 | 1761 |  |  | 136.8 | 28 | 28 | 500 | EC motor | 5060 | 2 | no | no | C | D | Epoxy coated aluminum | 2025-01-02 | 8 | 4 | yes | piece | 1
GCVC PD 063.2/12-43 | GCVC PD | 063.2/12-43 | 4251241 | finoox | GCVC 063.2C/1x2-2557-2-D/6/32/2.10/1800/EXS/1/015023 | 7797 | 2 | 1 | 2557 | Axial | 63304 | 63.52 | 180.66 | 14090 | 900 | VT03144U.1 | 1067 | 0.85 | D | 42.6 | 73.99 | 2025-01-15 | VerticalCompact-BCD_1x2 | 1884 | 623 | 953 |  |  | 144.7 | 28 | 28 | 630 | EC motor | 5060 | 2 | no | no | C | D | Epoxy coated aluminum | 2025-01-02 | 8 | 6 | yes | piece | 1
GCVC PD 050.2/21-35 | GCVC PD | 050.2/21-35 | 4244922 | finoox | GCVC 050.2C/2x1-2515-1-D/3/64/2.10/900/AXS/1/015023 | 5112 | 1 | 2 | 2515 | Axial | 29901 | 30042 | 90.33 | 8115 | 755 | VT03011U.1 | 0.217 | 0.58 | B | 34.8 | 66.31 | 2025-03-08 | VerticalCompact-BCD_2x1 | 984 | 800 | 1761 |  |  | 117.7 | 22 | 22 | 500 | EC motor | 5060 | 1 | no | no | C | D | Aluminum | 2025-01-02 | 8 | 3 | yes | piece | 1
GCVC PD 050.2/12-55 | GCVC PD | 050.2/12-55 | 4249639 | finoox | GCVC 050.2C/1x2-2563-2-D/4/32/2.10/1800/AXS/1/015023 | 5585 | 2 | 1 | 2563 | Axial | 60343 | 60.54 | 120.44 | 17940 | 1680 | VT03013U.1 | 2127 | 1975-01-01 | E | 54.95 | 86.35 | 2025-04-10 | VerticalCompact-BCD_1x2 | 1884 | 607 | 953 |  |  | 126.3 | 28 | 28 | 500 | EC motor | 5060 | 2 | no | no | C | D | Aluminum | 2025-01-02 | 6 | 4 | yes | piece | 1
GCVC PD 050.2/21-41 | GCVC PD | 050.2/21-41 | 4245894 | finoox | GCVC 050.2D/2x1-2519-1-D/6/80/2.10/1200/AXS/1/015023 | 7362 | 1 | 2 | 2519 | Axial | 61799 | 62272 | 301.1 | 11289 | 1010 | VT03011U.1 | 0.471 | 2015-01-01 | B | 41.23 | 72.88 | 2025-01-26 | VerticalCompact-BCD_2x1 | 1284 | 800 | 2161 |  |  | 208.1 | 28 | 28 | 500 | EC motor | 5060 | 1 | no | no | D | D | Aluminum | 2025-01-02 | 10 | 6 | yes | piece | 1
GCVC PD 050.2/13-54 | GCVC PD | 050.2/13-54 | 4249865 | finoox | GCVC 050.2C/1x3-2561-2-D/3/32/2.10/2700/EXS/1/015023 | 8394 | 3 | 1 | 2561 | Axial | 68.15 | 68234 | 135.49 | 24732 | 1505 | VT03013U.1 | 2257 | 1938-01-01 | E | 54.36 | 85.88 | 12 | VerticalCompact-BCD_1x3 | 2784 | 607 | 953 |  |  | 172.4 | 35 | 35 | 500 | EC motor | 5060 | 2 | no | no | C | D | Epoxy coated aluminum | 2025-01-02 | 4 | 3 | yes | piece | 1
GCVC PD 050.2/13-35 | GCVC PD | 050.2/13-35 | 4250754 | finoox | GCVC 050.2D/1x3-2514-1-D/4/40/2.10/3600/EXS/1/015023 | 8875 | 3 | 1 | 2514 | Axial | 57777 | 57791 | 301.1 | 11970 | 695 | VT03011U.1 | 0.245 | 0.47 | A | 35.09 | 66.76 | 2025-05-24 | VerticalCompact-BCD_1x3 | 3684 | 586 | 1153 |  |  | 243.9 | 28 | 28 | 500 | EC motor | 5060 | 1 | no | no | D | D | Epoxy coated aluminum | 2025-01-02 | 6 | 4 | yes | piece | 1
GCVC PD 035.2/12-41 | GCVC PD | 035.2/12-41 | 4243747 | finoox | GCVC 035.2B/1x2-2723-W-D/4/24/2.10/1440/EXS/1/015023 | 2621 | 2 | 1 | 2723 | Axial | 22029 | 22081 | 72.26 | 5181 | 1390 | VT03167U | 0.315 | 0.62 | D | 40.54 | 71.82 | 6 | VerticalCompact-BCD_1x2 | 1524 | 518 | 753 |  |  | 76.6 | 18 | 18 | 350 | AC motor | 50 | W | no | no | B | D | Epoxy coated aluminum | 2025-01-02 | 8 | 4 | yes | piece | 1
GCVC PD 063.2/11-25 | GCVC PD | 063.2/11-25 | 4251677 | finoox | GCVC 063.2D/1x1-2358-D-D/4/40/2.10/1200/AXS/1/015023 | 3678 | 1 | 1 | 2358 | Axial | 2025-02-21 | 21124 | 100.37 | 4303 | 430 | VT01442 | 0.114 | 0.32 | A | 25.23 | 56.6 | 2025-04-08 | VerticalCompact-BCD_1x1 | 1284 | 598 | 1153 |  |  | 93.2 | 18 | 18 | 630 | AC motor | 50 | D | no | no | D | D | Aluminum | 2025-01-02 | 10 | 4 | yes | piece | 1
GCVC PD 050.2/22-36 | GCVC PD | 050.2/22-36 | 4246036 | finoox | GCVC 050.2D/2x2-2387-L-D/3/80/2.10/2400/AXS/1/015023 | 7806 | 2 | 2 | 2387 | Axial | 63.86 | 63401 | 301.1 | 14622 | 500 | VT01435 | 0.702 | 0.37 | C | 35.69 | 67.49 | 2025-09-26 | VerticalCompact-BCD_2x2 | 2484 | 800 | 2161 |  |  | 310.3 | 35 | 35 | 500 | AC motor | 60 | L | no | no | D | D | Aluminum | 2025-01-02 | 8 | 3 | yes | piece | 1
GCVC PD 050.2/22-37 | GCVC PD | 050.2/22-37 | 4245108 | finoox | GCVC 050.2C/2x2-2390-K-D/4/64/2.10/1800/EXS/1/015023 | 7226 | 2 | 2 | 2390 | Axial | 71442 | 71.4 | 240.88 | 16713 | 760 | VT01437 | 0.706 | 0.35 | C | 37.1 | 68.73 | 2025-07-21 | VerticalCompact-BCD_2x2 | 1884 | 800 | 1761 |  |  | 235 | 35 | 35 | 500 | AC motor | 60 | K | no | no | C | D | Epoxy coated aluminum | 2025-01-02 | 8 | 4 | yes | piece | 1
GCVC PD 050.2/11-42 | GCVC PD | 050.2/11-42 | 4250160 | finoox | GCVC 050.2D/1x1-2348-S-D/4/40/2.10/1200/EXS/1/015023 | 2867 | 1 | 1 | 2348 | Axial | 31105 | 31175 | 100.37 | 7414 | 1180 | VT03150U | 0.507 | 0.9 | D | 42.43 | 73.79 | 2025-06-08 | VerticalCompact-BCD_1x1 | 1284 | 569 | 1153 |  |  | 94.2 | 22 | 22 | 500 | AC motor | 50 | S | no | no | D | D | Epoxy coated aluminum | 2025-01-02 | 10 | 4 | yes | piece | 1
GCVC PD 063.2/12-18 | GCVC PD | 063.2/12-18 | 4251088 | finoox | GCVC 063.2C/1x2-2399-J-D/3/32/2.10/1800/AXS/1/015023 | 4630 | 2 | 1 | 2399 | Axial | 22552 | 22548 | 90.33 | 5363 | 290 | VT01442 | 0.144 | 0.14 | B | 17.83 | 49.22 | 2025-05-07 | VerticalCompact-BCD_1x2 | 1884 | 598 | 953 |  |  | 115.9 | 18 | 18 | 630 | AC motor | 60 | J | no | no | C | D | Aluminum | 2025-01-02 | 8 | 3 | yes | piece | 1
GCVC PD 063.2/22-21 | GCVC PD | 063.2/22-21 | 4246682 | finoox | GCVC 063.2C/2x2-2399-J-D/3/64/2.10/1800/EXS/1/015023 | 9085 | 2 | 2 | 2399 | Axial | 44.34 | 44313 | 180.66 | 10726 | 290 | VT01442 | 0.288 | 0.14 | B | 2025-06-20 | 52.23 | 2025-09-15 | VerticalCompact-BCD_2x2 | 1884 | 800 | 1761 |  |  | 223.9 | 28 | 28 | 630 | AC motor | 60 | J | no | no | C | D | Epoxy coated aluminum | 2025-01-02 | 8 | 3 | yes | piece | 1
GCVC PD 040.2/11-47 | GCVC PD | 040.2/11-47 | 4243786 | finoox | GCVC 040.2B/1x1-2408-1-D/3/24/2.10/720/EXS/1/015023 | 2202 | 1 | 1 | 2408 | Axial | 12801 | 12899 | 2025-01-27 | 4549 | 1630 | VT03142U.1 | 0.422 | 2025-06-02 | E | 46.62 | 77.8 | 2025-04-02 | VerticalCompact-BCD_1x1 | 804 | 543 | 753 |  |  | 41.5 | 16 | 16 | 400 | EC motor | 5060 | 1 | no | no | B | D | Epoxy coated aluminum | 2025-01-02 | 8 | 3 | yes | piece | 1
GCVC PD 063.2/12-37 | GCVC PD | 063.2/12-37 | 4252117 | finoox | GCVC 063.2D/1x2-2553-2-D/3/40/2.10/2400/EXS/1/015023 | 7561 | 2 | 1 | 2553 | Axial | 51849 | 51789 | 150.55 | 14902 | 700 | VT03144U.1 | 0.418 | 0.52 | B | 37.46 | 68.98 | 2025-09-12 | VerticalCompact-BCD_1x2 | 2484 | 623 | 1153 |  |  | 162.1 | 28 | 28 | 630 | EC motor | 5060 | 2 | no | no | D | D | Epoxy coated aluminum | 2025-01-02 | 6 | 3 | yes | piece | 1
GCVC PD 063.2/13-43 | GCVC PD | 063.2/13-43 | 4252389 | finoox | GCVC 063.2D/1x3-2557-2-D/6/40/2.10/3600/EXS/1/015023 | 13477 | 3 | 1 | 2557 | Axial | 123424 | 123438 | 451.65 | 26517 | 900 | VT03144U.1 | 1397 | 0.85 | C | 43.06 | 74.74 | 37.7 | VerticalCompact-BCD_1x3 | 3684 | 623 | 1153 |  |  | 304.7 | 42 | 42 | 630 | EC motor | 5060 | 2 | no | no | D | D | Epoxy coated aluminum | 2025-01-02 | 6 | 6 | yes | piece | 1
GCVC PD 080.2/22-55 | GCVC PD | 080.2/22-55 | 4248451 | finoox | GCVC 080.2D/2x2-2541-2-D/3/80/2.10/2400/EXS/1/015023 | 21314 | 2 | 2 | 2541 | Axial | 170749 | 171205 | 301.1 | 68311 | 950 | VT03059U.2 | 6554 | 1982-02-01 | E | 54.6 | 86.41 | 31.6 | VerticalCompact-BCD_2x2 | 2484 | 800 | 2161 |  |  | 372.3 | 54 | 54 | 800 | EC motor | 5060 | 2 | no | no | D | D | Epoxy coated aluminum | 2025-01-02 | 4 | 3 | yes | piece | 1
GCVC PD 050.2/13-54 | GCVC PD | 050.2/13-54 | 4250813 | finoox | GCVC 050.2D/1x3-2560-2-D/3/40/2.10/3600/EXS/1/015023 | 9729 | 3 | 1 | 2560 | Axial | 83115 | 83035 | 225.82 | 25006 | 1415 | VT03013U.1 | 1978-01-01 | 2021-01-01 | D | 53.86 | 85.54 | 2025-03-19 | VerticalCompact-BCD_1x3 | 3684 | 607 | 1153 |  |  | 236.7 | 35 | 35 | 500 | EC motor | 5060 | 2 | no | no | D | D | Epoxy coated aluminum | 2025-01-02 | 4 | 3 | yes | piece | 1
GCVC PD 050.2/13-57 | GCVC PD | 050.2/13-57 | 4244405 | finoox | GCVC 050.2B/1x3-2563-2-D/4/24/2.10/2160/AXS/1/015023 | 7504 | 3 | 1 | 2563 | Axial | 61881 | 61878 | 108.39 | 22060 | 1680 | VT03013U.1 | 3405 | 1975-01-01 | E | 57.41 | 88.8 | 2025-06-09 | VerticalCompact-BCD_1x3a | 2244 | 607 | 753 |  |  | 137.5 | 35 | 35 | 500 | EC motor | 5060 | 2 | no | no | B | D | Aluminum | 2025-01-02 | 6 | 4 | yes | piece | 1
GCVC PD 080.2/22-24 | GCVC PD | 080.2/22-24 | 4248376 | finoox | GCVC 080.2D/2x2-2492-1-D/3/80/2.10/2400/EXS/1/015023 | 15962 | 2 | 2 | 2492 | Axial | 77799 | 77735 | 301.1 | 19177 | 295 | VT03062U.1 | 0.224 | 0.3 | A+ | 23.76 | 55.57 | 2025-09-26 | VerticalCompact-BCD_2x2 | 2484 | 800 | 2161 |  |  | 316.7 | 35 | 35 | 800 | EC motor | 5060 | 1 | no | no | D | D | Epoxy coated aluminum | 2025-01-02 | 6 | 3 | yes | piece | 1
GCVC PD 063.2/12-30 | GCVC PD | 063.2/12-30 | 4251161 | finoox | GCVC 063.2C/1x2-2507-1-D/3/32/2.10/1800/EXS/1/015023 | 5991 | 2 | 1 | 2507 | Axial | 31422 | 31381 | 90.33 | 9115 | 580 | VT03145U.1 | 0.207 | 0.55 | B | 30.18 | 61.57 | 2025-06-07 | VerticalCompact-BCD_1x2 | 1884 | 615 | 953 |  |  | 109.6 | 22 | 22 | 630 | EC motor | 5060 | 1 | no | no | C | D | Epoxy coated aluminum | 2025-01-02 | 8 | 3 | yes | piece | 1
GCVC PD 063.2/21-40 | GCVC PD | 063.2/21-40 | 4246620 | finoox | GCVC 063.2C/2x1-2556-2-D/4/64/2.10/900/EXS/1/015023 | 7887 | 1 | 2 | 2556 | Axial | 52201 | 52542 | 120.44 | 14916 | 850 | VT03144U.1 | 0.851 | 0.77 | D | 39.77 | 71.28 | 2025-04-11 | VerticalCompact-BCD_2x1 | 984 | 800 | 1761 |  |  | 137.8 | 28 | 28 | 630 | EC motor | 5060 | 2 | no | no | C | D | Epoxy coated aluminum | 2025-01-02 | 8 | 4 | yes | piece | 1
GCVC PD 063.2/22-44 | GCVC PD | 063.2/22-44 | 4247728 | finoox | GCVC 063.2D/2x2-2556-2-D/4/80/2.10/2400/EXS/1/015023 | 16265 | 2 | 2 | 2556 | Axial | 138817 | 138915 | 401.46 | 35406 | 850 | VT03144U.1 | 1496 | 0.77 | C | 43.92 | 75.72 | 36.3 | VerticalCompact-BCD_2x2 | 2484 | 800 | 2161 |  |  | 342.8 | 42 | 42 | 630 | EC motor | 5060 | 2 | no | no | D | D | Epoxy coated aluminum | 2025-01-02 | 6 | 4 | yes | piece | 1
GCVC PD 063.2/12-16 | GCVC PD | 063.2/12-16 | 4252011 | finoox | GCVC 063.2D/1x2-2500-1-D/6/40/2.10/2400/EXS/1/015023 | 8837 | 2 | 1 | 2500 | Axial | 30417 | 30634 | 301.1 | 4997 | 310 | VT03145U.1 | 0.049 | 0.13 | A+ | 2025-04-16 | 47.57 | 2025-02-24 | VerticalCompact-BCD_1x2 | 2484 | 615 | 1153 |  |  | 196.3 | 22 | 22 | 630 | EC motor | 5060 | 1 | no | no | D | D | Epoxy coated aluminum | 2025-01-02 | 10 | 6 | yes | piece | 1
GCVC PD 050.2/21-33 | GCVC PD | 050.2/21-33 | 4245864 | finoox | GCVC 050.2D/2x1-2514-1-D/6/80/2.10/1200/AXS/1/015023 | 7362 | 1 | 2 | 2514 | Axial | 44.42 | 44818 | 301.1 | 7676 | 695 | VT03011U.1 | 0.168 | 0.47 | A+ | 33 | 64.65 | 2025-01-26 | VerticalCompact-BCD_2x1 | 1284 | 800 | 2161 |  |  | 208.1 | 28 | 28 | 500 | EC motor | 5060 | 1 | no | no | D | D | Aluminum | 2025-01-02 | 10 | 6 | yes | piece | 1
GCVC PD 050.2/14-36 | GCVC PD | 050.2/14-36 | 4250032 | finoox | GCVC 050.2C/1x4-2514-1-D/3/32/2.10/3600/AXS/1/015023 | 8252 | 4 | 1 | 2514 | Axial | 56626 | 56621 | 180.66 | 14826 | 695 | VT03011U.1 | 0.343 | 0.47 | B | 35.78 | 67.41 | 2025-09-14 | VerticalCompact-BCD_1x4 | 3684 | 586 | 953 |  |  | 204.9 | 28 | 28 | 500 | EC motor | 5060 | 1 | no | no | C | D | Aluminum | 2025-01-02 | 4 | 3 | yes | piece | 1
GCVC PD 063.2/21-37 | GCVC PD | 063.2/21-37 | 4246604 | finoox | GCVC 063.2C/2x1-2554-2-D/3/64/2.10/900/AXS/1/015023 | 7306 | 1 | 2 | 2554 | Axial | 42539 | 42785 | 90.33 | 13817 | 750 | VT03144U.1 | 0.574 | 0.6 | C | 37.01 | 68.52 | 9 | VerticalCompact-BCD_2x1 | 984 | 800 | 1761 |  |  | 129 | 28 | 28 | 630 | EC motor | 5060 | 2 | no | no | C | D | Aluminum | 2025-01-02 | 8 | 3 | yes | piece | 1
GCVC PD 063.2/21-37 | GCVC PD | 063.2/21-37 | 4247471 | finoox | GCVC 063.2D/2x1-2554-2-D/6/80/2.10/1200/EXS/1/015023 | 10645 | 1 | 2 | 2554 | Axial | 75066 | 75517 | 301.1 | 14604 | 750 | VT03144U.1 | 0.551 | 0.6 | B | 37.26 | 68.92 | 2025-04-27 | VerticalCompact-BCD_2x1 | 1284 | 800 | 2161 |  |  | 219.7 | 35 | 35 | 630 | EC motor | 5060 | 2 | no | no | D | D | Epoxy coated aluminum | 2025-01-02 | 10 | 6 | yes | piece | 1
GCVC PD 050.3/13-49 | GCVC PD | 050.3/13-49 | 6127151 | finoox | GCVC 050.3C/1x3-3616-W-D/3/32/2.10/2700/EXS/1/015023 | 5096 | 3 | 1 | 3616 | Axial | 63293 | 63357 | 135.49 | 21521 | 1240 | VT01524 | 2007 | 2025-02-03 | E | 48.51 | 80.02 | 12 | VerticalCompact-BCD_1x3 | 2784 | 596 | 953 |  |  | 176.3 | 35 | 35 | 500 | AC motor | 50 | W | no | no | C | D | Epoxy coated aluminum | 2025-01-02 | 4 | 3 | yes | piece | 1
GCVC PD 063.2/23-33 | GCVC PD | 063.2/23-33 | 4246850 | finoox | GCVC 063.2C/2x3-2358-D-D/3/64/2.10/2700/EXS/1/015023 | 12613 | 3 | 2 | 2358 | Axial | 82.03 | 81851 | 270.99 | 22250 | 430 | VT01442 | 0.714 | 0.32 | B | 33.12 | 64.87 | 2025-09-23 | VerticalCompact-BCD_2x3 | 2784 | 800 | 1761 |  |  | 324.9 | 35 | 35 | 630 | AC motor | 50 | D | no | no | C | D | Epoxy coated aluminum | 2025-01-02 | 6 | 3 | yes | piece | 1
GCVC PD 050.2/13-43 | GCVC PD | 050.2/13-43 | 4249716 | finoox | GCVC 050.2C/1x3-2384-I-D/4/32/2.10/2700/EXS/1/015023 | 5567 | 3 | 1 | 2384 | Axial | 58859 | 58846 | 180.66 | 14933 | 790 | VT01435 | 1108 | 0.88 | D | 42.92 | 74.43 | 15 | VerticalCompact-BCD_1x3 | 2784 | 596 | 953 |  |  | 185.9 | 28 | 28 | 500 | AC motor | 60 | I | no | no | C | D | Epoxy coated aluminum | 2025-01-02 | 6 | 4 | yes | piece | 1
GCVC PD 063.2/22-55 | GCVC PD | 063.2/22-55 | 4246640 | finoox | GCVC 063.2C/2x2-2357-S-D/3/64/2.10/1800/AXS/1/015023 | 10802 | 2 | 2 | 2357 | Axial | 104608 | 104.66 | 180.66 | 40508 | 1040 | VT01441 | 6232 | 3 | E | 54.91 | 86.54 | 2025-02-18 | VerticalCompact-BCD_2x2 | 1884 | 800 | 1761 |  |  | 303.8 | 42 | 42 | 630 | AC motor | 50 | S | no | no | C | D | Aluminum | 2025-01-02 | 6 | 3 | yes | piece | 1
GCVC PD 050.2/12-47 | GCVC PD | 050.2/12-47 | 4250481 | finoox | GCVC 050.2D/1x2-2411-1-D/4/40/2.10/2400/AXS/1/015023 | 5520 | 2 | 1 | 2411 | Axial | 62602 | 62674 | 200.73 | 14686 | 1260 | VT03011U.1 | 0.87 | 2025-02-02 | D | 46.59 | 78.11 | 2025-08-16 | VerticalCompact-BCD_1x2 | 2484 | 586 | 1153 |  |  | 166.4 | 28 | 28 | 500 | EC motor | 5060 | 1 | no | no | D | D | Aluminum | 2025-01-02 | 6 | 4 | yes | piece | 1
GCVC PD 050.2/21-25 | GCVC PD | 050.2/21-25 | 4245822 | finoox | GCVC 050.2D/2x1-2391-L-D/6/80/2.10/1200/AXS/1/015023 | 6122 | 1 | 2 | 2391 | Axial | 36965 | 37277 | 301.1 | 6222 | 520 | VT01437 | 0.204 | 0.18 | B | 24.81 | 56.46 | 2025-03-25 | VerticalCompact-BCD_2x1 | 1284 | 800 | 2161 |  |  | 211.5 | 22 | 22 | 500 | AC motor | 60 | L | no | no | D | D | Aluminum | 2025-01-02 | 12 | 6 | yes | piece | 1
GCVC PD 050.2/14-40 | GCVC PD | 050.2/14-40 | 4249946 | finoox | GCVC 050.2C/1x4-2355-X-D/4/32/2.10/3600/EXS/1/015023 | 6951 | 4 | 1 | 2355 | Axial | 77333 | 77403 | 240.88 | 18809 | 810 | VT03093U | 1166 | 2025-03-01 | D | 40.35 | 71.98 | 2025-02-20 | VerticalCompact-BCD_1x4 | 3684 | 569 | 953 |  |  | 235.1 | 35 | 35 | 500 | AC motor | 60 | X | no | no | C | D | Epoxy coated aluminum | 2025-01-02 | 4 | 4 | yes | piece | 1
GCVC PD 050.2/12-48 | GCVC PD | 050.2/12-48 | 4249443 | finoox | GCVC 050.2C/1x2-2347-D-D/4/32/2.10/1800/AXS/1/015023 | 3631 | 2 | 1 | 2347 | Axial | 52455 | 52425 | 120.44 | 15064 | 1390 | VT03150U | 1379 | 1941-01-01 | D | 48.18 | 79.57 | 2025-04-10 | VerticalCompact-BCD_1x2 | 1884 | 569 | 953 |  |  | 126.3 | 28 | 28 | 500 | AC motor | 50 | D | no | no | C | D | Aluminum | 2025-01-02 | 8 | 4 | yes | piece | 1
GCVC PD 063.2/23-69 | GCVC PD | 063.2/23-69 | 4247831 | finoox | GCVC 063.2D/2x3-2412-2-D/6/80/2.10/3600/EXS/1/015023 | 33606 | 3 | 2 | 2412 | Axial | 383637 | 384409 | 903.29 | 95802 | 1510 | VT03143U.1 | 19913 | 5 | E | 69.19 | 101.16 | 86.5 | VerticalCompact-BCD_2x3 | 3684 | 800 | 2161 |  |  | 717.7 | 76.1 | 76.1 | 630 | EC motor | 5060 | 2 | no | no | D | D | Epoxy coated aluminum | 2025-01-02 | 4 | 6 | yes | piece | 1
GCVC PD 063.2/13-29 | GCVC PD | 063.2/13-29 | 4252293 | finoox | GCVC 063.2D/1x3-2506-1-D/6/40/2.10/3600/EXS/1/015023 | 12544 | 3 | 1 | 2506 | Axial | 76372 | 76744 | 451.65 | 13598 | 540 | VT03145U.1 | 0.251 | 0.45 | A+ | 29.42 | 61.1 | 36.9 | VerticalCompact-BCD_1x3 | 3684 | 615 | 1153 |  |  | 290.7 | 35 | 35 | 630 | EC motor | 5060 | 1 | no | no | D | D | Epoxy coated aluminum | 2025-01-02 | 6 | 6 | yes | piece | 1
GCVC PD 063.2/23-37 | GCVC PD | 063.2/23-37 | 4247904 | finoox | GCVC 063.2D/2x3-2510-1-D/3/80/2.10/3600/AXS/1/015023 | 18441 | 3 | 2 | 2510 | Axial | 147.79 | 147684 | 451.65 | 39575 | 695 | VT03145U.1 | 0.903 | 0.9 | B | 37.26 | 69.22 | 40 | VerticalCompact-BCD_2x3 | 3684 | 800 | 2161 |  |  | 429.4 | 42 | 42 | 630 | EC motor | 5060 | 1 | no | no | D | D | Aluminum | 2025-01-02 | 4 | 3 | yes | piece | 1
GCVC PD 045.2/23-50 | GCVC PD | 045.2/23-50 | 4244655 | finoox | GCVC 045.2C/2x3-2530-1-D/4/64/2.10/2700/AXS/1/015023 | 11823 | 3 | 2 | 2530 | Axial | 117169 | 117214 | 361.32 | 28600 | 1200 | VT03007U.1 | 1653 | 2025-01-01 | D | 50.36 | 82.11 | 32.1 | VerticalCompact-BCD_2x3 | 2784 | 800 | 1761 |  |  | 317.4 | 42 | 42 | 450 | EC motor | 5060 | 1 | no | no | C | D | Aluminum | 2025-01-02 | 6 | 4 | yes | piece | 1
GCVC PD 045.2/11-47 | GCVC PD | 045.2/11-47 | 4248904 | finoox | GCVC 045.2C/1x1-2533-1-D/4/32/2.10/900/EXS/1/015023 | 2861 | 1 | 1 | 2533 | Axial | 21871 | 22006 | 60.22 | 5692 | 1425 | VT03007U.1 | 0.453 | 2025-09-01 | D | 46.81 | 78.07 | 2025-02-05 | VerticalCompact-BCD_1x1 | 984 | 535 | 953 |  |  | 62 | 18 | 18 | 450 | EC motor | 5060 | 1 | no | no | C | D | Epoxy coated aluminum | 2025-01-02 | 8 | 4 | yes | piece | 1
GCVC PD 080.2/23-39 | GCVC PD | 080.2/23-39 | 4248612 | finoox | GCVC 080.2D/2x3-2484-1-D/4/80/2.10/3600/EXS/1/015023 | 26970 | 3 | 2 | 2484 | Axial | 197123 | 197306 | 602.19 | 48463 | 505 | VT03061U.1 | 1503 | 2015-01-01 | B | 38.97 | 70.93 | 54.8 | VerticalCompact-BCD_2x3 | 3684 | 800 | 2161 |  |  | 516.6 | 54 | 54 | 800 | EC motor | 5060 | 1 | no | no | D | D | Epoxy coated aluminum | 2025-01-02 | 4 | 4 | yes | piece | 1
GCVC PD 063.2/13-33 | GCVC PD | 063.2/13-33 | 4251368 | finoox | GCVC 063.2C/1x3-2507-1-D/4/32/2.10/2700/EXS/1/015023 | 8775 | 3 | 1 | 2507 | Axial | 53516 | 53436 | 180.66 | 12767 | 580 | VT03145U.1 | 0.32 | 0.55 | B | 32.86 | 64.38 | 15 | VerticalCompact-BCD_1x3 | 2784 | 615 | 953 |  |  | 173.6 | 28 | 28 | 630 | EC motor | 5060 | 1 | no | no | C | D | Epoxy coated aluminum | 2025-01-02 | 6 | 4 | yes | piece | 1
GCVC PD 063.2/23-35 | GCVC PD | 063.2/23-35 | 4247894 | finoox | GCVC 063.2D/2x3-2508-1-D/6/80/2.10/3600/AXS/1/015023 | 23855 | 3 | 2 | 2508 | Axial | 172916 | 173673 | 903.29 | 31331 | 615 | VT03145U.1 | 0.714 | 0.65 | A | 34.97 | 66.94 | 78.2 | VerticalCompact-BCD_2x3 | 3684 | 800 | 2161 |  |  | 569.1 | 54 | 54 | 630 | EC motor | 5060 | 1 | no | no | D | D | Aluminum | 2025-01-02 | 6 | 6 | yes | piece | 1
GCVC PD 063.2/12-28 | GCVC PD | 063.2/12-28 | 4251139 | finoox | GCVC 063.2C/1x2-2503-1-D/6/32/2.10/1800/EXS/1/015023 | 7181 | 2 | 1 | 2503 | Axial | 29.87 | 30072 | 180.66 | 5270 | 425 | VT03145U.1 | 0.101 | 0.25 | A+ | 27.57 | 58.97 | 2025-08-14 | VerticalCompact-BCD_1x2 | 1884 | 615 | 953 |  |  | 135.7 | 22 | 22 | 630 | EC motor | 5060 | 1 | no | no | C | D | Epoxy coated aluminum | 2025-01-02 | 8 | 6 | yes | piece | 1
GCVC PD 045.2/13-51 | GCVC PD | 045.2/13-51 | 4243992 | finoox | GCVC 045.2B/1x3-2532-1-D/3/24/2.10/2160/AXS/1/015023 | 5234 | 3 | 1 | 2532 | Axial | 40327 | 40261 | 81.3 | 14387 | 1350 | VT03007U.1 | 1185 | 1965-01-01 | E | 50.75 | 82.13 | 2025-01-07 | VerticalCompact-BCD_1x3a | 2244 | 535 | 753 |  |  | 109.1 | 28 | 28 | 450 | EC motor | 5060 | 1 | no | no | B | D | Aluminum | 2025-01-02 | 6 | 3 | yes | piece | 1
GCVC PD 050.2/23-33 | GCVC PD | 050.2/23-33 | 4246332 | finoox | GCVC 050.2D/2x3-2512-1-D/6/80/2.10/3600/AXS/1/015023 | 19560 | 3 | 2 | 2512 | Axial | 111888 | 112876 | 903.29 | 18727 | 565 | VT03011U.1 | 0.305 | 0.28 | A+ | 33.05 | 65.01 | 75.1 | VerticalCompact-BCD_2x3 | 3684 | 800 | 2161 |  |  | 557.5 | 42 | 42 | 500 | EC motor | 5060 | 1 | no | no | D | D | Aluminum | 2025-01-02 | 6 | 6 | yes | piece | 1
GCVC PD 035.2/11-40 | GCVC PD | 035.2/11-40 | 4243658 | finoox | GCVC 035.2A/1x1-2724-X-D/2/20/2.10/600/EXS/2/015023 | 963 | 1 | 1 | 2724 | Axial | 6052 | 6091 | 1955-12-01 | 2775 | 1550 | VT03167U | 0.225 | 0.95 | E | 39.53 | 70.6 | 2025-02-01 | VerticalCompact-A_1x1 | 660 | 330 | 507 |  |  | 2025-05-14 | 16 | 16 | 350 | AC motor | 60 | X | no | no | A | D | Epoxy coated aluminum | 2025-01-02 | 10 | 2 | yes | piece | 1
GCVC PD 050.2/14-41 | GCVC PD | 050.2/14-41 | 4249895 | finoox | GCVC 050.2C/1x4-2332-D-D/6/32/2.10/3600/EXS/1/015023 | 8412 | 4 | 1 | 2332 | Axial | 88959 | 89097 | 361.32 | 17999 | 850 | VT01435 | 1092 | 0.74 | C | 40.57 | 72.19 | 2025-05-29 | VerticalCompact-BCD_1x4 | 3684 | 596 | 953 |  |  | 277.2 | 35 | 35 | 500 | AC motor | 50 | D | no | no | C | D | Epoxy coated aluminum | 2025-01-02 | 6 | 6 | yes | piece | 1
GCVC PD 050.2/14-33 | GCVC PD | 050.2/14-33 | 4249896 | finoox | GCVC 050.2C/1x4-2333-S-D/3/32/2.10/3600/AXS/1/015023 | 6034 | 4 | 1 | 2333 | Axial | 53739 | 53654 | 180.66 | 13681 | 530 | VT01435 | 0.596 | 0.35 | C | 32.96 | 64.59 | 2025-09-14 | VerticalCompact-BCD_1x4 | 3684 | 596 | 953 |  |  | 224.8 | 28 | 28 | 500 | AC motor | 50 | S | no | no | C | D | Aluminum | 2025-01-02 | 4 | 3 | yes | piece | 1
GCVC PD 080.2/21-32 | GCVC PD | 080.2/21-32 | 4248036 | finoox | GCVC 080.2D/2x1-2447-1-D/3/80/2.10/1200/EXS/1/015023 | 7647 | 1 | 2 | 2447 | Axial | 55934 | 55941 | 150.55 | 16556 | 490 | VT03062U.1 | 0.435 | 2025-01-01 | B | 31.77 | 63.42 | 14 | VerticalCompact-BCD_2x1 | 1284 | 800 | 2161 |  |  | 175.5 | 28 | 28 | 800 | EC motor | 5060 | 1 | no | no | D | D | Epoxy coated aluminum | 2025-01-02 | 10 | 3 | yes | piece | 1
GCVC PD 063.2/24-49 | GCVC PD | 063.2/24-49 | 4247108 | finoox | GCVC 063.2C/2x4-2413-2-D/3/64/2.10/3600/AXS/1/015023 | 22840 | 4 | 2 | 2413 | Axial | 188096 | 187371 | 361.32 | 74936 | 1000 | VT03144U.1 | 5264 | 2025-01-01 | E | 49 | 80.86 | 34.6 | VerticalCompact-BCD_2x4 | 3684 | 800 | 1761 |  |  | 434.9 | 54 | 54 | 630 | EC motor | 5060 | 2 | no | no | C | D | Aluminum | 2025-01-02 | 4 | 3 | yes | piece | 1
GCVC PD 050.2/24-49 | GCVC PD | 050.2/24-49 | 4245607 | finoox | GCVC 050.2C/2x4-2421-1-D/4/64/2.10/3600/AXS/1/015023 | 17620 | 4 | 2 | 2421 | Axial | 188934 | 189198 | 481.75 | 50032 | 1150 | VT03011U.1 | 2872 | 1975-01-01 | D | 48.68 | 80.54 | 44 | VerticalCompact-BCD_2x4 | 3684 | 800 | 1761 |  |  | 429.1 | 54 | 54 | 500 | EC motor | 5060 | 1 | no | no | C | D | Aluminum | 2025-01-02 | 4 | 4 | yes | piece | 1
GCVC PD 080.2/22-18 | GCVC PD | 080.2/22-18 | 4248364 | finoox | GCVC 080.2D/2x2-2489-1-D/3/80/2.10/2400/EXS/1/015023 | 15917 | 2 | 2 | 2489 | Axial | 61.27 | 61194 | 301.1 | 14076 | 220 | VT03062U.1 | 0.12 | 0.15 | A+ | 17.71 | 49.51 | 2025-06-25 | VerticalCompact-BCD_2x2 | 2484 | 800 | 2161 |  |  | 315.4 | 28 | 28 | 800 | EC motor | 5060 | 1 | no | no | D | D | Epoxy coated aluminum | 2025-01-02 | 8 | 3 | yes | piece | 1
GCVC PD 080.2/22-53 | GCVC PD | 080.2/22-53 | 4248442 | finoox | GCVC 080.2D/2x2-2540-2-D/3/80/2.10/2400/AXS/1/015023 | 20497 | 2 | 2 | 2540 | Axial | 172828 | 173406 | 301.1 | 64469 | 900 | VT03059U.2 | 5585 | 1952-02-01 | E | 53.46 | 85.27 | 31.6 | VerticalCompact-BCD_2x2 | 2484 | 800 | 2161 |  |  | 372.3 | 54 | 54 | 800 | EC motor | 5060 | 2 | no | no | D | D | Aluminum | 2025-01-02 | 4 | 3 | yes | piece | 1
GCVC PD 063.2/11-35 | GCVC PD | 063.2/11-35 | 4251008 | finoox | GCVC 063.2C/1x1-2553-2-D/6/32/2.10/900/AXS/1/015023 | 4505 | 1 | 1 | 2553 | Axial | 26.49 | 26733 | 90.33 | 5356 | 700 | VT03144U.1 | 0.259 | 0.52 | C | 34.76 | 66.04 | 2025-07-07 | VerticalCompact-BCD_1x1 | 984 | 623 | 953 |  |  | 77.5 | 18 | 18 | 630 | EC motor | 5060 | 2 | no | no | C | D | Aluminum | 2025-01-02 | 12 | 6 | yes | piece | 1
GCVC PD 080.2/21-34 | GCVC PD | 080.2/21-34 | 4248060 | finoox | GCVC 080.2D/2x1-2484-1-D/3/80/2.10/1200/AXS/1/015023 | 7791 | 1 | 2 | 2484 | Axial | 58964 | 59016 | 150.55 | 17251 | 505 | VT03061U.1 | 0.487 | 2015-01-01 | B | 33.66 | 65.31 | 14 | VerticalCompact-BCD_2x1 | 1284 | 800 | 2161 |  |  | 176.7 | 28 | 28 | 800 | EC motor | 5060 | 1 | no | no | D | D | Aluminum | 2025-01-02 | 10 | 3 | yes | piece | 1
GCVC PD 050.2/13-54 | GCVC PD | 050.2/13-54 | 4249863 | finoox | GCVC 050.2C/1x3-2561-2-D/4/32/2.10/2700/AXS/1/015023 | 8532 | 3 | 1 | 2561 | Axial | 85173 | 85465 | 180.66 | 23974 | 1505 | VT03013U.1 | 2025-03-02 | 1938-01-01 | E | 54.16 | 85.67 | 2025-06-15 | VerticalCompact-BCD_1x3 | 2784 | 607 | 953 |  |  | 185.3 | 35 | 35 | 500 | EC motor | 5060 | 2 | no | no | C | D | Aluminum | 2025-01-02 | 4 | 4 | yes | piece | 1
GCVC PD 063.2/23-24 | GCVC PD | 063.2/23-24 | 4247860 | finoox | GCVC 063.2D/2x3-2502-1-D/4/80/2.10/3600/EXS/1/015023 | 21239 | 3 | 2 | 2502 | Axial | 103913 | 104078 | 602.19 | 20699 | 385 | VT03145U.1 | 0.215 | 0.2 | A+ | 24.44 | 56.4 | 50.2 | VerticalCompact-BCD_2x3 | 3684 | 800 | 2161 |  |  | 470.5 | 35 | 35 | 630 | EC motor | 5060 | 1 | no | no | D | D | Epoxy coated aluminum | 2025-01-02 | 6 | 4 | yes | piece | 1
GCVC PD 050.2/13-45 | GCVC PD | 050.2/13-45 | 4249838 | finoox | GCVC 050.2C/1x3-2521-1-D/3/32/2.10/2700/AXS/1/015023 | 6529 | 3 | 1 | 2521 | Axial | 59998 | 60086 | 135.49 | 18524 | 1135 | VT03011U.1 | 1013 | 1965-01-01 | D | 45.46 | 76.97 | 2025-05-11 | VerticalCompact-BCD_1x3 | 2784 | 586 | 953 |  |  | 158 | 28 | 28 | 500 | EC motor | 5060 | 1 | no | no | C | D | Aluminum | 2025-01-02 | 4 | 3 | yes | piece | 1
GCVC PD 050.2/12-52 | GCVC PD | 050.2/12-52 | 4250595 | finoox | GCVC 050.2D/1x2-2790-K-D/4/40/2.10/2400/AXS/1/015023 | 4561 | 2 | 1 | 2790 | Axial | 75441 | 75508 | 200.73 | 19705 | 1640 | VT03150U | 1868 | 1964-01-01 | D | 52.23 | 83.75 | 2025-05-17 | VerticalCompact-BCD_1x2 | 2484 | 569 | 1153 |  |  | 176.2 | 35 | 35 | 500 | AC motor | 60 | K | no | no | D | D | Aluminum | 2025-01-02 | 6 | 4 | yes | piece | 1
GCVC PD 080.3/22-48 | GCVC PD | 080.3/22-48 | 6114734 | finoox | GCVC 080.3D/2x2-3482-S-D/4/80/2.10/2400/EXS/1/015023 | 16903 | 2 | 2 | 3482 | Axial | 159128 | 159173 | 401.46 | 44745 | 650 | VT01526 | 4063 | 2025-07-01 | D | 47.76 | 79.57 | 39.4 | VerticalCompact-BCD_2x2 | 2484 | 800 | 2161 |  |  | 436.6 | 54 | 54 | 800 | AC motor | 50 | S | no | no | D | D | Epoxy coated aluminum | 2025-01-02 | 6 | 4 | yes | piece | 1
GCVC PD 080.3/11-52 | GCVC PD | 080.3/11-52 | 6098240 | finoox | GCVC 080.3D/1x1-3561-2-D/6/40/2.10/1200/EXS/1/015023 | 6807 | 1 | 1 | 3561 | Axial | 60.55 | 60851 | 150.55 | 14300 | 930 | VT01445U.3 | 1733 | 1975-02-01 | E | 52.19 | 83.56 | 2025-01-13 | VerticalCompact-BCD_1x1 | 1284 | 620 | 1153 |  |  | 132.4 | 28 | 28 | 800 | EC motor | 5060 | 2 | no | no | D | D | Epoxy coated aluminum | 2025-01-02 | 10 | 6 | yes | piece | 1
GCVC PD 050.3/23-51 | GCVC PD | 050.3/23-51 | 6055809 | finoox | GCVC 050.3C/2x3-3616-W-D/4/64/2.10/2700/EXS/1/015023 | 10730 | 3 | 2 | 3616 | Axial | 151195 | 151603 | 361.32 | 41498 | 1240 | VT01524 | 2025-06-04 | 2025-02-03 | E | 51.02 | 82.77 | 32.2 | VerticalCompact-BCD_2x3 | 2784 | 800 | 1761 |  |  | 362.9 | 42 | 42 | 500 | AC motor | 50 | W | no | no | C | D | Epoxy coated aluminum | 2025-01-02 | 4 | 4 | yes | piece | 1
GCVC PD 050.2/23-43 | GCVC PD | 050.2/23-43 | 4246199 | finoox | GCVC 050.2D/2x3-2332-D-D/4/80/2.10/3600/AXS/1/015023 | 13224 | 3 | 2 | 2332 | Axial | 153.31 | 153666 | 602.19 | 32878 | 850 | VT01435 | 1493 | 0.74 | C | 42.86 | 74.82 | 54.8 | VerticalCompact-BCD_2x3 | 3684 | 800 | 2161 |  |  | 503.8 | 54 | 54 | 500 | AC motor | 50 | D | no | no | D | D | Aluminum | 2025-01-02 | 4 | 4 | yes | piece | 1
GCVC PD 050.2/13-40 | GCVC PD | 050.2/13-40 | 4249657 | finoox | GCVC 050.2C/1x3-2332-D-D/3/32/2.10/2700/EXS/1/015023 | 5093 | 3 | 1 | 2332 | Axial | 49138 | 49024 | 135.49 | 15272 | 850 | VT01435 | 0.779 | 0.74 | D | 39.68 | 71.2 | 2025-05-11 | VerticalCompact-BCD_1x3 | 2784 | 596 | 953 |  |  | 172.9 | 28 | 28 | 500 | AC motor | 50 | D | no | no | C | D | Epoxy coated aluminum | 2025-01-02 | 6 | 3 | yes | piece | 1
GCVC PD 050.2/12-23 | GCVC PD | 050.2/12-23 | 4250459 | finoox | GCVC 050.2D/1x2-2389-J-D/3/40/2.10/2400/EXS/1/015023 | 4320 | 2 | 1 | 2389 | Axial | 26486 | 26466 | 150.55 | 5781 | 450 | VT01437 | 0.162 | 0.17 | B | 22.61 | 54.13 | 2025-04-12 | VerticalCompact-BCD_1x2 | 2484 | 596 | 1153 |  |  | 155.9 | 22 | 22 | 500 | AC motor | 60 | J | no | no | D | D | Epoxy coated aluminum | 2025-01-02 | 8 | 3 | yes | piece | 1
GCVC PD 050.2/23-59 | GCVC PD | 050.2/23-59 | 4246319 | finoox | GCVC 050.2D/2x3-2420-2-D/4/80/2.10/3600/AXS/1/015023 | 20061 | 3 | 2 | 2420 | Axial | 226692 | 227021 | 602.19 | 58376 | 1600 | VT03013U.1 | 5253 | 1965-01-01 | D | 58.5 | 90.46 | 54.8 | VerticalCompact-BCD_2x3 | 3684 | 800 | 2161 |  |  | 501.5 | 54 | 54 | 500 | EC motor | 5060 | 2 | no | no | D | D | Aluminum | 2025-01-02 | 4 | 4 | yes | piece | 1
GCVC PD 080.2/13-39 | GCVC PD | 080.2/13-39 | 4253034 | finoox | GCVC 080.2D/1x3-2487-1-D/3/40/2.10/3600/AXS/1/015023 | 10489 | 3 | 1 | 2487 | Axial | 96245 | 96059 | 225.82 | 31086 | 600 | VT03061U.1 | 1194 | 1985-01-01 | C | 39.01 | 70.69 | 2025-03-19 | VerticalCompact-BCD_1x3 | 3684 | 608 | 1153 |  |  | 244.3 | 35 | 35 | 800 | EC motor | 5060 | 1 | no | no | D | D | Aluminum | 2025-01-02 | 4 | 3 | yes | piece | 1
GCVC PD 080.2/22-19 | GCVC PD | 080.2/22-19 | 4248365 | finoox | GCVC 080.2D/2x2-2489-1-D/4/80/2.10/2400/EXS/1/015023 | 17327 | 2 | 2 | 2489 | Axial | 66843 | 66989 | 401.46 | 13071 | 220 | VT03062U.1 | 0.122 | 0.15 | A+ | 18.63 | 50.44 | 34.8 | VerticalCompact-BCD_2x2 | 2484 | 800 | 2161 |  |  | 345.8 | 35 | 35 | 800 | EC motor | 5060 | 1 | no | no | D | D | Epoxy coated aluminum | 2025-01-02 | 8 | 4 | yes | piece | 1
GCVC PD 063.2/11-33 | GCVC PD | 063.2/11-33 | 4251007 | finoox | GCVC 063.2C/1x1-2553-2-D/4/32/2.10/900/AXS/1/015023 | 4059 | 1 | 1 | 2553 | Axial | 23462 | 23628 | 60.22 | 6059 | 700 | VT03144U.1 | 0.244 | 0.52 | C | 32.86 | 64.13 | 2025-02-05 | VerticalCompact-BCD_1x1 | 984 | 623 | 953 |  |  | 68.8 | 18 | 18 | 630 | EC motor | 5060 | 2 | no | no | C | D | Aluminum | 2025-01-02 | 8 | 4 | yes | piece | 1
GCVC PD 045.2/24-55 | GCVC PD | 045.2/24-55 | 4244763 | finoox | GCVC 045.2C/2x4-2533-1-D/4/64/2.10/3600/AXS/1/015023 | 15376 | 4 | 2 | 2533 | Axial | 178589 | 178853 | 481.75 | 45537 | 1425 | VT03007U.1 | 3625 | 2025-09-01 | D | 55.24 | 87.1 | 44 | VerticalCompact-BCD_2x4 | 3684 | 800 | 1761 |  |  | 415.3 | 54 | 54 | 450 | EC motor | 5060 | 1 | no | no | C | D | Aluminum | 2025-01-02 | 4 | 4 | yes | piece | 1
GCVC PD 035.2/13-43 | GCVC PD | 035.2/13-43 | 4243761 | finoox | GCVC 035.2B/1x3-2479-1-D/4/24/2.10/2160/AXS/1/015023 | 4616 | 3 | 1 | 2479 | Axial | 38913 | 39001 | 108.39 | 9584 | 1475 | VT03133 | 0.465 | 1935-01-01 | C | 43.33 | 74.7 | 2025-09-08 | VerticalCompact-BCD_1x3a | 2244 | 477 | 753 |  |  | 109.3 | 22 | 22 | 350 | EC motor | 5060 | 1 | no | no | B | D | Aluminum | 2025-01-02 | 6 | 4 | yes | piece | 1
GCVC PD 063.2/21-38 | GCVC PD | 063.2/21-38 | 4246573 | finoox | GCVC 063.2C/2x1-2511-1-D/6/64/2.10/900/EXS/1/015023 | 8197 | 1 | 2 | 2511 | Axial | 47884 | 48233 | 180.66 | 9614 | 730 | VT03145U.1 | 0.429 | 1 | C | 38.29 | 69.8 | 2025-03-16 | VerticalCompact-BCD_2x1 | 984 | 800 | 1761 |  |  | 147.1 | 28 | 28 | 630 | EC motor | 5060 | 1 | no | no | C | D | Epoxy coated aluminum | 2025-01-02 | 12 | 6 | yes | piece | 1
GCVC PD 080.2/11-18 | GCVC PD | 080.2/11-18 | 4252510 | finoox | GCVC 080.2D/1x1-2492-1-D/3/40/2.10/1200/EXS/1/015023 | 4394 | 1 | 1 | 2492 | Axial | 19396 | 19402 | 75.27 | 4794 | 295 | VT03062U.1 | 0.056 | 0.3 | A+ | 18.18 | 49.55 | 2025-03-06 | VerticalCompact-BCD_1x1 | 1284 | 608 | 1153 |  |  | 88 | 16 | 16 | 800 | EC motor | 5060 | 1 | no | no | D | D | Epoxy coated aluminum | 2025-01-02 | 10 | 3 | yes | piece | 1
GCVC PD 050.2/12-39 | GCVC PD | 050.2/12-39 | 4250532 | finoox | GCVC 050.2D/1x2-2517-1-D/4/40/2.10/2400/EXS/1/015023 | 5849 | 2 | 1 | 2517 | Axial | 46.75 | 46.76 | 200.73 | 10209 | 880 | VT03011U.1 | 0.314 | 0.84 | B | 38.77 | 70.29 | 2025-08-16 | VerticalCompact-BCD_1x2 | 2484 | 586 | 1153 |  |  | 166.4 | 28 | 28 | 500 | EC motor | 5060 | 1 | no | no | D | D | Epoxy coated aluminum | 2025-01-02 | 8 | 4 | yes | piece | 1
GCVC PD 080.2/12-42 | GCVC PD | 080.2/12-42 | 4252874 | finoox | GCVC 080.2D/1x2-2545-2-D/3/40/2.10/2400/AXS/1/015023 | 8076 | 2 | 1 | 2545 | Axial | 70244 | 69876 | 150.55 | 24526 | 695 | VT03060U.1 | 1237 | 2015-01-01 | D | 42.13 | 73.65 | 2025-05-13 | VerticalCompact-BCD_1x2 | 2484 | 613 | 1153 |  |  | 172.6 | 35 | 35 | 800 | EC motor | 5060 | 2 | no | no | D | D | Aluminum | 2025-01-02 | 6 | 3 | yes | piece | 1
GCVC PD 080.3/21-50 | GCVC PD | 080.3/21-50 | 6085716 | finoox | GCVC 080.3D/2x1-3485-I-D/3/80/2.10/1200/AXS/1/015023 | 6991 | 1 | 2 | 3485 | Axial | 87911 | 88194 | 150.55 | 33636 | 900 | VT01526 | 4575 | 2025-09-03 | E | 50.24 | 81.89 | 2025-04-15 | VerticalCompact-BCD_2x1 | 1284 | 800 | 2161 |  |  | 217.7 | 35 | 35 | 800 | AC motor | 60 | I | no | no | D | D | Aluminum | 2025-01-02 | 8 | 3 | yes | piece | 1
GCVC PD 080.3/13-57 | GCVC PD | 080.3/13-57 | 6205018 | finoox | GCVC 080.3D/1x3-3561-2-D/6/40/2.10/3600/EXS/1/015023 | 17400 | 3 | 1 | 3561 | Axial | 179341 | 179882 | 451.65 | 42900 | 930 | VT01445U.3 | 5199 | 1975-02-01 | E | 56.65 | 88.33 | 39.4 | VerticalCompact-BCD_1x3 | 3684 | 620 | 1153 |  |  | 375.6 | 54 | 54 | 800 | EC motor | 5060 | 2 | no | no | D | D | Epoxy coated aluminum | 2025-01-02 | 4 | 6 | yes | piece | 1
GCVC PD 050.3/11-46 | GCVC PD | 050.3/11-46 | 6064718 | finoox | GCVC 050.3D/1x1-3617-X-D/3/40/2.10/1200/EXS/1/015023 | 2652 | 1 | 1 | 3617 | Axial | 28219 | 28221 | 75.27 | 8399 | 1260 | VT01524 | 0.914 | 2025-04-04 | E | 46.44 | 77.8 | 2025-06-06 | VerticalCompact-BCD_1x1 | 1284 | 596 | 1153 |  |  | 88.2 | 22 | 22 | 500 | AC motor | 60 | X | no | no | D | D | Epoxy coated aluminum | 2025-01-02 | 10 | 3 | yes | piece | 1
GCVC PD 045.2/13-49 | GCVC PD | 045.2/13-49 | 4243944 | finoox | GCVC 045.2B/1x3-0426-W-D/3/24/2.10/2160/AXS/1/015023 | 3393 | 3 | 1 | 426 | Axial | 40573 | 40503 | 81.3 | 14565 | 1360 | VT0326U | 1342 | 2025-02-02 | E | 48.79 | 80.16 | 2025-01-07 | VerticalCompact-BCD_1x3a | 2244 | 521 | 753 |  |  | 120.2 | 28 | 28 | 450 | AC motor | 50 | W | no | no | B | D | Aluminum | 2025-01-02 | 6 | 3 | yes | piece | 1
GCVC PD 050.2/12-33 | GCVC PD | 050.2/12-33 | 4249435 | finoox | GCVC 050.2C/1x2-2336-D-D/6/32/2.10/1800/EXS/1/015023 | 4449 | 2 | 1 | 2336 | Axial | 35593 | 35.79 | 180.66 | 6505 | 660 | VT01437 | 0.257 | 0.33 | B | 33.19 | 64.59 | 2025-08-14 | VerticalCompact-BCD_1x2 | 1884 | 596 | 953 |  |  | 138.7 | 22 | 22 | 500 | AC motor | 50 | D | no | no | C | D | Epoxy coated aluminum | 2025-01-02 | 8 | 6 | yes | piece | 1
GCVC PD 050.2/11-24 | GCVC PD | 050.2/11-24 | 4244016 | finoox | GCVC 050.2B/1x1-2337-S-D/3/24/2.10/720/EXS/1/015023 | 1882 | 1 | 1 | 2337 | Axial | 8441 | 1948-08-01 | 2025-01-27 | 2330 | 510 | VT01437 | 0.082 | 0.16 | C | 23.66 | 54.86 | 2025-04-02 | VerticalCompact-BCD_1x1 | 804 | 596 | 753 |  |  | 46.5 | 16 | 16 | 500 | AC motor | 50 | S | no | no | B | D | Epoxy coated aluminum | 2025-01-02 | 12 | 3 | yes | piece | 1
GCVC PD 080.2/21-38 | GCVC PD | 080.2/21-38 | 4248038 | finoox | GCVC 080.2D/2x1-2448-1-D/3/80/2.10/1200/AXS/1/015023 | 7794 | 1 | 2 | 2448 | Axial | 67926 | 67948 | 150.55 | 21841 | 630 | VT03061U.1 | 0.922 | 2025-01-02 | C | 38.14 | 69.79 | 2025-03-15 | VerticalCompact-BCD_2x1 | 1284 | 800 | 2161 |  |  | 177.9 | 35 | 35 | 800 | EC motor | 5060 | 1 | no | no | D | D | Aluminum | 2025-01-02 | 10 | 3 | yes | piece | 1
GCVC PD 050.2/14-46 | GCVC PD | 050.2/14-46 | 4249964 | finoox | GCVC 050.2C/1x4-2386-K-D/4/32/2.10/3600/EXS/1/015023 | 7022 | 4 | 1 | 2386 | Axial | 85977 | 86054 | 240.88 | 22275 | 910 | VT01435 | 1662 | 0.92 | D | 45.83 | 77.45 | 2025-02-20 | VerticalCompact-BCD_1x4 | 3684 | 596 | 953 |  |  | 242.6 | 35 | 35 | 500 | AC motor | 60 | K | no | no | C | D | Epoxy coated aluminum | 2025-01-02 | 4 | 4 | yes | piece | 1
GCVC PD 040.2/11-38 | GCVC PD | 040.2/11-38 | 4243690 | finoox | GCVC 040.2A/1x1-2346-W-D/2/20/2.10/600/EXS/2/015023 | 1018 | 1 | 1 | 2346 | Axial | 5385 | 5416 | 1955-12-01 | 2258 | 895 | VT0607 | 0.09 | 0.33 | D | 38.43 | 69.51 | 2025-02-01 | VerticalCompact-A_1x1 | 660 | 342 | 507 |  |  | 2025-02-16 | 16 | 16 | 400 | AC motor | 50 | W | no | no | A | D | Epoxy coated aluminum | 2025-01-02 | 10 | 2 | yes | piece | 1
GCVC PD 050.2/11-32 | GCVC PD | 050.2/11-32 | 4250214 | finoox | GCVC 050.2D/1x1-2388-I-D/4/40/2.10/1200/EXS/1/015023 | 2820 | 1 | 1 | 2388 | Axial | 21.36 | 21462 | 100.37 | 4467 | 710 | VT01437 | 0.153 | 0.34 | B | 31.84 | 63.2 | 2025-04-08 | VerticalCompact-BCD_1x1 | 1284 | 596 | 1153 |  |  | 91.3 | 18 | 18 | 500 | AC motor | 60 | I | no | no | D | D | Epoxy coated aluminum | 2025-01-02 | 10 | 4 | yes | piece | 1
GCVC PD 063.2/13-60 | GCVC PD | 063.2/13-60 | 4252159 | finoox | GCVC 063.2D/1x3-2356-D-D/3/40/2.10/3600/EXS/1/015023 | 9456 | 3 | 1 | 2356 | Axial | 117341 | 116593 | 225.82 | 50770 | 1330 | VT01441 | 7232 | 5 | E | 60.4 | 92.08 | 2025-01-20 | VerticalCompact-BCD_1x3 | 3684 | 606 | 1153 |  |  | 294.8 | 42 | 42 | 630 | AC motor | 50 | D | no | no | D | D | Epoxy coated aluminum | 2025-01-02 | 4 | 3 | yes | piece | 1
GCVC PD 050.2/13-24 | GCVC PD | 050.2/13-24 | 4250697 | finoox | GCVC 050.2D/1x3-2389-J-D/4/40/2.10/3600/AXS/1/015023 | 6625 | 3 | 1 | 2389 | Axial | 44034 | 43699 | 301.1 | 8440 | 450 | VT01437 | 0.244 | 0.17 | A | 2025-09-23 | 55.58 | 2025-05-24 | VerticalCompact-BCD_1x3 | 3684 | 596 | 1153 |  |  | 251.1 | 28 | 28 | 500 | AC motor | 60 | J | no | no | D | D | Aluminum | 2025-01-02 | 8 | 4 | yes | piece | 1
GCVC PD 050.2/14-51 | GCVC PD | 050.2/14-51 | 4249919 | finoox | GCVC 050.2C/1x4-2347-D-D/6/32/2.10/3600/EXS/1/015023 | 8679 | 4 | 1 | 2347 | Axial | 125.56 | 126031 | 361.32 | 27719 | 1390 | VT03150U | 1986-02-01 | 1941-01-01 | D | 50.91 | 82.54 | 31.4 | VerticalCompact-BCD_1x4 | 3684 | 569 | 953 |  |  | 279.2 | 42 | 42 | 500 | AC motor | 50 | D | no | no | C | D | Epoxy coated aluminum | 2025-01-02 | 4 | 6 | yes | piece | 1
GCVC PD 050.2/13-46 | GCVC PD | 050.2/13-46 | 4244295 | finoox | GCVC 050.2B/1x3-2348-S-D/4/24/2.10/2160/AXS/1/015023 | 4315 | 3 | 1 | 2348 | Axial | 51359 | 51442 | 108.39 | 15260 | 1180 | VT03150U | 1713 | 0.9 | E | 45.51 | 76.89 | 2025-02-09 | VerticalCompact-BCD_1x3a | 2244 | 569 | 753 |  |  | 137.1 | 28 | 28 | 500 | AC motor | 50 | S | no | no | B | D | Aluminum | 2025-01-02 | 6 | 4 | yes | piece | 1
GCVC PD 040.2/11-46 | GCVC PD | 040.2/11-46 | 4243787 | finoox | GCVC 040.2B/1x1-2408-1-D/4/24/2.10/720/EXS/1/015023 | 2250 | 1 | 1 | 2408 | Axial | 15.17 | 15301 | 36.13 | 4374 | 1630 | VT03142U.1 | 0.425 | 2025-06-02 | E | 46.46 | 77.64 | 2025-02-03 | VerticalCompact-BCD_1x1 | 804 | 543 | 753 |  |  | 44.8 | 16 | 16 | 400 | EC motor | 5060 | 1 | no | no | B | D | Epoxy coated aluminum | 2025-01-02 | 8 | 4 | yes | piece | 1
GCVC PD 063.2/24-34 | GCVC PD | 063.2/24-34 | 4247156 | finoox | GCVC 063.2C/2x4-2506-1-D/3/64/2.10/3600/AXS/1/015023 | 20245 | 4 | 2 | 2506 | Axial | 123337 | 123276 | 361.32 | 33860 | 540 | VT03145U.1 | 0.692 | 0.45 | A | 34.3 | 66.16 | 32 | VerticalCompact-BCD_2x4 | 3684 | 800 | 1761 |  |  | 396.4 | 42 | 42 | 630 | EC motor | 5060 | 1 | no | no | C | D | Aluminum | 2025-01-02 | 4 | 3 | yes | piece | 1
GCVC PD 080.2/12-31 | GCVC PD | 080.2/12-31 | 4252730 | finoox | GCVC 080.2D/1x2-2482-1-D/3/40/2.10/2400/AXS/1/015023 | 7437 | 2 | 1 | 2482 | Axial | 53221 | 53191 | 150.55 | 14956 | 440 | VT03061U.1 | 0.334 | 0.75 | B | 30.99 | 62.51 | 2025-09-12 | VerticalCompact-BCD_1x2 | 2484 | 608 | 1153 |  |  | 166.1 | 28 | 28 | 800 | EC motor | 5060 | 1 | no | no | D | D | Aluminum | 2025-01-02 | 6 | 3 | yes | piece | 1
GCVC PD 063.2/11-39 | GCVC PD | 063.2/11-39 | 4251894 | finoox | GCVC 063.2D/1x1-2557-2-D/6/40/2.10/1200/AXS/1/015023 | 5296 | 1 | 1 | 2557 | Axial | 44252 | 44569 | 150.55 | 8839 | 900 | VT03144U.1 | 0.466 | 0.85 | C | 38.6 | 69.97 | 2025-01-13 | VerticalCompact-BCD_1x1 | 1284 | 623 | 1153 |  |  | 109.9 | 28 | 28 | 630 | EC motor | 5060 | 2 | no | no | D | D | Aluminum | 2025-01-02 | 10 | 6 | yes | piece | 1
GCVC PD 063.2/13-35 | GCVC PD | 063.2/13-35 | 4251377 | finoox | GCVC 063.2C/1x3-2509-1-D/4/32/2.10/2700/AXS/1/015023 | 8393 | 3 | 1 | 2509 | Axial | 59391 | 59406 | 180.66 | 14620 | 655 | VT03145U.1 | 0.451 | 0.75 | B | 35.41 | 66.93 | 15 | VerticalCompact-BCD_1x3 | 2784 | 615 | 953 |  |  | 173.6 | 28 | 28 | 630 | EC motor | 5060 | 1 | no | no | C | D | Aluminum | 2025-01-02 | 6 | 4 | yes | piece | 1
GCVC PD 035.2/13-44 | GCVC PD | 035.2/13-44 | 4243760 | finoox | GCVC 035.2B/1x3-2479-1-D/3/24/2.10/2160/AXS/1/015023 | 4412 | 3 | 1 | 2479 | Axial | 32.85 | 32936 | 81.3 | 9862 | 1475 | VT03133 | 0.459 | 1935-01-01 | C | 44 | 75.37 | 2025-08-06 | VerticalCompact-BCD_1x3a | 2244 | 477 | 753 |  |  | 100.3 | 22 | 22 | 350 | EC motor | 5060 | 1 | no | no | B | D | Aluminum | 2025-01-02 | 6 | 3 | yes | piece | 1
GCVC PD 045.2/23-40 | GCVC PD | 045.2/23-40 | 4244622 | finoox | GCVC 045.2C/2x3-2524-1-D/4/64/2.10/2700/EXS/1/015023 | 12484 | 3 | 2 | 2524 | Axial | 82409 | 82561 | 361.32 | 17580 | 750 | VT03007U.1 | 0.454 | 0.37 | A | 40.16 | 71.91 | 2025-09-30 | VerticalCompact-BCD_2x3 | 2784 | 800 | 1761 |  |  | 315.3 | 35 | 35 | 450 | EC motor | 5060 | 1 | no | no | C | D | Epoxy coated aluminum | 2025-01-02 | 6 | 4 | yes | piece | 1
GCVC PD 063.2/22-23 | GCVC PD | 063.2/22-23 | 4247612 | finoox | GCVC 063.2D/2x2-2502-1-D/6/80/2.10/2400/AXS/1/015023 | 16405 | 2 | 2 | 2502 | Axial | 75249 | 75914 | 602.19 | 12679 | 385 | VT03145U.1 | 0.15 | 0.2 | A+ | 23.45 | 55.26 | 50.5 | VerticalCompact-BCD_2x2 | 2484 | 800 | 2161 |  |  | 383.7 | 35 | 35 | 630 | EC motor | 5060 | 1 | no | no | D | D | Aluminum | 2025-01-02 | 10 | 6 | yes | piece | 1
GCVC PD 063.2/23-32 | GCVC PD | 063.2/23-32 | 4246937 | finoox | GCVC 063.2C/2x3-2503-1-D/6/64/2.10/2700/EXS/1/015023 | 19930 | 3 | 2 | 2503 | Axial | 89246 | 89702 | 541.97 | 15811 | 425 | VT03145U.1 | 0.303 | 0.25 | A+ | 31.99 | 63.74 | 45 | VerticalCompact-BCD_2x3 | 2784 | 800 | 1761 |  |  | 383.7 | 35 | 35 | 630 | EC motor | 5060 | 1 | no | no | C | D | Epoxy coated aluminum | 2025-01-02 | 8 | 6 | yes | piece | 1
GCVC PD 050.2/23-35 | GCVC PD | 050.2/23-35 | 4245387 | finoox | GCVC 050.2C/2x3-2513-1-D/6/64/2.10/2700/EXS/1/015023 | 16322 | 3 | 2 | 2513 | Axial | 98413 | 98842 | 541.97 | 17853 | 630 | VT03011U.1 | 0.426 | 0.37 | A | 35.14 | 66.89 | 45 | VerticalCompact-BCD_2x3 | 2784 | 800 | 1761 |  |  | 378.4 | 35 | 35 | 500 | EC motor | 5060 | 1 | no | no | C | D | Epoxy coated aluminum | 2025-01-02 | 8 | 6 | yes | piece | 1
GCVC PD 050.2/13-33 | GCVC PD | 050.2/13-33 | 4249793 | finoox | GCVC 050.2C/1x3-2513-1-D/3/32/2.10/2700/EXS/1/015023 | 6778 | 3 | 1 | 2513 | Axial | 38507 | 38.56 | 135.49 | 10073 | 630 | VT03011U.1 | 0.202 | 0.37 | A | 32.56 | 64.07 | 2025-01-11 | VerticalCompact-BCD_1x3 | 2784 | 586 | 953 |  |  | 157.4 | 22 | 22 | 500 | EC motor | 5060 | 1 | no | no | C | D | Epoxy coated aluminum | 2025-01-02 | 6 | 3 | yes | piece | 1
GCVC PD 035.2/13-44 | GCVC PD | 035.2/13-44 | 4243769 | finoox | GCVC 035.2B/1x3-2724-X-D/4/24/2.10/2160/AXS/1/015023 | 3210 | 3 | 1 | 2724 | Axial | 35767 | 35845 | 108.39 | 8452 | 1550 | VT03167U | 0.672 | 0.95 | D | 44.06 | 75.44 | 2025-09-08 | VerticalCompact-BCD_1x3a | 2244 | 518 | 753 |  |  | 110.9 | 22 | 22 | 350 | AC motor | 60 | X | no | no | B | D | Aluminum | 2025-01-02 | 6 | 4 | yes | piece | 1
GCVC PD 050.2/21-46 | GCVC PD | 050.2/21-46 | 4244889 | finoox | GCVC 050.2C/2x1-2411-1-D/3/64/2.10/900/EXS/1/015023 | 5304 | 1 | 2 | 2411 | Axial | 40975 | 41199 | 90.33 | 13771 | 1260 | VT03011U.1 | 0.917 | 2025-02-02 | D | 46.02 | 77.53 | 2025-03-08 | VerticalCompact-BCD_2x1 | 984 | 800 | 1761 |  |  | 117.7 | 22 | 22 | 500 | EC motor | 5060 | 1 | no | no | C | D | Epoxy coated aluminum | 2025-01-02 | 8 | 3 | yes | piece | 1
GCVC PD 050.2/14-46 | GCVC PD | 050.2/14-46 | 4250014 | finoox | GCVC 050.2C/1x4-2421-1-D/3/32/2.10/3600/AXS/1/015023 | 8255 | 4 | 1 | 2421 | Axial | 78687 | 78613 | 180.66 | 25929 | 1150 | VT03011U.1 | 1411 | 1975-01-01 | D | 46.04 | 77.66 | 2025-05-15 | VerticalCompact-BCD_1x4 | 3684 | 586 | 953 |  |  | 205.4 | 35 | 35 | 500 | EC motor | 5060 | 1 | no | no | C | D | Aluminum | 2025-01-02 | 4 | 3 | yes | piece | 1
GCVC PD 080.2/21-31 | GCVC PD | 080.2/21-31 | 4248048 | finoox | GCVC 080.2D/2x1-2482-1-D/3/80/2.10/1200/AXS/1/015023 | 7791 | 1 | 2 | 2482 | Axial | 53837 | 53.87 | 150.55 | 14956 | 440 | VT03061U.1 | 0.334 | 0.75 | B | 30.86 | 62.51 | 14 | VerticalCompact-BCD_2x1 | 1284 | 800 | 2161 |  |  | 176.7 | 28 | 28 | 800 | EC motor | 5060 | 1 | no | no | D | D | Aluminum | 2025-01-02 | 10 | 3 | yes | piece | 1
GCVC PD 063.2/13-34 | GCVC PD | 063.2/13-34 | 4252308 | finoox | GCVC 063.2D/1x3-2509-1-D/6/40/2.10/3600/AXS/1/015023 | 11663 | 3 | 1 | 2509 | Axial | 86466 | 86431 | 451.65 | 16704 | 655 | VT03145U.1 | 0.421 | 0.75 | A | 33.53 | 65.21 | 36.9 | VerticalCompact-BCD_1x3 | 3684 | 615 | 1153 |  |  | 290.7 | 35 | 35 | 630 | EC motor | 5060 | 1 | no | no | D | D | Aluminum | 2025-01-02 | 8 | 6 | yes | piece | 1
GCVC PD 050.2/23-39 | GCVC PD | 050.2/23-39 | 4245397 | finoox | GCVC 050.2C/2x3-2515-1-D/3/64/2.10/2700/EXS/1/015023 | 13172 | 3 | 2 | 2515 | Axial | 86521 | 86681 | 270.99 | 24344 | 755 | VT03011U.1 | 0.65 | 0.58 | B | 39.33 | 71.08 | 2025-09-23 | VerticalCompact-BCD_2x3 | 2784 | 800 | 1761 |  |  | 299.2 | 35 | 35 | 500 | EC motor | 5060 | 1 | no | no | C | D | Epoxy coated aluminum | 2025-01-02 | 6 | 3 | yes | piece | 1
GCVC PD 080.2/21-37 | GCVC PD | 080.2/21-37 | 4248073 | finoox | GCVC 080.2D/2x1-2486-1-D/4/80/2.10/1200/AXS/1/015023 | 8294 | 1 | 2 | 2486 | Axial | 73552 | 73885 | 200.73 | 18346 | 565 | VT03061U.1 | 0.702 | 1955-01-01 | C | 36.92 | 68.57 | 2025-04-19 | VerticalCompact-BCD_2x1 | 1284 | 800 | 2161 |  |  | 192.5 | 35 | 35 | 800 | EC motor | 5060 | 1 | no | no | D | D | Aluminum | 2025-01-02 | 10 | 4 | yes | piece | 1
GCVC PD 063.2/22-37 | GCVC PD | 063.2/22-37 | 4247665 | finoox | GCVC 063.2D/2x2-2511-1-D/4/80/2.10/2400/AXS/1/015023 | 14191 | 2 | 2 | 2511 | Axial | 118819 | 118878 | 401.46 | 26985 | 730 | VT03145U.1 | 0.722 | 1 | B | 36.73 | 68.54 | 36.3 | VerticalCompact-BCD_2x2 | 2484 | 800 | 2161 |  |  | 326 | 42 | 42 | 630 | EC motor | 5060 | 1 | no | no | D | D | Aluminum | 2025-01-02 | 6 | 4 | yes | piece | 1
GCVC PD 050.2/14-54 | GCVC PD | 050.2/14-54 | 4250097 | finoox | GCVC 050.2C/1x4-2560-2-D/6/32/2.10/3600/EXS/1/015023 | 12954 | 4 | 1 | 2560 | Axial | 126147 | 126613 | 361.32 | 27918 | 1415 | VT03013U.1 | 2649 | 2021-01-01 | D | 53.9 | 85.53 | 31.4 | VerticalCompact-BCD_1x4 | 3684 | 607 | 953 |  |  | 279.2 | 42 | 42 | 500 | EC motor | 5060 | 2 | no | no | C | D | Epoxy coated aluminum | 2025-01-02 | 4 | 6 | yes | piece | 1
GCVC PD 063.2/14-34 | GCVC PD | 063.2/14-34 | 4251574 | finoox | GCVC 063.2C/1x4-2507-1-D/4/32/2.10/3600/EXS/1/015023 | 11228 | 4 | 1 | 2507 | Axial | 72444 | 72477 | 240.88 | 17023 | 580 | VT03145U.1 | 0.427 | 0.55 | B | 34 | 65.63 | 2025-02-20 | VerticalCompact-BCD_1x4 | 3684 | 615 | 953 |  |  | 227.3 | 35 | 35 | 630 | EC motor | 5060 | 1 | no | no | C | D | Epoxy coated aluminum | 2025-01-02 | 4 | 4 | yes | piece | 1
GCVC PD 063.2/12-32 | GCVC PD | 063.2/12-32 | 4251164 | finoox | GCVC 063.2C/1x2-2508-1-D/3/32/2.10/1800/AXS/1/015023 | 5780 | 2 | 1 | 2508 | Axial | 33556 | 33527 | 90.33 | 9768 | 615 | VT03145U.1 | 0.247 | 0.65 | B | 31.52 | 62.91 | 2025-06-07 | VerticalCompact-BCD_1x2 | 1884 | 615 | 953 |  |  | 109.6 | 22 | 22 | 630 | EC motor | 5060 | 1 | no | no | C | D | Aluminum | 2025-01-02 | 8 | 3 | yes | piece | 1
GCVC PD 050.2/24-50 | GCVC PD | 050.2/24-50 | 4245674 | finoox | GCVC 050.2C/2x4-2522-1-D/6/64/2.10/3600/AXS/1/015023 | 20147 | 4 | 2 | 2522 | Axial | 229.65 | 230689 | 722.63 | 46999 | 1200 | VT03011U.1 | 3356 | 2025-09-01 | D | 50.15 | 82.01 | 62.7 | VerticalCompact-BCD_2x4 | 3684 | 800 | 1761 |  |  | 499.9 | 54 | 54 | 500 | EC motor | 5060 | 1 | no | no | C | D | Aluminum | 2025-01-02 | 4 | 6 | yes | piece | 1
GCVC PD 063.2/13-64 | GCVC PD | 063.2/13-64 | 4251406 | finoox | GCVC 063.2C/1x3-2550-2-D/3/32/2.10/2700/AXS/1/015023 | 11199 | 3 | 1 | 2550 | Axial | 87321 | 87002 | 135.49 | 37854 | 1285 | VT03143U.1 | 6273 | 2026-03-01 | E | 63.86 | 95.37 | 12 | VerticalCompact-BCD_1x3 | 2784 | 611 | 953 |  |  | 227.8 | 35 | 35 | 630 | EC motor | 5060 | 2 | no | no | C | D | Aluminum | 2025-01-02 | 4 | 3 | yes | piece | 1
GCVC PD 063.2/21-62 | GCVC PD | 063.2/21-62 | 4246588 | finoox | GCVC 063.2C/2x1-2550-2-D/3/64/2.10/900/EXS/1/015023 | 9265 | 1 | 2 | 2550 | Axial | 56802 | 57182 | 90.33 | 25236 | 1285 | VT03143U.1 | 4182 | 2026-03-01 | E | 62.1 | 93.61 | 9 | VerticalCompact-BCD_2x1 | 984 | 800 | 1761 |  |  | 165 | 28 | 28 | 630 | EC motor | 5060 | 2 | no | no | C | D | Epoxy coated aluminum | 2025-01-02 | 8 | 3 | yes | piece | 1
GCVC PD 050.2/24-58 | GCVC PD | 050.2/24-58 | 4245692 | finoox | GCVC 050.2C/2x4-2561-2-D/6/64/2.10/3600/AXS/1/015023 | 24783 | 4 | 2 | 2561 | Axial | 269649 | 270779 | 722.63 | 59529 | 1505 | VT03013U.1 | 6332 | 1938-01-01 | D | 57.99 | 89.85 | 65.4 | VerticalCompact-BCD_2x4 | 3684 | 800 | 1761 |  |  | 541.3 | 64 | 64 | 500 | EC motor | 5060 | 2 | no | no | C | D | Aluminum | 2025-01-02 | 4 | 6 | yes | piece | 1
GCVC PD 080.2/22-26 | GCVC PD | 080.2/22-26 | 4248379 | finoox | GCVC 080.2D/2x2-2493-1-D/4/80/2.10/2400/AXS/1/015023 | 16354 | 2 | 2 | 2493 | Axial | 91882 | 91967 | 401.46 | 19502 | 320 | VT03062U.1 | 0.281 | 0.35 | A+ | 26.16 | 57.97 | 34.8 | VerticalCompact-BCD_2x2 | 2484 | 800 | 2161 |  |  | 345.8 | 35 | 35 | 800 | EC motor | 5060 | 1 | no | no | D | D | Aluminum | 2025-01-02 | 8 | 4 | yes | piece | 1
GCVC PD 050.2/14-34 | GCVC PD | 050.2/14-34 | 4250031 | finoox | GCVC 050.2C/1x4-2513-1-D/6/32/2.10/3600/EXS/1/015023 | 10656 | 4 | 1 | 2513 | Axial | 65667 | 65.95 | 361.32 | 11902 | 630 | VT03011U.1 | 0.284 | 0.37 | A | 33.5 | 65.12 | 2025-05-29 | VerticalCompact-BCD_1x4 | 3684 | 586 | 953 |  |  | 257.3 | 35 | 35 | 500 | EC motor | 5060 | 1 | no | no | C | D | Epoxy coated aluminum | 2025-01-02 | 6 | 6 | yes | piece | 1
GCVC PD 050.2/13-32 | GCVC PD | 050.2/13-32 | 4244345 | finoox | GCVC 050.2B/1x3-2512-1-D/4/24/2.10/2160/AXS/1/015023 | 5873 | 3 | 1 | 2512 | Axial | 30198 | 30237 | 108.39 | 6852 | 565 | VT03011U.1 | 0.168 | 0.28 | A | 31.77 | 63.15 | 2025-09-08 | VerticalCompact-BCD_1x3a | 2244 | 586 | 753 |  |  | 122.8 | 22 | 22 | 500 | EC motor | 5060 | 1 | no | no | B | D | Aluminum | 2025-01-02 | 8 | 4 | yes | piece | 1
GCVC PD 080.2/22-56 | GCVC PD | 080.2/22-56 | 4248537 | finoox | GCVC 080.2D/2x2-2710-2-D/4/80/2.10/2400/AXS/1/015023 | 21865 | 2 | 2 | 2710 | Axial | 220528 | 221562 | 401.46 | 68541 | 975 | VT03059U.2 | 7696 | 3 | E | 56.09 | 87.9 | 39.5 | VerticalCompact-BCD_2x2 | 2484 | 800 | 2161 |  |  | 401.5 | 54 | 54 | 800 | EC motor | 5060 | 2 | no | no | D | D | Aluminum | 2025-01-02 | 4 | 4 | yes | piece | 1
GCVC PD 050.2/13-31 | GCVC PD | 050.2/13-31 | 4250675 | finoox | GCVC 050.2D/1x3-2385-J-D/3/40/2.10/3600/EXS/1/015023 | 6421 | 3 | 1 | 2385 | Axial | 42.14 | 42068 | 225.82 | 9491 | 430 | VT01435 | 0.396 | 0.32 | C | 2025-07-31 | 62.75 | 2025-06-18 | VerticalCompact-BCD_1x3 | 3684 | 596 | 1153 |  |  | 237.2 | 28 | 28 | 500 | AC motor | 60 | J | no | no | D | D | Epoxy coated aluminum | 2025-01-02 | 6 | 3 | yes | piece | 1
GCVC PD 063.2/13-54 | GCVC PD | 063.2/13-54 | 4252166 | finoox | GCVC 063.2D/1x3-2357-S-D/4/40/2.10/3600/EXS/1/015023 | 10434 | 3 | 1 | 2357 | Axial | 126228 | 126113 | 301.1 | 36956 | 1040 | VT01441 | 4552 | 3 | E | 53.62 | 85.3 | 26 | VerticalCompact-BCD_1x3 | 3684 | 606 | 1153 |  |  | 316.5 | 42 | 42 | 630 | AC motor | 50 | S | no | no | D | D | Epoxy coated aluminum | 2025-01-02 | 4 | 4 | yes | piece | 1
GCVC PD 063.2/22-67 | GCVC PD | 063.2/22-67 | 4247581 | finoox | GCVC 063.2D/2x2-2412-2-D/4/80/2.10/2400/AXS/1/015023 | 19132 | 2 | 2 | 2412 | Axial | 220651 | 221.69 | 401.46 | 68610 | 1510 | VT03143U.1 | 12825 | 5 | E | 66.93 | 98.74 | 39.5 | VerticalCompact-BCD_2x2 | 2484 | 800 | 2161 |  |  | 421 | 54 | 54 | 630 | EC motor | 5060 | 2 | no | no | D | D | Aluminum | 2025-01-02 | 4 | 4 | yes | piece | 1
GCVC PD 063.2/22-46 | GCVC PD | 063.2/22-46 | 4246836 | finoox | GCVC 063.2C/2x2-2558-2-D/6/64/2.10/1800/AXS/1/015023 | 14633 | 2 | 2 | 2558 | Axial | 134897 | 135404 | 361.32 | 29888 | 950 | VT03144U.1 | 2497 | 1 | D | 46.45 | 78.08 | 32.4 | VerticalCompact-BCD_2x2 | 1884 | 800 | 1761 |  |  | 283.1 | 42 | 42 | 630 | EC motor | 5060 | 2 | no | no | C | D | Aluminum | 2025-01-02 | 8 | 6 | yes | piece | 1
GCVC PD 050.2/24-48 | GCVC PD | 050.2/24-48 | 4245661 | finoox | GCVC 050.2C/2x4-2520-1-D/4/64/2.10/3600/AXS/1/015023 | 17620 | 4 | 2 | 2520 | Axial | 177.33 | 177592 | 481.75 | 45016 | 1070 | VT03011U.1 | 2342 | 2025-04-01 | C | 47.91 | 79.77 | 44 | VerticalCompact-BCD_2x4 | 3684 | 800 | 1761 |  |  | 429.1 | 54 | 54 | 500 | EC motor | 5060 | 1 | no | no | C | D | Aluminum | 2025-01-02 | 4 | 4 | yes | piece | 1
GCVC PD 045.2/24-49 | GCVC PD | 045.2/24-49 | 4244735 | finoox | GCVC 045.2C/2x4-2528-1-D/3/64/2.10/3600/EXS/1/015023 | 14977 | 4 | 2 | 2528 | Axial | 121087 | 120959 | 361.32 | 34121 | 1050 | VT03007U.1 | 1949-01-01 | 0.84 | C | 48.65 | 80.51 | 32 | VerticalCompact-BCD_2x4 | 3684 | 800 | 1761 |  |  | 375.5 | 42 | 42 | 450 | EC motor | 5060 | 1 | no | no | C | D | Epoxy coated aluminum | 2025-01-02 | 4 | 3 | yes | piece | 1
GCVC PD 045.2/24-56 | GCVC PD | 045.2/24-56 | 4244683 | finoox | GCVC 045.2C/2x4-0423-X-D/6/64/2.10/3600/EXS/1/015023 | 13919 | 4 | 2 | 423 | Axial | 221896 | 222749 | 722.63 | 46079 | 1460 | VT0326U | 5004 | 3 | D | 56.2 | 88.06 | 62.7 | VerticalCompact-BCD_2x4 | 3684 | 800 | 1761 |  |  | 515.7 | 54 | 54 | 450 | AC motor | 60 | X | no | no | C | D | Epoxy coated aluminum | 2025-01-02 | 4 | 6 | yes | piece | 1
GCVC PD 040.2/11-42 | GCVC PD | 040.2/11-42 | 4243684 | finoox | GCVC 040.2A/1x1-1735-X-D/2/20/2.10/600/AXS/2/015023 | 967 | 1 | 1 | 1735 | Axial | 7244 | 7306 | 1955-12-01 | 3585 | 1450 | VT0605 | 0.27 | 2025-01-01 | E | 41.97 | 73.04 | 2025-02-01 | VerticalCompact-A_1x1 | 660 | 288 | 507 |  |  | 2025-02-16 | 16 | 16 | 400 | AC motor | 60 | X | no | no | A | D | Aluminum | 2025-01-02 | 10 | 2 | yes | piece | 1
GCVC PD 040.2/11-42 | GCVC PD | 040.2/11-42 | 4243776 | finoox | GCVC 040.2B/1x1-1735-X-D/3/24/2.10/720/AXS/1/015023 | 1667 | 1 | 1 | 1735 | Axial | 1984-11-01 | 11935 | 2025-01-27 | 3780 | 1450 | VT0605 | 0.264 | 2025-01-01 | D | 41.87 | 73.04 | 2025-04-02 | VerticalCompact-BCD_1x1 | 804 | 476 | 753 |  |  | 41.7 | 16 | 16 | 400 | AC motor | 60 | X | no | no | B | D | Aluminum | 2025-01-02 | 8 | 3 | yes | piece | 1
GCVC PD 050.2/14-36 | GCVC PD | 050.2/14-36 | 4249906 | finoox | GCVC 050.2C/1x4-2336-D-D/4/32/2.10/3600/EXS/1/015023 | 6961 | 4 | 1 | 2336 | Axial | 63911 | 64001 | 240.88 | 14242 | 660 | VT01437 | 0.505 | 0.33 | B | 36.07 | 67.7 | 2025-06-19 | VerticalCompact-BCD_1x4 | 3684 | 596 | 953 |  |  | 231.8 | 28 | 28 | 500 | AC motor | 50 | D | no | no | C | D | Epoxy coated aluminum | 2025-01-02 | 4 | 4 | yes | piece | 1
GCVC PD 050.2/12-32 | GCVC PD | 050.2/12-32 | 4250372 | finoox | GCVC 050.2D/1x2-2333-S-D/3/40/2.10/2400/AXS/1/015023 | 4083 | 2 | 1 | 2333 | Axial | 33298 | 33229 | 150.55 | 7757 | 530 | VT01435 | 0.295 | 0.35 | C | 32.18 | 63.71 | 2025-04-12 | VerticalCompact-BCD_1x2 | 2484 | 596 | 1153 |  |  | 161.1 | 22 | 22 | 500 | AC motor | 50 | S | no | no | D | D | Aluminum | 2025-01-02 | 8 | 3 | yes | piece | 1
GCVC PD 050.2/13-33 | GCVC PD | 050.2/13-33 | 4250616 | finoox | GCVC 050.2D/1x3-2333-S-D/4/40/2.10/3600/EXS/1/015023 | 7190 | 3 | 1 | 2333 | Axial | 55.61 | 55639 | 301.1 | 11362 | 530 | VT01435 | 0.444 | 0.35 | B | 33.23 | 64.91 | 2025-05-24 | VerticalCompact-BCD_1x3 | 3684 | 596 | 1153 |  |  | 258.9 | 28 | 28 | 500 | AC motor | 50 | S | no | no | D | D | Epoxy coated aluminum | 2025-01-02 | 6 | 4 | yes | piece | 1
GCVC PD 050.2/24-33 | GCVC PD | 050.2/24-33 | 4245500 | finoox | GCVC 050.2C/2x4-2337-S-D/3/64/2.10/3600/AXS/1/015023 | 11473 | 4 | 2 | 2337 | Axial | 96608 | 96572 | 361.32 | 23508 | 510 | VT01437 | 0.634 | 0.16 | B | 32.69 | 64.55 | 2025-08-30 | VerticalCompact-BCD_2x4 | 3684 | 800 | 1761 |  |  | 406.3 | 35 | 35 | 500 | AC motor | 50 | S | no | no | C | D | Aluminum | 2025-01-02 | 4 | 3 | yes | piece | 1
GCVC PD 050.2/21-46 | GCVC PD | 050.2/21-46 | 4245833 | finoox | GCVC 050.2D/2x1-2411-1-D/4/80/2.10/1200/AXS/1/015023 | 6285 | 1 | 2 | 2411 | Axial | 63137 | 63322 | 200.73 | 14686 | 1260 | VT03011U.1 | 0.87 | 2025-02-02 | D | 46.46 | 78.11 | 2025-01-18 | VerticalCompact-BCD_2x1 | 1284 | 800 | 2161 |  |  | 177 | 28 | 28 | 500 | EC motor | 5060 | 1 | no | no | D | D | Aluminum | 2025-01-02 | 10 | 4 | yes | piece | 1
GCVC PD 050.2/22-38 | GCVC PD | 050.2/22-38 | 4246058 | finoox | GCVC 050.2D/2x2-2390-K-D/4/80/2.10/2400/EXS/1/015023 | 9341 | 2 | 2 | 2390 | Axial | 88242 | 88305 | 401.46 | 18823 | 760 | VT01437 | 0.669 | 0.35 | B | 38.34 | 70.15 | 34.8 | VerticalCompact-BCD_2x2 | 2484 | 800 | 2161 |  |  | 329.1 | 35 | 35 | 500 | AC motor | 60 | K | no | no | D | D | Epoxy coated aluminum | 2025-01-02 | 8 | 4 | yes | piece | 1
GCVC PD 050.2/24-42 | GCVC PD | 050.2/24-42 | 4245539 | finoox | GCVC 050.2C/2x4-2355-X-D/6/64/2.10/3600/EXS/1/015023 | 16484 | 4 | 2 | 2355 | Axial | 169193 | 169578 | 722.63 | 33445 | 810 | VT03093U | 1936-02-01 | 2025-03-01 | D | 41.71 | 73.58 | 62.7 | VerticalCompact-BCD_2x4 | 3684 | 800 | 1761 |  |  | 524.7 | 54 | 54 | 500 | AC motor | 60 | X | no | no | C | D | Epoxy coated aluminum | 2025-01-02 | 6 | 6 | yes | piece | 1
GCVC PD 050.2/24-59 | GCVC PD | 050.2/24-59 | 4245601 | finoox | GCVC 050.2C/2x4-2420-2-D/4/64/2.10/3600/AXS/1/015023 | 22055 | 4 | 2 | 2420 | Axial | 229787 | 229.46 | 481.75 | 71167 | 1600 | VT03013U.1 | 7504 | 1965-01-01 | E | 59.11 | 90.97 | 44 | VerticalCompact-BCD_2x4 | 3684 | 800 | 1761 |  |  | 465.9 | 54 | 54 | 500 | EC motor | 5060 | 2 | no | no | C | D | Aluminum | 2025-01-02 | 4 | 4 | yes | piece | 1
GCVC PD 035.2/12-32 | GCVC PD | 035.2/12-32 | 4243737 | finoox | GCVC 035.2B/1x2-2345-X-D/4/24/2.10/1440/AXS/1/015023 | 2476 | 2 | 1 | 2345 | Axial | 18637 | 18699 | 72.26 | 4020 | 1020 | VT03149U | 0.181 | 0.42 | C | 31.88 | 63.16 | 2025-09-05 | VerticalCompact-BCD_1x2 | 1524 | 514 | 753 |  |  | 76 | 16 | 16 | 350 | AC motor | 60 | X | no | no | B | D | Aluminum | 2025-01-02 | 8 | 4 | yes | piece | 1
GCVC PD 080.2/23-38 | GCVC PD | 080.2/23-38 | 4248611 | finoox | GCVC 080.2D/2x3-2484-1-D/3/80/2.10/3600/EXS/1/015023 | 24696 | 3 | 2 | 2484 | Axial | 169.47 | 169304 | 451.65 | 51754 | 505 | VT03061U.1 | 1946-01-01 | 2015-01-01 | B | 38.12 | 70.08 | 43.1 | VerticalCompact-BCD_2x3 | 3684 | 800 | 2161 |  |  | 472.8 | 54 | 54 | 800 | EC motor | 5060 | 1 | no | no | D | D | Epoxy coated aluminum | 2025-01-02 | 4 | 3 | yes | piece | 1
GCVC PD 063.2/23-40 | GCVC PD | 063.2/23-40 | 4246984 | finoox | GCVC 063.2C/2x3-2511-1-D/4/64/2.10/2700/EXS/1/015023 | 17568 | 3 | 2 | 2511 | Axial | 124693 | 124631 | 361.32 | 32975 | 730 | VT03145U.1 | 1229 | 1 | C | 40.46 | 72.21 | 32.1 | VerticalCompact-BCD_2x3 | 2784 | 800 | 1761 |  |  | 332.7 | 42 | 42 | 630 | EC motor | 5060 | 1 | no | no | C | D | Epoxy coated aluminum | 2025-01-02 | 6 | 4 | yes | piece | 1
GCVC PD 050.2/23-41 | GCVC PD | 050.2/23-41 | 4246358 | finoox | GCVC 050.2D/2x3-2516-1-D/4/80/2.10/3600/EXS/1/015023 | 17587 | 3 | 2 | 2516 | Axial | 130.9 | 130878 | 602.19 | 28393 | 820 | VT03011U.1 | 0.766 | 0.68 | B | 41.48 | 73.44 | 51.6 | VerticalCompact-BCD_2x3 | 3684 | 800 | 2161 |  |  | 467.7 | 42 | 42 | 500 | EC motor | 5060 | 1 | no | no | D | D | Epoxy coated aluminum | 2025-01-02 | 6 | 4 | yes | piece | 1
GCVC PD 050.2/23-60 | GCVC PD | 050.2/23-60 | 4246425 | finoox | GCVC 050.2D/2x3-2563-2-D/6/80/2.10/3600/EXS/1/015023 | 25069 | 3 | 2 | 2563 | Axial | 275462 | 276517 | 903.29 | 57037 | 1680 | VT03013U.1 | 6136 | 1975-01-01 | D | 59.67 | 91.63 | 81.5 | VerticalCompact-BCD_2x3 | 3684 | 800 | 2161 |  |  | 596.9 | 64 | 64 | 500 | EC motor | 5060 | 2 | no | no | D | D | Epoxy coated aluminum | 2025-01-02 | 4 | 6 | yes | piece | 1
GCVC PD 063.2/14-26 | GCVC PD | 063.2/14-26 | 4251541 | finoox | GCVC 063.2C/1x4-2502-1-D/4/32/2.10/3600/AXS/1/015023 | 10669 | 4 | 1 | 2502 | Axial | 51.69 | 51708 | 240.88 | 10962 | 385 | VT03145U.1 | 0.158 | 0.2 | A+ | 25.79 | 57.42 | 2025-06-19 | VerticalCompact-BCD_1x4 | 3684 | 615 | 953 |  |  | 226.7 | 28 | 28 | 630 | EC motor | 5060 | 1 | no | no | C | D | Aluminum | 2025-01-02 | 6 | 4 | yes | piece | 1
GCVC PD 063.2/23-25 | GCVC PD | 063.2/23-25 | 4247861 | finoox | GCVC 063.2D/2x3-2502-1-D/6/80/2.10/3600/EXS/1/015023 | 25449 | 3 | 2 | 2502 | Axial | 112645 | 113547 | 903.29 | 19018 | 385 | VT03145U.1 | 0.225 | 0.2 | A+ | 2025-06-25 | 57.02 | 75.1 | VerticalCompact-BCD_2x3 | 3684 | 800 | 2161 |  |  | 562.9 | 42 | 42 | 630 | EC motor | 5060 | 1 | no | no | D | D | Epoxy coated aluminum | 2025-01-02 | 6 | 6 | yes | piece | 1
GCVC PD 063.2/11-22 | GCVC PD | 063.2/11-22 | 4250932 | finoox | GCVC 063.2C/1x1-2503-1-D/4/32/2.10/900/EXS/1/015023 | 3896 | 1 | 1 | 2503 | Axial | 13858 | 13942 | 60.22 | 3040 | 425 | VT03145U.1 | 0.049 | 0.25 | A+ | 2025-05-22 | 53.32 | 2025-01-05 | VerticalCompact-BCD_1x1 | 984 | 615 | 953 |  |  | 64.5 | 16 | 16 | 630 | EC motor | 5060 | 1 | no | no | C | D | Epoxy coated aluminum | 2025-01-02 | 8 | 4 | yes | piece | 1
GCVC PD 050.2/24-34 | GCVC PD | 050.2/24-34 | 4245616 | finoox | GCVC 050.2C/2x4-2512-1-D/4/64/2.10/3600/EXS/1/015023 | 18341 | 4 | 2 | 2512 | Axial | 105868 | 105827 | 481.75 | 23163 | 565 | VT03011U.1 | 0.423 | 0.28 | A+ | 33.98 | 65.84 | 41.4 | VerticalCompact-BCD_2x4 | 3684 | 800 | 1761 |  |  | 424 | 42 | 42 | 500 | EC motor | 5060 | 1 | no | no | C | D | Epoxy coated aluminum | 2025-01-02 | 6 | 4 | yes | piece | 1
GCVC PD 080.2/22-44 | GCVC PD | 080.2/22-44 | 4248464 | finoox | GCVC 080.2D/2x2-2544-2-D/3/80/2.10/2400/EXS/1/015023 | 18648 | 2 | 2 | 2544 | Axial | 131551 | 131273 | 301.1 | 46157 | 655 | VT03060U.1 | 2079 | 2025-05-01 | D | 43.65 | 75.46 | 2025-04-28 | VerticalCompact-BCD_2x2 | 2484 | 800 | 2161 |  |  | 333.3 | 42 | 42 | 800 | EC motor | 5060 | 2 | no | no | D | D | Epoxy coated aluminum | 2025-01-02 | 6 | 3 | yes | piece | 1
GCVC PD 080.3/11-42 | GCVC PD | 080.3/11-42 | 6179105 | finoox | GCVC 080.3D/1x1-3563-2-D/3/40/2.10/1200/AXS/1/015023 | 5571 | 1 | 1 | 3563 | Axial | 35871 | 35877 | 75.27 | 12038 | 670 | VT01445U.3 | 0.64 | 2015-01-01 | D | 41.8 | 73.16 | 2025-06-06 | VerticalCompact-BCD_1x1 | 1284 | 620 | 1153 |  |  | 109.9 | 22 | 22 | 800 | EC motor | 5060 | 2 | no | no | D | D | Aluminum | 2025-01-02 | 10 | 3 | yes | piece | 1
GCVC PD 080.3/23-49 | GCVC PD | 080.3/23-49 | 6096324 | finoox | GCVC 080.3D/2x3-3563-2-D/4/80/2.10/3600/EXS/1/015023 | 35016 | 3 | 2 | 3563 | Axial | 240962 | 241125 | 602.19 | 67917 | 670 | VT01445U.3 | 3916 | 2015-01-01 | D | 48.91 | 80.87 | 54.8 | VerticalCompact-BCD_2x3 | 3684 | 800 | 2161 |  |  | 639.6 | 54 | 54 | 800 | EC motor | 5060 | 2 | no | no | D | D | Epoxy coated aluminum | 2025-01-02 | 4 | 4 | yes | piece | 1
GCVC PD 080.2/13-34 | GCVC PD | 080.2/13-34 | 4252992 | finoox | GCVC 080.2D/1x3-2447-1-D/3/40/2.10/3600/EXS/1/015023 | 10262 | 3 | 1 | 2447 | Axial | 82788 | 82709 | 225.82 | 24835 | 490 | VT03062U.1 | 0.652 | 2025-01-01 | B | 33.5 | 65.18 | 2025-03-19 | VerticalCompact-BCD_1x3 | 3684 | 608 | 1153 |  |  | 242.5 | 35 | 35 | 800 | EC motor | 5060 | 1 | no | no | D | D | Epoxy coated aluminum | 2025-01-02 | 4 | 3 | yes | piece | 1
GCVC PD 050.2/21-43 | GCVC PD | 050.2/21-43 | 4245792 | finoox | GCVC 050.2D/2x1-2386-K-D/6/80/2.10/1200/AXS/1/015023 | 6291 | 1 | 2 | 2386 | Axial | 65132 | 65.61 | 301.1 | 12025 | 910 | VT01435 | 0.804 | 0.92 | C | 42.97 | 74.62 | 2025-04-27 | VerticalCompact-BCD_2x1 | 1284 | 800 | 2161 |  |  | 219.3 | 35 | 35 | 500 | AC motor | 60 | K | no | no | D | D | Aluminum | 2025-01-02 | 10 | 6 | yes | piece | 1
GCVC PD 050.2/22-46 | GCVC PD | 050.2/22-46 | 4246086 | finoox | GCVC 050.2D/2x2-2421-1-D/6/80/2.10/2400/AXS/1/015023 | 13006 | 2 | 2 | 2421 | Axial | 140937 | 141614 | 602.19 | 26785 | 1150 | VT03011U.1 | 1383 | 1975-01-01 | C | 46.09 | 77.89 | 52 | VerticalCompact-BCD_2x2 | 2484 | 800 | 2161 |  |  | 382.6 | 42 | 42 | 500 | EC motor | 5060 | 1 | no | no | D | D | Aluminum | 2025-01-02 | 8 | 6 | yes | piece | 1
GCVC PD 050.2/24-62 | GCVC PD | 050.2/24-62 | 4245590 | finoox | GCVC 050.2C/2x4-2410-2-D/6/64/2.10/3600/AXS/1/015023 | 24783 | 4 | 2 | 2410 | Axial | 301169 | 302096 | 722.63 | 70664 | 1770 | VT03013U.1 | 10224 | 2025-01-02 | E | 61.5 | 93.36 | 65.4 | VerticalCompact-BCD_2x4 | 3684 | 800 | 1761 |  |  | 541.3 | 64 | 64 | 500 | EC motor | 5060 | 2 | no | no | C | D | Aluminum | 2025-01-02 | 4 | 6 | yes | piece | 1
GCVC PD 080.2/21-26 | GCVC PD | 080.2/21-26 | 4248114 | finoox | GCVC 080.2D/2x1-2495-1-D/3/80/2.10/1200/EXS/1/015023 | 7647 | 1 | 2 | 2495 | Axial | 45827 | 45836 | 150.55 | 12177 | 365 | VT03062U.1 | 0.198 | 0.5 | A | 25.63 | 57.29 | 14 | VerticalCompact-BCD_2x1 | 1284 | 800 | 2161 |  |  | 175.5 | 28 | 28 | 800 | EC motor | 5060 | 1 | no | no | D | D | Epoxy coated aluminum | 2025-01-02 | 10 | 3 | yes | piece | 1
GCVC PD 063.2/13-43 | GCVC PD | 063.2/13-43 | 4251442 | finoox | GCVC 063.2C/1x3-2557-2-D/3/32/2.10/2700/AXS/1/015023 | 8810 | 3 | 1 | 2557 | Axial | 71394 | 71441 | 135.49 | 25139 | 900 | VT03144U.1 | 1454 | 0.85 | D | 42.77 | 74.28 | 12 | VerticalCompact-BCD_1x3 | 2784 | 623 | 953 |  |  | 173.8 | 35 | 35 | 630 | EC motor | 5060 | 2 | no | no | C | D | Aluminum | 2025-01-02 | 4 | 3 | yes | piece | 1
GCVC PD 063.2/22-66 | GCVC PD | 063.2/22-66 | 4247704 | finoox | GCVC 063.2D/2x2-2552-2-D/4/80/2.10/2400/EXS/1/015023 | 19929 | 2 | 2 | 2552 | Axial | 192.97 | 192445 | 401.46 | 65042 | 1435 | VT03143U.1 | 11015 | 2025-03-04 | E | 65.84 | 97.64 | 39.4 | VerticalCompact-BCD_2x2 | 2484 | 800 | 2161 |  |  | 420.9 | 54 | 54 | 630 | EC motor | 5060 | 2 | no | no | D | D | Epoxy coated aluminum | 2025-01-02 | 6 | 4 | yes | piece | 1
GCVC PD 080.2/11-28 | GCVC PD | 080.2/11-28 | 4252538 | finoox | GCVC 080.2D/1x1-2499-1-D/3/40/2.10/1200/EXS/1/015023 | 4395 | 1 | 1 | 2499 | Axial | 27031 | 27038 | 75.27 | 7838 | 465 | VT03062U.1 | 0.188 | 0.95 | B | 27.95 | 59.31 | 2025-06-06 | VerticalCompact-BCD_1x1 | 1284 | 608 | 1153 |  |  | 88.8 | 22 | 22 | 800 | EC motor | 5060 | 1 | no | no | D | D | Epoxy coated aluminum | 2025-01-02 | 10 | 3 | yes | piece | 1
GCVC PD 050.2/14-37 | GCVC PD | 050.2/14-37 | 4250040 | finoox | GCVC 050.2C/1x4-2515-1-D/6/32/2.10/3600/AXS/1/015023 | 10020 | 4 | 1 | 2515 | Axial | 77177 | 77435 | 361.32 | 14448 | 755 | VT03011U.1 | 0.459 | 0.58 | B | 37.43 | 69.05 | 2025-05-29 | VerticalCompact-BCD_1x4 | 3684 | 586 | 953 |  |  | 257.3 | 35 | 35 | 500 | EC motor | 5060 | 1 | no | no | C | D | Aluminum | 2025-01-02 | 6 | 6 | yes | piece | 1
GCVC PD 080.2/12-37 | GCVC PD | 080.2/12-37 | 4252758 | finoox | GCVC 080.2D/1x2-2486-1-D/4/40/2.10/2400/EXS/1/015023 | 8367 | 2 | 1 | 2486 | Axial | 70531 | 70563 | 200.73 | 18346 | 565 | VT03061U.1 | 0.702 | 1955-01-01 | C | 37.05 | 68.57 | 2025-05-17 | VerticalCompact-BCD_1x2 | 2484 | 608 | 1153 |  |  | 181.2 | 35 | 35 | 800 | EC motor | 5060 | 1 | no | no | D | D | Epoxy coated aluminum | 2025-01-02 | 6 | 4 | yes | piece | 1
GCVC PD 063.2/21-32 | GCVC PD | 063.2/21-32 | 4246554 | finoox | GCVC 063.2C/2x1-2508-1-D/4/64/2.10/900/EXS/1/015023 | 7189 | 1 | 2 | 2508 | Axial | 37531 | 37748 | 120.44 | 9128 | 615 | VT03145U.1 | 0.254 | 0.65 | B | 32.42 | 63.93 | 2025-07-10 | VerticalCompact-BCD_2x1 | 984 | 800 | 1761 |  |  | 128.2 | 22 | 22 | 630 | EC motor | 5060 | 1 | no | no | C | D | Epoxy coated aluminum | 2025-01-02 | 8 | 4 | yes | piece | 1
GCVC PD 063.2/23-61 | GCVC PD | 063.2/23-61 | 4247920 | finoox | GCVC 063.2D/2x3-2547-2-D/4/80/2.10/3600/EXS/1/015023 | 28691 | 3 | 2 | 2547 | Axial | 246739 | 246891 | 602.19 | 70960 | 1055 | VT03143U.1 | 6693 | 2025-01-02 | E | 60.92 | 92.88 | 54.8 | VerticalCompact-BCD_2x3 | 3684 | 800 | 2161 |  |  | 612.5 | 54 | 54 | 630 | EC motor | 5060 | 2 | no | no | D | D | Epoxy coated aluminum | 2025-01-02 | 4 | 4 | yes | piece | 1
GCVC PD 063.2/13-42 | GCVC PD | 063.2/13-42 | 4251437 | finoox | GCVC 063.2C/1x3-2556-2-D/4/32/2.10/2700/AXS/1/015023 | 9290 | 3 | 1 | 2556 | Axial | 81672 | 81952 | 180.66 | 22374 | 850 | VT03144U.1 | 1277 | 0.77 | D | 41.53 | 73.04 | 2025-06-15 | VerticalCompact-BCD_1x3 | 2784 | 623 | 953 |  |  | 186.8 | 35 | 35 | 630 | EC motor | 5060 | 2 | no | no | C | D | Aluminum | 2025-01-02 | 4 | 4 | yes | piece | 1
GCVC PD 063.2/11-17 | GCVC PD | 063.2/11-17 | 4251772 | finoox | GCVC 063.2D/1x1-2502-1-D/3/40/2.10/1200/AXS/1/015023 | 4088 | 1 | 1 | 2502 | Axial | 15884 | 15874 | 75.27 | 3586 | 385 | VT03145U.1 | 0.035 | 0.2 | A+ | 17.23 | 48.59 | 2025-03-06 | VerticalCompact-BCD_1x1 | 1284 | 615 | 1153 |  |  | 82.4 | 16 | 16 | 630 | EC motor | 5060 | 1 | no | no | D | D | Aluminum | 2025-01-02 | 10 | 3 | yes | piece | 1
GCVC PD 063.2/23-30 | GCVC PD | 063.2/23-30 | 4247874 | finoox | GCVC 063.2D/2x3-2505-1-D/3/80/2.10/3600/AXS/1/015023 | 18441 | 3 | 2 | 2505 | Axial | 117404 | 117361 | 451.65 | 28250 | 500 | VT03145U.1 | 0.383 | 0.39 | A+ | 30.14 | 62.1 | 40 | VerticalCompact-BCD_2x3 | 3684 | 800 | 2161 |  |  | 429.4 | 42 | 42 | 630 | EC motor | 5060 | 1 | no | no | D | D | Aluminum | 2025-01-02 | 4 | 3 | yes | piece | 1
GCVC PD 050.2/13-45 | GCVC PD | 050.2/13-45 | 4249843 | finoox | GCVC 050.2C/1x3-2521-1-D/6/32/2.10/2700/EXS/1/015023 | 8375 | 3 | 1 | 2521 | Axial | 80373 | 80471 | 270.99 | 16649 | 1135 | VT03011U.1 | 1077 | 1965-01-01 | C | 45.07 | 76.58 | 2025-06-22 | VerticalCompact-BCD_1x3 | 2784 | 586 | 953 |  |  | 197.5 | 35 | 35 | 500 | EC motor | 5060 | 1 | no | no | C | D | Epoxy coated aluminum | 2025-01-02 | 6 | 6 | yes | piece | 1
GCVC PD 080.2/22-47 | GCVC PD | 080.2/22-47 | 4248471 | finoox | GCVC 080.2D/2x2-2546-2-D/4/80/2.10/2400/AXS/1/015023 | 19421 | 2 | 2 | 2546 | Axial | 171955 | 171984 | 401.46 | 48881 | 730 | VT03060U.1 | 2994 | 2025-03-01 | D | 46.66 | 78.47 | 39.4 | VerticalCompact-BCD_2x2 | 2484 | 800 | 2161 |  |  | 368.6 | 54 | 54 | 800 | EC motor | 5060 | 2 | no | no | D | D | Aluminum | 2025-01-02 | 6 | 4 | yes | piece | 1
GCVC PD 080.3/22-62 | GCVC PD | 080.3/22-62 | 6116709 | finoox | GCVC 080.3D/2x2-3557-2-D/6/80/2.10/2400/EXS/1/015023 | 27703 | 2 | 2 | 3557 | Axial | 264859 | 265356 | 602.19 | 68721 | 1100 | VT01445U.3 | 2025-04-11 | 2025-02-04 | E | 62.45 | 94.26 | 58.5 | VerticalCompact-BCD_2x2 | 2484 | 800 | 2161 |  |  | 505.2 | 64 | 64 | 800 | EC motor | 5060 | 2 | no | no | D | D | Epoxy coated aluminum | 2025-01-02 | 6 | 6 | yes | piece | 1
GCVC PD 080.3/23-55 | GCVC PD | 080.3/23-55 | 6177095 | finoox | GCVC 080.3D/2x3-3560-2-D/4/80/2.10/3600/EXS/1/015023 | 35329 | 3 | 2 | 3560 | Axial | 310431 | 307945 | 602.19 | 113056 | 990 | VT01445U.3 | 12101 | 2025-01-03 | E | 54.58 | 86.54 | 58.2 | VerticalCompact-BCD_2x3 | 3684 | 800 | 2161 |  |  | 645.3 | 64 | 64 | 800 | EC motor | 5060 | 2 | no | no | D | D | Epoxy coated aluminum | 2025-01-02 | 4 | 4 | yes | piece | 1
GCVC PD 050.2/12-50 | GCVC PD | 050.2/12-50 | 4250403 | finoox | GCVC 050.2D/1x2-2349-I-D/4/40/2.10/2400/AXS/1/015023 | 4561 | 2 | 1 | 2349 | Axial | 73.35 | 73421 | 200.73 | 18806 | 1590 | VT03150U | 1645 | 2025-07-01 | D | 49.77 | 81.29 | 2025-05-17 | VerticalCompact-BCD_1x2 | 2484 | 569 | 1153 |  |  | 176.2 | 35 | 35 | 500 | AC motor | 60 | I | no | no | D | D | Aluminum | 2025-01-02 | 6 | 4 | yes | piece | 1
GCVC PD 050.2/23-58 | GCVC PD | 050.2/23-58 | 4245367 | finoox | GCVC 050.2C/2x3-2420-2-D/3/64/2.10/2700/EXS/1/015023 | 16584 | 3 | 2 | 2420 | Axial | 144.02 | 144061 | 270.99 | 55084 | 1600 | VT03013U.1 | 5514 | 1965-01-01 | E | 58.13 | 89.87 | 2025-01-25 | VerticalCompact-BCD_2x3 | 2784 | 800 | 1761 |  |  | 329 | 42 | 42 | 500 | EC motor | 5060 | 2 | no | no | C | D | Epoxy coated aluminum | 2025-01-02 | 4 | 3 | yes | piece | 1
GCVC PD 050.2/21-43 | GCVC PD | 050.2/21-43 | 4244903 | finoox | GCVC 050.2C/2x1-2421-1-D/6/64/2.10/900/EXS/1/015023 | 6352 | 1 | 2 | 2421 | Axial | 54976 | 55345 | 180.66 | 11542 | 1150 | VT03011U.1 | 0.74 | 1975-01-01 | D | 43.06 | 74.57 | 2025-03-16 | VerticalCompact-BCD_2x1 | 984 | 800 | 1761 |  |  | 145.3 | 28 | 28 | 500 | EC motor | 5060 | 1 | no | no | C | D | Epoxy coated aluminum | 2025-01-02 | 12 | 6 | yes | piece | 1
GCVC PD 063.2/21-64 | GCVC PD | 063.2/21-64 | 4247338 | finoox | GCVC 063.2D/2x1-2412-2-D/4/80/2.10/1200/EXS/1/015023 | 10907 | 1 | 2 | 2412 | Axial | 105619 | 106022 | 200.73 | 34305 | 1510 | VT03143U.1 | 6413 | 5 | E | 64.08 | 95.73 | 2025-04-19 | VerticalCompact-BCD_2x1 | 1284 | 800 | 2161 |  |  | 224.6 | 35 | 35 | 630 | EC motor | 5060 | 2 | no | no | D | D | Epoxy coated aluminum | 2025-01-02 | 8 | 4 | yes | piece | 1
GCVC PD 050.2/11-48 | GCVC PD | 050.2/11-48 | 4250325 | finoox | GCVC 050.2D/1x1-2559-2-D/4/40/2.10/1200/AXS/1/015023 | 3627 | 1 | 1 | 2559 | Axial | 32642 | 32.74 | 100.37 | 7702 | 1330 | VT03013U.1 | 0.497 | 2025-08-01 | D | 47.74 | 79.1 | 2025-06-08 | VerticalCompact-BCD_1x1 | 1284 | 607 | 1153 |  |  | 94.2 | 22 | 22 | 500 | EC motor | 5060 | 2 | no | no | D | D | Aluminum | 2025-01-02 | 10 | 4 | yes | piece | 1
GCVC PD 080.2/23-53 | GCVC PD | 080.2/23-53 | 4248707 | finoox | GCVC 080.2D/2x3-2538-2-D/3/80/2.10/3600/EXS/1/015023 | 30548 | 3 | 2 | 2538 | Axial | 217877 | 217605 | 451.65 | 85233 | 800 | VT03059U.2 | 5915 | 1989-01-01 | D | 52.58 | 84.54 | 43.1 | VerticalCompact-BCD_2x3 | 3684 | 800 | 2161 |  |  | 539.4 | 54 | 54 | 800 | EC motor | 5060 | 2 | no | no | D | D | Epoxy coated aluminum | 2025-01-02 | 4 | 3 | yes | piece | 1
GCVC PD 080.2/12-21 | GCVC PD | 080.2/12-21 | 4252782 | finoox | GCVC 080.2D/1x2-2492-1-D/3/40/2.10/2400/AXS/1/015023 | 6963 | 2 | 1 | 2492 | Axial | 39606 | 39591 | 150.55 | 9588 | 295 | VT03062U.1 | 0.112 | 0.3 | A+ | 2025-03-21 | 52.56 | 2025-04-12 | VerticalCompact-BCD_1x2 | 2484 | 608 | 1153 |  |  | 164.2 | 22 | 22 | 800 | EC motor | 5060 | 1 | no | no | D | D | Aluminum | 2025-01-02 | 6 | 3 | yes | piece | 1
GCVC PD 050.2/21-41 | GCVC PD | 050.2/21-41 | 4244950 | finoox | GCVC 050.2C/2x1-2519-1-D/4/64/2.10/900/EXS/1/015023 | 5526 | 1 | 2 | 2519 | Axial | 41396 | 41745 | 120.44 | 10566 | 1010 | VT03011U.1 | 0.493 | 2015-01-01 | C | 40.91 | 72.42 | 2025-07-10 | VerticalCompact-BCD_2x1 | 984 | 800 | 1761 |  |  | 126.4 | 22 | 22 | 500 | EC motor | 5060 | 1 | no | no | C | D | Epoxy coated aluminum | 2025-01-02 | 8 | 4 | yes | piece | 1
GCVC PD 063.2/11-12 | GCVC PD | 063.2/11-12 | 4251761 | finoox | GCVC 063.2D/1x1-2500-1-D/4/40/2.10/1200/AXS/1/015023 | 4246 | 1 | 1 | 2500 | Axial | 14478 | 14554 | 100.37 | 2730 | 310 | VT03145U.1 | 0.024 | 0.13 | A+ | 1945-12-01 | 43.81 | 2025-03-08 | VerticalCompact-BCD_1x1 | 1284 | 615 | 1153 |  |  | 89.7 | 16 | 16 | 630 | EC motor | 5060 | 1 | no | no | D | D | Aluminum | 2025-01-02 | 10 | 4 | yes | piece | 1
GCVC PD 045.2/12-40 | GCVC PD | 045.2/12-40 | 4248950 | finoox | GCVC 045.2C/1x2-2526-1-D/6/32/2.10/1800/AXS/1/015023 | 5236 | 2 | 1 | 2526 | Axial | 36519 | 36844 | 180.66 | 6624 | 900 | VT03007U.1 | 0.249 | 0.58 | B | 39.94 | 71.32 | 2025-08-14 | VerticalCompact-BCD_1x2 | 1884 | 535 | 953 |  |  | 130.5 | 22 | 22 | 450 | EC motor | 5060 | 1 | no | no | C | D | Aluminum | 2025-01-02 | 8 | 6 | yes | piece | 1
GCVC PD 050.2/12-34 | GCVC PD | 050.2/12-34 | 4250513 | finoox | GCVC 050.2D/1x2-2514-1-D/3/40/2.10/2400/EXS/1/015023 | 5372 | 2 | 1 | 2514 | Axial | 33.83 | 33805 | 150.55 | 8119 | 695 | VT03011U.1 | 0.161 | 0.47 | A | 33.66 | 65.18 | 2025-04-12 | VerticalCompact-BCD_1x2 | 2484 | 586 | 1153 |  |  | 151.1 | 22 | 22 | 500 | EC motor | 5060 | 1 | no | no | D | D | Epoxy coated aluminum | 2025-01-02 | 8 | 3 | yes | piece | 1
GCVC PD 045.2/14-47 | GCVC PD | 045.2/14-47 | 4249149 | finoox | GCVC 045.2C/1x4-2529-1-D/3/32/2.10/3600/EXS/1/015023 | 8028 | 4 | 1 | 2529 | Axial | 63169 | 63108 | 180.66 | 18313 | 1125 | VT03007U.1 | 0.906 | 1 | D | 47.39 | 79 | 2025-09-14 | VerticalCompact-BCD_1x4 | 3684 | 535 | 953 |  |  | 199.1 | 28 | 28 | 450 | EC motor | 5060 | 1 | no | no | C | D | Epoxy coated aluminum | 2025-01-02 | 4 | 3 | yes | piece | 1
GCVC PD 080.3/23-49 | GCVC PD | 080.3/23-49 | 6097381 | finoox | GCVC 080.3D/2x3-3482-S-D/3/80/2.10/3600/AXS/1/015023 | 20613 | 3 | 2 | 3482 | Axial | 209379 | 208386 | 451.65 | 72560 | 650 | VT01526 | 6088 | 2025-07-01 | E | 48.97 | 80.93 | 43.1 | VerticalCompact-BCD_2x3 | 3684 | 800 | 2161 |  |  | 592.2 | 54 | 54 | 800 | AC motor | 50 | S | no | no | D | D | Aluminum | 2025-01-02 | 4 | 3 | yes | piece | 1
GCVC PD 080.3/12-58 | GCVC PD | 080.3/12-58 | 6063339 | finoox | GCVC 080.3D/1x2-3558-2-D/4/40/2.10/2400/EXS/1/015023 | 10725 | 2 | 1 | 3558 | Axial | 110891 | 111332 | 200.73 | 37289 | 1060 | VT01445U.3 | 4975 | 2025-04-04 | E | 57.65 | 89.18 | 2025-03-18 | VerticalCompact-BCD_1x2 | 2484 | 620 | 1153 |  |  | 223.7 | 42 | 42 | 800 | EC motor | 5060 | 2 | no | no | D | D | Epoxy coated aluminum | 2025-01-02 | 4 | 4 | yes | piece | 1
GCVC PD 050.2/13-23 | GCVC PD | 050.2/13-23 | 4249742 | finoox | GCVC 050.2C/1x3-2389-J-D/3/32/2.10/2700/AXS/1/015023 | 4804 | 3 | 1 | 2389 | Axial | 32119 | 32099 | 135.49 | 7527 | 450 | VT01437 | 0.246 | 0.17 | B | 22.76 | 54.28 | 2025-01-11 | VerticalCompact-BCD_1x3 | 2784 | 596 | 953 |  |  | 164.6 | 22 | 22 | 500 | AC motor | 60 | J | no | no | C | D | Aluminum | 2025-01-02 | 6 | 3 | yes | piece | 1
GCVC PD 045.2/24-53 | GCVC PD | 045.2/24-53 | 4244696 | finoox | GCVC 045.2C/2x4-2419-1-D/3/64/2.10/3600/AXS/1/015023 | 14185 | 4 | 2 | 2419 | Axial | 146874 | 146813 | 361.32 | 45629 | 1350 | VT03007U.1 | 2954 | 1965-01-01 | D | 53.31 | 85.17 | 32 | VerticalCompact-BCD_2x4 | 3684 | 800 | 1761 |  |  | 375.5 | 42 | 42 | 450 | EC motor | 5060 | 1 | no | no | C | D | Aluminum | 2025-01-02 | 4 | 3 | yes | piece | 1
GCVC PD 080.2/13-42 | GCVC PD | 080.2/13-42 | 4253039 | finoox | GCVC 080.2D/1x3-2487-1-D/6/40/2.10/3600/EXS/1/015023 | 14035 | 3 | 1 | 2487 | Axial | 126909 | 127493 | 451.65 | 25492 | 600 | VT03061U.1 | 1283 | 1985-01-01 | C | 42.11 | 73.79 | 39.2 | VerticalCompact-BCD_1x3 | 3684 | 608 | 1153 |  |  | 313.7 | 42 | 42 | 800 | EC motor | 5060 | 1 | no | no | D | D | Epoxy coated aluminum | 2025-01-02 | 4 | 6 | yes | piece | 1
GCVC PD 063.2/22-62 | GCVC PD | 063.2/22-62 | 4247686 | finoox | GCVC 063.2D/2x2-2549-2-D/4/80/2.10/2400/EXS/1/015023 | 19929 | 2 | 2 | 2549 | Axial | 176.51 | 176378 | 401.46 | 54378 | 1210 | VT03143U.1 | 1962-06-01 | 1986-02-01 | E | 62.16 | 93.97 | 39.4 | VerticalCompact-BCD_2x2 | 2484 | 800 | 2161 |  |  | 420.9 | 54 | 54 | 630 | EC motor | 5060 | 2 | no | no | D | D | Epoxy coated aluminum | 2025-01-02 | 6 | 4 | yes | piece | 1
GCVC PD 045.2/12-37 | GCVC PD | 045.2/12-37 | 4243902 | finoox | GCVC 045.2B/1x2-2524-1-D/3/24/2.10/1440/EXS/1/015023 | 3998 | 2 | 1 | 2524 | Axial | 18405 | 18412 | 54.2 | 5128 | 750 | VT03007U.1 | 0.153 | 0.37 | B | 36.65 | 67.93 | 2025-05-04 | VerticalCompact-BCD_1x2 | 1524 | 535 | 753 |  |  | 75.3 | 16 | 16 | 450 | EC motor | 5060 | 1 | no | no | B | D | Epoxy coated aluminum | 2025-01-02 | 8 | 3 | yes | piece | 1
GCVC PD 063.2/14-36 | GCVC PD | 063.2/14-36 | 4251572 | finoox | GCVC 063.2C/1x4-2507-1-D/6/32/2.10/3600/AXS/1/015023 | 12084 | 4 | 1 | 2507 | Axial | 78702 | 78895 | 361.32 | 14831 | 580 | VT03145U.1 | 0.445 | 0.55 | B | 36.49 | 68.12 | 2025-05-29 | VerticalCompact-BCD_1x4 | 3684 | 615 | 953 |  |  | 261.9 | 35 | 35 | 630 | EC motor | 5060 | 1 | no | no | C | D | Aluminum | 2025-01-02 | 6 | 6 | yes | piece | 1
GCVC PD 080.3/11-43 | GCVC PD | 080.3/11-43 | 6109858 | finoox | GCVC 080.3D/1x1-3488-I-D/3/40/2.10/1200/EXS/1/015023 | 4217 | 1 | 1 | 3488 | Axial | 37893 | 37.98 | 75.27 | 13663 | 720 | VT01371 | 1179 | 1935-02-01 | E | 42.88 | 74.24 | 2025-06-06 | VerticalCompact-BCD_1x1 | 1284 | 605 | 1153 |  |  | 110.6 | 22 | 22 | 800 | AC motor | 60 | I | no | no | D | D | Epoxy coated aluminum | 2025-01-02 | 8 | 3 | yes | piece | 1
GCVC PD 080.3/23-55 | GCVC PD | 080.3/23-55 | 6192434 | finoox | GCVC 080.3D/2x3-3559-2-D/3/80/2.10/3600/AXS/1/015023 | 32059 | 3 | 2 | 3559 | Axial | 311668 | 306901 | 451.65 | 126154 | 1045 | VT01445U.3 | 13771 | 1965-03-01 | E | 55.26 | 87.22 | 46.5 | VerticalCompact-BCD_2x3 | 3684 | 800 | 2161 |  |  | 601.6 | 64 | 64 | 800 | EC motor | 5060 | 2 | no | no | D | D | Aluminum | 2025-01-02 | 2 | 3 | yes | piece | 1
GCVC PD 080.3/21-52 | GCVC PD | 080.3/21-52 | 6140084 | finoox | GCVC 080.3D/2x1-3560-2-D/6/80/2.10/1200/AXS/1/015023 | 11839 | 1 | 2 | 3560 | Axial | 137963 | 138664 | 301.1 | 33624 | 990 | VT01445U.3 | 4239 | 2025-01-03 | E | 51.59 | 83.24 | 2025-09-28 | VerticalCompact-BCD_2x1 | 1284 | 800 | 2161 |  |  | 267.3 | 42 | 42 | 800 | EC motor | 5060 | 2 | no | no | D | D | Aluminum | 2025-01-02 | 10 | 6 | yes | piece | 1
GCVC PD 050.3/14-49 | GCVC PD | 050.3/14-49 | 6216785 | finoox | GCVC 050.3C/1x4-3616-W-D/4/32/2.10/3600/EXS/1/015023 | 6996 | 4 | 1 | 3616 | Axial | 97343 | 97408 | 240.88 | 27665 | 1240 | VT01524 | 2707 | 2025-02-03 | E | 49.38 | 81.01 | 2025-02-20 | VerticalCompact-BCD_1x4 | 3684 | 596 | 953 |  |  | 246.3 | 35 | 35 | 500 | AC motor | 50 | W | no | no | C | D | Epoxy coated aluminum | 2025-01-02 | 4 | 4 | yes | piece | 1
GCVC PD 050.2/21-26 | GCVC PD | 050.2/21-26 | 4244797 | finoox | GCVC 050.2C/2x1-2337-S-D/6/64/2.10/900/EXS/1/015023 | 5136 | 1 | 2 | 2337 | Axial | 28464 | 28717 | 180.66 | 5068 | 510 | VT01437 | 0.162 | 0.16 | B | 26.45 | 57.96 | 2025-06-15 | VerticalCompact-BCD_2x1 | 984 | 800 | 1761 |  |  | 149 | 22 | 22 | 500 | AC motor | 50 | S | no | no | C | D | Epoxy coated aluminum | 2025-01-02 | 12 | 6 | yes | piece | 1
GCVC PD 045.2/12-51 | GCVC PD | 045.2/12-51 | 4248922 | finoox | GCVC 045.2C/1x2-2409-1-D/4/32/2.10/1800/EXS/1/015023 | 4910 | 2 | 1 | 2409 | Axial | 44735 | 44752 | 120.44 | 11954 | 1500 | VT03007U.1 | 1044 | 2025-02-02 | D | 51.01 | 82.39 | 2025-04-10 | VerticalCompact-BCD_1x2 | 1884 | 535 | 953 |  |  | 113.7 | 28 | 28 | 450 | EC motor | 5060 | 1 | no | no | C | D | Epoxy coated aluminum | 2025-01-02 | 8 | 4 | yes | piece | 1
GCVC PD 050.2/13-38 | GCVC PD | 050.2/13-38 | 4249708 | finoox | GCVC 050.2C/1x3-2355-X-D/6/32/2.10/2700/AXS/1/015023 | 6172 | 3 | 1 | 2355 | Axial | 66243 | 66617 | 270.99 | 12542 | 810 | VT03093U | 0.885 | 2025-03-01 | C | 37.81 | 69.32 | 2025-06-22 | VerticalCompact-BCD_1x3 | 2784 | 569 | 953 |  |  | 206.8 | 35 | 35 | 500 | AC motor | 60 | X | no | no | C | D | Aluminum | 2025-01-02 | 6 | 6 | yes | piece | 1
GCVC PD 050.2/23-50 | GCVC PD | 050.2/23-50 | 4246232 | finoox | GCVC 050.2D/2x3-2348-S-D/4/80/2.10/3600/EXS/1/015023 | 14450 | 3 | 2 | 2348 | Axial | 186443 | 186592 | 602.19 | 44484 | 1180 | VT03150U | 3043 | 0.9 | D | 49.61 | 81.57 | 54.8 | VerticalCompact-BCD_2x3 | 3684 | 800 | 2161 |  |  | 501.5 | 54 | 54 | 500 | AC motor | 50 | S | no | no | D | D | Epoxy coated aluminum | 2025-01-02 | 4 | 4 | yes | piece | 1
GCVC PD 063.2/22-31 | GCVC PD | 063.2/22-31 | 4247636 | finoox | GCVC 063.2D/2x2-2506-1-D/6/80/2.10/2400/AXS/1/015023 | 16441 | 2 | 2 | 2506 | Axial | 103207 | 103814 | 602.19 | 18130 | 540 | VT03145U.1 | 0.334 | 0.45 | A+ | 30.54 | 62.35 | 50.5 | VerticalCompact-BCD_2x2 | 2484 | 800 | 2161 |  |  | 383.8 | 35 | 35 | 630 | EC motor | 5060 | 1 | no | no | D | D | Aluminum | 2025-01-02 | 8 | 6 | yes | piece | 1
GCVC PD 063.2/11-26 | GCVC PD | 063.2/11-26 | 4250946 | finoox | GCVC 063.2C/1x1-2506-1-D/3/32/2.10/900/AXS/1/015023 | 3681 | 1 | 1 | 2506 | Axial | 15398 | 15467 | 45.16 | 4232 | 540 | VT03145U.1 | 0.087 | 0.45 | B | 25.86 | 57.13 | 2025-09-03 | VerticalCompact-BCD_1x1 | 984 | 615 | 953 |  |  | 60.1 | 16 | 16 | 630 | EC motor | 5060 | 1 | no | no | C | D | Aluminum | 2025-01-02 | 8 | 3 | yes | piece | 1
GCVC PD 063.2/13-63 | GCVC PD | 063.2/13-63 | 4251405 | finoox | GCVC 063.2C/1x3-2549-2-D/4/32/2.10/2700/EXS/1/015023 | 12095 | 3 | 1 | 2549 | Axial | 98226 | 98413 | 180.66 | 33188 | 1210 | VT03143U.1 | 5296 | 1986-02-01 | E | 63.28 | 94.79 | 2025-06-15 | VerticalCompact-BCD_1x3 | 2784 | 611 | 953 |  |  | 240.8 | 35 | 35 | 630 | EC motor | 5060 | 2 | no | no | C | D | Epoxy coated aluminum | 2025-01-02 | 4 | 4 | yes | piece | 1
GCVC PD 080.2/23-43 | GCVC PD | 080.2/23-43 | 4248735 | finoox | GCVC 080.2D/2x3-2543-2-D/4/80/2.10/3600/EXS/1/015023 | 29291 | 3 | 2 | 2543 | Axial | 217582 | 217783 | 602.19 | 56833 | 575 | VT03060U.1 | 2026-02-01 | 0.78 | C | 43.39 | 75.35 | 54.8 | VerticalCompact-BCD_2x3 | 3684 | 800 | 2161 |  |  | 534 | 54 | 54 | 800 | EC motor | 5060 | 2 | no | no | D | D | Epoxy coated aluminum | 2025-01-02 | 4 | 4 | yes | piece | 1
GCVC PD 080.2/23-41 | GCVC PD | 080.2/23-41 | 4248613 | finoox | GCVC 080.2D/2x3-2484-1-D/6/80/2.10/3600/EXS/1/015023 | 31429 | 3 | 2 | 2484 | Axial | 212832 | 213.3 | 903.29 | 42187 | 505 | VT03061U.1 | 1562 | 2015-01-01 | B | 41.46 | 73.43 | 78.2 | VerticalCompact-BCD_2x3 | 3684 | 800 | 2161 |  |  | 606.4 | 54 | 54 | 800 | EC motor | 5060 | 1 | no | no | D | D | Epoxy coated aluminum | 2025-01-02 | 6 | 6 | yes | piece | 1
GCVC PD 050.2/24-59 | GCVC PD | 050.2/24-59 | 4245701 | finoox | GCVC 050.2C/2x4-2562-2-D/6/64/2.10/3600/EXS/1/015023 | 26151 | 4 | 2 | 2562 | Axial | 273177 | 273721 | 722.63 | 63232 | 1595 | VT03013U.1 | 7492 | 1965-01-01 | E | 59.22 | 91.08 | 65.4 | VerticalCompact-BCD_2x4 | 3684 | 800 | 1761 |  |  | 541.3 | 64 | 64 | 500 | EC motor | 5060 | 2 | no | no | C | D | Epoxy coated aluminum | 2025-01-02 | 4 | 6 | yes | piece | 1
GCVC PD 050.2/21-55 | GCVC PD | 050.2/21-55 | 4244994 | finoox | GCVC 050.2C/2x1-2563-2-D/3/64/2.10/900/AXS/1/015023 | 6165 | 1 | 2 | 2563 | Axial | 50534 | 50875 | 90.33 | 18492 | 1680 | VT03013U.1 | 2088 | 1975-01-01 | E | 55.05 | 86.56 | 9 | VerticalCompact-BCD_2x1 | 984 | 800 | 1761 |  |  | 128 | 28 | 28 | 500 | EC motor | 5060 | 2 | no | no | C | D | Aluminum | 2025-01-02 | 8 | 3 | yes | piece | 1
GCVC PD 050.2/21-45 | GCVC PD | 050.2/21-45 | 4245911 | finoox | GCVC 050.2D/2x1-2522-1-D/4/80/2.10/1200/AXS/1/015023 | 6285 | 1 | 2 | 2522 | Axial | 60835 | 61021 | 200.73 | 13938 | 1200 | VT03011U.1 | 0.749 | 2025-09-01 | C | 45.33 | 76.98 | 2025-01-18 | VerticalCompact-BCD_2x1 | 1284 | 800 | 2161 |  |  | 177 | 28 | 28 | 500 | EC motor | 5060 | 1 | no | no | D | D | Aluminum | 2025-01-02 | 10 | 4 | yes | piece | 1
GCVC PD 063.2/12-40 | GCVC PD | 063.2/12-40 | 4252137 | finoox | GCVC 063.2D/1x2-2556-2-D/6/40/2.10/2400/EXS/1/015023 | 9490 | 2 | 1 | 2556 | Axial | 77189 | 76966 | 301.1 | 16651 | 850 | VT03144U.1 | 0.789 | 0.77 | C | 40.18 | 71.7 | 2025-03-25 | VerticalCompact-BCD_1x2 | 2484 | 623 | 1153 |  |  | 206.1 | 35 | 35 | 630 | EC motor | 5060 | 2 | no | no | D | D | Epoxy coated aluminum | 2025-01-02 | 10 | 6 | yes | piece | 1
GCVC PD 063.2/12-20 | GCVC PD | 063.2/12-20 | 4252018 | finoox | GCVC 063.2D/1x2-2502-1-D/3/40/2.10/2400/AXS/1/015023 | 6650 | 2 | 1 | 2502 | Axial | 31487 | 31455 | 150.55 | 7171 | 385 | VT03145U.1 | 0.07 | 0.2 | A+ | 2025-08-20 | 51.61 | 2025-04-12 | VerticalCompact-BCD_1x2 | 2484 | 615 | 1153 |  |  | 152.9 | 22 | 22 | 630 | EC motor | 5060 | 1 | no | no | D | D | Aluminum | 2025-01-02 | 8 | 3 | yes | piece | 1
GCVC PD 063.2/22-61 | GCVC PD | 063.2/22-61 | 4247677 | finoox | GCVC 063.2D/2x2-2548-2-D/4/80/2.10/2400/AXS/1/015023 | 19035 | 2 | 2 | 2548 | Axial | 175625 | 175.62 | 401.46 | 50838 | 1135 | VT03143U.1 | 1947-05-01 | 1937-02-01 | E | 60.79 | 92.59 | 39.4 | VerticalCompact-BCD_2x2 | 2484 | 800 | 2161 |  |  | 420.9 | 54 | 54 | 630 | EC motor | 5060 | 2 | no | no | D | D | Aluminum | 2025-01-02 | 6 | 4 | yes | piece | 1
GCVC PD 063.2/13-27 | GCVC PD | 063.2/13-27 | 4252283 | finoox | GCVC 063.2D/1x3-2505-1-D/4/40/2.10/3600/AXS/1/015023 | 9978 | 3 | 1 | 2505 | Axial | 64189 | 64206 | 301.1 | 13620 | 500 | VT03145U.1 | 0.197 | 0.39 | A+ | 27.38 | 59.06 | 2025-02-25 | VerticalCompact-BCD_1x3 | 3684 | 615 | 1153 |  |  | 247.3 | 35 | 35 | 630 | EC motor | 5060 | 1 | no | no | D | D | Aluminum | 2025-01-02 | 6 | 4 | yes | piece | 1
GCVC PD 050.2/12-30 | GCVC PD | 050.2/12-30 | 4244211 | finoox | GCVC 050.2B/1x2-2512-1-D/4/24/2.10/1440/EXS/1/015023 | 4059 | 2 | 1 | 2512 | Axial | 20121 | 20176 | 72.26 | 4568 | 565 | VT03011U.1 | 0.112 | 0.28 | B | 2025-01-30 | 61.39 | 2025-09-05 | VerticalCompact-BCD_1x2 | 1524 | 586 | 753 |  |  | 84.5 | 16 | 16 | 500 | EC motor | 5060 | 1 | no | no | B | D | Epoxy coated aluminum | 2025-01-02 | 8 | 4 | yes | piece | 1
GCVC PD 080.3/21-45 | GCVC PD | 080.3/21-45 | 6149826 | finoox | GCVC 080.3D/2x1-3482-S-D/3/80/2.10/1200/AXS/1/015023 | 6991 | 1 | 2 | 3482 | Axial | 73383 | 73599 | 150.55 | 24187 | 650 | VT01526 | 2029 | 2025-07-01 | E | 44.51 | 76.16 | 2025-04-15 | VerticalCompact-BCD_2x1 | 1284 | 800 | 2161 |  |  | 217.7 | 35 | 35 | 800 | AC motor | 50 | S | no | no | D | D | Aluminum | 2025-01-02 | 8 | 3 | yes | piece | 1
GCVC PD 045.2/13-53 | GCVC PD | 045.2/13-53 | 4249000 | finoox | GCVC 045.2C/1x3-0423-X-D/4/32/2.10/2700/EXS/1/015023 | 4898 | 3 | 1 | 423 | Axial | 66257 | 66183 | 180.66 | 18403 | 1460 | VT0326U | 1981-01-01 | 3 | E | 52.9 | 84.4 | 2025-06-15 | VerticalCompact-BCD_1x3 | 2784 | 521 | 953 |  |  | 177.5 | 35 | 35 | 450 | AC motor | 60 | X | no | no | C | D | Epoxy coated aluminum | 2025-01-02 | 6 | 4 | yes | piece | 1
GCVC PD 050.2/23-48 | GCVC PD | 050.2/23-48 | 4245319 | finoox | GCVC 050.2C/2x3-2386-K-D/3/64/2.10/2700/EXS/1/015023 | 9626 | 3 | 2 | 2386 | Axial | 104931 | 104648 | 270.99 | 34763 | 910 | VT01435 | 2454 | 0.92 | D | 47.52 | 79.27 | 2025-01-25 | VerticalCompact-BCD_2x3 | 2784 | 800 | 1761 |  |  | 331.2 | 42 | 42 | 500 | AC motor | 60 | K | no | no | C | D | Epoxy coated aluminum | 2025-01-02 | 6 | 3 | yes | piece | 1
GCVC PD 050.2/11-52 | GCVC PD | 050.2/11-52 | 4250249 | finoox | GCVC 050.2D/1x1-2420-2-D/3/40/2.10/1200/EXS/1/015023 | 3625 | 1 | 1 | 2420 | Axial | 31031 | 31026 | 75.27 | 9851 | 1600 | VT03013U.1 | 0.864 | 1965-01-01 | E | 51.5 | 82.87 | 2025-06-06 | VerticalCompact-BCD_1x1 | 1284 | 607 | 1153 |  |  | 86.9 | 22 | 22 | 500 | EC motor | 5060 | 2 | no | no | D | D | Epoxy coated aluminum | 2025-01-02 | 10 | 3 | yes | piece | 1
GCVC PD 063.2/13-66 | GCVC PD | 063.2/13-66 | 4252239 | finoox | GCVC 063.2D/1x3-2412-2-D/6/40/2.10/3600/EXS/1/015023 | 16059 | 3 | 1 | 2412 | Axial | 191819 | 192205 | 451.65 | 47901 | 1510 | VT03143U.1 | 9956 | 5 | E | 66.46 | 98.15 | 39.4 | VerticalCompact-BCD_1x3 | 3684 | 611 | 1153 |  |  | 362 | 54 | 54 | 630 | EC motor | 5060 | 2 | no | no | D | D | Epoxy coated aluminum | 2025-01-02 | 4 | 6 | yes | piece | 1
GCVC PD 063.2/13-46 | GCVC PD | 063.2/13-46 | 4252390 | finoox | GCVC 063.2D/1x3-2558-2-D/3/40/2.10/3600/AXS/1/015023 | 10097 | 3 | 1 | 2558 | Axial | 95445 | 95272 | 225.82 | 30600 | 950 | VT03144U.1 | 1506 | 1 | D | 45.9 | 77.58 | 2025-03-19 | VerticalCompact-BCD_1x3 | 3684 | 623 | 1153 |  |  | 238.2 | 35 | 35 | 630 | EC motor | 5060 | 2 | no | no | D | D | Aluminum | 2025-01-02 | 4 | 3 | yes | piece | 1
GCVC PD 063.2/21-34 | GCVC PD | 063.2/21-34 | 4246557 | finoox | GCVC 063.2C/2x1-2509-1-D/4/64/2.10/900/AXS/1/015023 | 6910 | 1 | 2 | 2509 | Axial | 40238 | 40477 | 120.44 | 9747 | 655 | VT03145U.1 | 0.3 | 0.75 | B | 33.66 | 65.16 | 2025-07-10 | VerticalCompact-BCD_2x1 | 984 | 800 | 1761 |  |  | 128.2 | 22 | 22 | 630 | EC motor | 5060 | 1 | no | no | C | D | Aluminum | 2025-01-02 | 8 | 4 | yes | piece | 1
GCVC PD 063.2/11-30 | GCVC PD | 063.2/11-30 | 4250964 | finoox | GCVC 063.2C/1x1-2509-1-D/3/32/2.10/900/AXS/1/015023 | 3681 | 1 | 1 | 2509 | Axial | 17744 | 17839 | 45.16 | 5212 | 655 | VT03145U.1 | 0.146 | 0.75 | B | 29.89 | 61.16 | 2025-09-03 | VerticalCompact-BCD_1x1 | 984 | 615 | 953 |  |  | 60.1 | 16 | 16 | 630 | EC motor | 5060 | 1 | no | no | C | D | Aluminum | 2025-01-02 | 8 | 3 | yes | piece | 1
GCVC PD 045.2/21-38 | GCVC PD | 045.2/21-38 | 4244444 | finoox | GCVC 045.2C/2x1-2525-1-D/3/64/2.10/900/AXS/1/015023 | 4690 | 1 | 2 | 2525 | Axial | 26079 | 26171 | 90.33 | 6658 | 825 | VT03007U.1 | 0.192 | 0.47 | B | 37.72 | 69.23 | 2025-03-08 | VerticalCompact-BCD_2x1 | 984 | 800 | 1761 |  |  | 114.2 | 22 | 22 | 450 | EC motor | 5060 | 1 | no | no | C | D | Aluminum | 2025-01-02 | 12 | 3 | yes | piece | 1
GCVC PD 063.2/24-44 | GCVC PD | 063.2/24-44 | 4247228 | finoox | GCVC 063.2C/2x4-2555-2-D/3/64/2.10/3600/AXS/1/015023 | 22840 | 4 | 2 | 2555 | Axial | 168956 | 168253 | 361.32 | 59180 | 800 | VT03144U.1 | 1976-02-01 | 0.69 | D | 44.1 | 75.96 | 34.6 | VerticalCompact-BCD_2x4 | 3684 | 800 | 1761 |  |  | 434.9 | 54 | 54 | 630 | EC motor | 5060 | 2 | no | no | C | D | Aluminum | 2025-01-02 | 4 | 3 | yes | piece | 1
GCVC PD 080.2/23-33 | GCVC PD | 080.2/23-33 | 4248670 | finoox | GCVC 080.2D/2x3-2497-1-D/3/80/2.10/3600/EXS/1/015023 | 22756 | 3 | 2 | 2497 | Axial | 149422 | 149.26 | 451.65 | 41762 | 415 | VT03062U.1 | 0.83 | 0.7 | A | 32.76 | 64.72 | 40 | VerticalCompact-BCD_2x3 | 3684 | 800 | 2161 |  |  | 463.1 | 42 | 42 | 800 | EC motor | 5060 | 1 | no | no | D | D | Epoxy coated aluminum | 2025-01-02 | 4 | 3 | yes | piece | 1
GCVC PD 050.2/23-49 | GCVC PD | 050.2/23-49 | 4245440 | finoox | GCVC 050.2C/2x3-2522-1-D/4/64/2.10/2700/EXS/1/015023 | 14261 | 3 | 2 | 2522 | Axial | 134584 | 134.43 | 361.32 | 37909 | 1200 | VT03011U.1 | 1942-02-01 | 2025-09-01 | D | 49.21 | 80.96 | 32.1 | VerticalCompact-BCD_2x3 | 2784 | 800 | 1761 |  |  | 327.4 | 42 | 42 | 500 | EC motor | 5060 | 1 | no | no | C | D | Epoxy coated aluminum | 2025-01-02 | 6 | 4 | yes | piece | 1
GCVC PD 063.2/22-25 | GCVC PD | 063.2/22-25 | 4247616 | finoox | GCVC 063.2D/2x2-2503-1-D/3/80/2.10/2400/AXS/1/015023 | 12958 | 2 | 2 | 2503 | Axial | 67521 | 67444 | 301.1 | 15835 | 425 | VT03145U.1 | 0.172 | 0.25 | A+ | 24.88 | 56.69 | 2025-09-26 | VerticalCompact-BCD_2x2 | 2484 | 800 | 2161 |  |  | 294.1 | 35 | 35 | 630 | EC motor | 5060 | 1 | no | no | D | D | Aluminum | 2025-01-02 | 8 | 3 | yes | piece | 1
GCVC PD 063.2/11-24 | GCVC PD | 063.2/11-24 | 4250943 | finoox | GCVC 063.2C/1x1-2505-1-D/3/32/2.10/900/EXS/1/015023 | 3774 | 1 | 1 | 2505 | Axial | 14256 | 14289 | 45.16 | 3909 | 500 | VT03145U.1 | 0.072 | 0.39 | A | 24.33 | 55.6 | 2025-09-03 | VerticalCompact-BCD_1x1 | 984 | 615 | 953 |  |  | 60.1 | 16 | 16 | 630 | EC motor | 5060 | 1 | no | no | C | D | Epoxy coated aluminum | 2025-01-02 | 12 | 3 | yes | piece | 1
GCVC PD 080.3/13-46 | GCVC PD | 080.3/13-46 | 6139218 | finoox | GCVC 080.3D/1x3-3563-2-D/3/40/2.10/3600/AXS/1/015023 | 13814 | 3 | 1 | 3563 | Axial | 104455 | 103.68 | 225.82 | 36115 | 670 | VT01445U.3 | 1921 | 2015-01-01 | D | 46.25 | 77.94 | 2025-01-20 | VerticalCompact-BCD_1x3 | 3684 | 620 | 1153 |  |  | 307.2 | 42 | 42 | 800 | EC motor | 5060 | 2 | no | no | D | D | Aluminum | 2025-01-02 | 4 | 3 | yes | piece | 1
GCVC PD 050.2/11-37 | GCVC PD | 050.2/11-37 | 4250174 | finoox | GCVC 050.2D/1x1-2354-W-D/3/40/2.10/1200/AXS/1/015023 | 2504 | 1 | 1 | 2354 | Axial | 21383 | 21454 | 75.27 | 5352 | 865 | VT03093U | 0.198 | 0.97 | C | 36.53 | 67.89 | 2025-04-06 | VerticalCompact-BCD_1x1 | 1284 | 569 | 1153 |  |  | 84.8 | 18 | 18 | 500 | AC motor | 50 | W | no | no | D | D | Aluminum | 2025-01-02 | 10 | 3 | yes | piece | 1
GCVC PD 050.2/21-43 | GCVC PD | 050.2/21-43 | 4245793 | finoox | GCVC 050.2D/2x1-2386-K-D/3/80/2.10/1200/EXS/1/015023 | 5048 | 1 | 2 | 2386 | Axial | 47251 | 47274 | 150.55 | 12752 | 910 | VT01435 | 0.776 | 0.92 | D | 43.32 | 74.97 | 14 | VerticalCompact-BCD_2x1 | 1284 | 800 | 2161 |  |  | 172.3 | 28 | 28 | 500 | AC motor | 60 | K | no | no | D | D | Epoxy coated aluminum | 2025-01-02 | 10 | 3 | yes | piece | 1
GCVC PD 050.2/12-32 | GCVC PD | 050.2/12-32 | 4249497 | finoox | GCVC 050.2C/1x2-2387-L-D/3/32/2.10/1800/EXS/1/015023 | 3498 | 2 | 1 | 2387 | Axial | 2025-02-25 | 25181 | 90.33 | 6445 | 500 | VT01435 | 0.353 | 0.37 | D | 32.38 | 63.77 | 2025-05-07 | VerticalCompact-BCD_1x2 | 1884 | 596 | 953 |  |  | 117.3 | 18 | 18 | 500 | AC motor | 60 | L | no | no | C | D | Epoxy coated aluminum | 2025-01-02 | 8 | 3 | yes | piece | 1
GCVC PD 050.2/14-27 | GCVC PD | 050.2/14-27 | 4249990 | finoox | GCVC 050.2C/1x4-2391-L-D/3/32/2.10/3600/AXS/1/015023 | 5994 | 4 | 1 | 2391 | Axial | 48556 | 48537 | 180.66 | 11840 | 520 | VT01437 | 0.41 | 0.18 | B | 27.37 | 59 | 2025-09-14 | VerticalCompact-BCD_1x4 | 3684 | 596 | 953 |  |  | 214.5 | 28 | 28 | 500 | AC motor | 60 | L | no | no | C | D | Aluminum | 2025-01-02 | 4 | 3 | yes | piece | 1
GCVC PD 050.2/12-35 | GCVC PD | 050.2/12-35 | 4249512 | finoox | GCVC 050.2C/1x2-2390-K-D/3/32/2.10/1800/AXS/1/015023 | 3319 | 2 | 1 | 2390 | Axial | 31285 | 31261 | 90.33 | 8700 | 760 | VT01437 | 0.347 | 0.35 | C | 34.8 | 66.19 | 2025-06-07 | VerticalCompact-BCD_1x2 | 1884 | 596 | 953 |  |  | 112.7 | 22 | 22 | 500 | AC motor | 60 | K | no | no | C | D | Aluminum | 2025-01-02 | 8 | 3 | yes | piece | 1
GCVC PD 063.2/24-34 | GCVC PD | 063.2/24-34 | 4247087 | finoox | GCVC 063.2C/2x4-2398-I-D/4/64/2.10/3600/AXS/1/015023 | 16769 | 4 | 2 | 2398 | Axial | 135602 | 135857 | 481.75 | 30135 | 460 | VT01442 | 1147 | 0.32 | B | 33.64 | 65.51 | 41.4 | VerticalCompact-BCD_2x4 | 3684 | 800 | 1761 |  |  | 458.4 | 42 | 42 | 630 | AC motor | 60 | I | no | no | C | D | Aluminum | 2025-01-02 | 4 | 4 | yes | piece | 1
GCVC PD 063.2/14-33 | GCVC PD | 063.2/14-33 | 4251505 | finoox | GCVC 063.2C/1x4-2400-K-D/4/32/2.10/3600/AXS/1/015023 | 8438 | 4 | 1 | 2400 | Axial | 71324 | 71371 | 240.88 | 16147 | 490 | VT01442 | 0.658 | 0.34 | C | 33.13 | 64.76 | 2025-02-20 | VerticalCompact-BCD_1x4 | 3684 | 598 | 953 |  |  | 240.9 | 35 | 35 | 630 | AC motor | 60 | K | no | no | C | D | Aluminum | 2025-01-02 | 4 | 4 | yes | piece | 1
GCVC PD 050.2/11-54 | GCVC PD | 050.2/11-54 | 4250236 | finoox | GCVC 050.2D/1x1-2410-2-D/6/40/2.10/1200/AXS/1/015023 | 4183 | 1 | 1 | 2410 | Axial | 48642 | 48943 | 150.55 | 10019 | 1770 | VT03013U.1 | 2019-01-01 | 2025-01-02 | D | 53.62 | 84.98 | 2025-01-13 | VerticalCompact-BCD_1x1 | 1284 | 607 | 1153 |  |  | 109.4 | 28 | 28 | 500 | EC motor | 5060 | 2 | no | no | D | D | Aluminum | 2025-01-02 | 10 | 6 | yes | piece | 1
GCVC PD 050.2/12-56 | GCVC PD | 050.2/12-56 | 4244194 | finoox | GCVC 050.2B/1x2-2410-2-D/3/24/2.10/1440/EXS/1/015023 | 4895 | 2 | 1 | 2410 | Axial | 33827 | 33.9 | 54.2 | 16601 | 1770 | VT03013U.1 | 2607 | 2025-01-02 | E | 56.29 | 87.58 | 2025-07-04 | VerticalCompact-BCD_1x2 | 1524 | 607 | 753 |  |  | 88.4 | 22 | 22 | 500 | EC motor | 5060 | 2 | no | no | B | D | Epoxy coated aluminum | 2025-01-02 | 8 | 3 | yes | piece | 1
GCVC PD 063.2/14-67 | GCVC PD | 063.2/14-67 | 4251619 | finoox | GCVC 063.2C/1x4-2551-2-D/4/32/2.10/3600/EXS/1/015023 | 15654 | 4 | 1 | 2551 | Axial | 129453 | 128614 | 240.88 | 50263 | 1360 | VT03143U.1 | 10028 | 4 | E | 66.87 | 98.5 | 2025-08-20 | VerticalCompact-BCD_1x4 | 3684 | 611 | 953 |  |  | 317.2 | 42 | 42 | 630 | EC motor | 5060 | 2 | no | no | C | D | Epoxy coated aluminum | 2025-01-02 | 4 | 4 | yes | piece | 1
GCVC PD 063.2/22-34 | GCVC PD | 063.2/22-34 | 4247652 | finoox | GCVC 063.2D/2x2-2509-1-D/3/80/2.10/2400/AXS/1/015023 | 12994 | 2 | 2 | 2509 | Axial | 94.67 | 94656 | 301.1 | 24868 | 655 | VT03145U.1 | 0.515 | 0.75 | A | 34.4 | 66.21 | 2025-09-26 | VerticalCompact-BCD_2x2 | 2484 | 800 | 2161 |  |  | 294.2 | 35 | 35 | 630 | EC motor | 5060 | 1 | no | no | D | D | Aluminum | 2025-01-02 | 6 | 3 | yes | piece | 1
GCVC PD 045.2/11-34 | GCVC PD | 045.2/11-34 | 4243840 | finoox | GCVC 045.2B/1x1-2524-1-D/3/24/2.10/720/AXS/1/015023 | 2339 | 1 | 1 | 2524 | Axial | 2023-09-01 | 9279 | 2025-01-27 | 2564 | 750 | VT03007U.1 | 0.076 | 0.37 | B | 33.74 | 64.92 | 2025-04-02 | VerticalCompact-BCD_1x1 | 804 | 535 | 753 |  |  | 42.4 | 16 | 16 | 450 | EC motor | 5060 | 1 | no | no | B | D | Aluminum | 2025-01-02 | 12 | 3 | yes | piece | 1
GCVC PD 063.2/22-42 | GCVC PD | 063.2/22-42 | 4247720 | finoox | GCVC 063.2D/2x2-2555-2-D/6/80/2.10/2400/AXS/1/015023 | 17991 | 2 | 2 | 2555 | Axial | 157899 | 157043 | 602.19 | 31252 | 800 | VT03144U.1 | 1326 | 0.69 | B | 41.55 | 73.36 | 55.1 | VerticalCompact-BCD_2x2 | 2484 | 800 | 2161 |  |  | 409.4 | 54 | 54 | 630 | EC motor | 5060 | 2 | no | no | D | D | Aluminum | 2025-01-02 | 8 | 6 | yes | piece | 1
GCVC PD 063.2/21-41 | GCVC PD | 063.2/21-41 | 4246621 | finoox | GCVC 063.2C/2x1-2556-2-D/6/64/2.10/900/EXS/1/015023 | 8810 | 1 | 2 | 2556 | Axial | 60655 | 61056 | 180.66 | 13240 | 850 | VT03144U.1 | 0.904 | 0.77 | D | 41.35 | 72.86 | 2025-03-16 | VerticalCompact-BCD_2x1 | 984 | 800 | 1761 |  |  | 155.5 | 28 | 28 | 630 | EC motor | 5060 | 2 | no | no | C | D | Epoxy coated aluminum | 2025-01-02 | 12 | 6 | yes | piece | 1
GCVC PD 063.2/13-17 | GCVC PD | 063.2/13-17 | 4252252 | finoox | GCVC 063.2D/1x3-2500-1-D/3/40/2.10/3600/AXS/1/015023 | 9209 | 3 | 1 | 2500 | Axial | 39428 | 39395 | 225.82 | 8528 | 310 | VT03145U.1 | 0.069 | 0.13 | A+ | 16.83 | 48.51 | 2025-02-18 | VerticalCompact-BCD_1x3 | 3684 | 615 | 1153 |  |  | 224.2 | 22 | 22 | 630 | EC motor | 5060 | 1 | no | no | D | D | Aluminum | 2025-01-02 | 6 | 3 | yes | piece | 1
GCVC PD 080.2/12-58 | GCVC PD | 080.2/12-58 | 4252922 | finoox | GCVC 080.2D/1x2-2658-J-D/3/40/2.10/2400/EXS/1/015023 | 6809 | 2 | 1 | 2658 | Axial | 84082 | 84303 | 150.55 | 33110 | 1030 | VT01384U | 3331 | 2025-03-03 | E | 58.12 | 89.65 | 2025-06-13 | VerticalCompact-BCD_1x2 | 2484 | 641 | 1153 |  |  | 195 | 35 | 35 | 800 | AC motor | 60 | J | no | no | D | D | Epoxy coated aluminum | 2025-01-02 | 4 | 3 | yes | piece | 1
GCVC PD 050.3/14-51 | GCVC PD | 050.3/14-51 | 6055934 | finoox | GCVC 050.3C/1x4-3617-X-D/3/32/2.10/3600/AXS/1/015023 | 6007 | 4 | 1 | 3617 | Axial | 85594 | 85289 | 180.66 | 30469 | 1260 | VT01524 | 3765 | 2025-04-04 | E | 51.28 | 82.91 | 2025-05-15 | VerticalCompact-BCD_1x4 | 3684 | 596 | 953 |  |  | 229 | 35 | 35 | 500 | AC motor | 60 | X | no | no | C | D | Aluminum | 2025-01-02 | 4 | 3 | yes | piece | 1
GCVC PD 063.2/22-31 | GCVC PD | 063.2/22-31 | 4247516 | finoox | GCVC 063.2D/2x2-2358-D-D/6/80/2.10/2400/AXS/1/015023 | 13986 | 2 | 2 | 2358 | Axial | 92287 | 92916 | 602.19 | 15894 | 430 | VT01442 | 0.468 | 0.32 | A | 31.02 | 62.83 | 50.5 | VerticalCompact-BCD_2x2 | 2484 | 800 | 2161 |  |  | 397.4 | 35 | 35 | 630 | AC motor | 50 | D | no | no | D | D | Aluminum | 2025-01-02 | 8 | 6 | yes | piece | 1
GCVC PD 050.2/22-31 | GCVC PD | 050.2/22-31 | 4245078 | finoox | GCVC 050.2C/2x2-2385-J-D/4/64/2.10/1800/EXS/1/015023 | 7229 | 2 | 2 | 2385 | Axial | 50583 | 50761 | 240.88 | 10478 | 430 | VT01435 | 0.532 | 0.32 | C | 31.04 | 62.67 | 2025-06-20 | VerticalCompact-BCD_2x2 | 1884 | 800 | 1761 |  |  | 244.3 | 28 | 28 | 500 | AC motor | 60 | J | no | no | C | D | Epoxy coated aluminum | 2025-01-02 | 8 | 4 | yes | piece | 1
GCVC PD 050.2/11-25 | GCVC PD | 050.2/11-25 | 4249250 | finoox | GCVC 050.2C/1x1-2385-J-D/4/32/2.10/900/EXS/1/015023 | 2324 | 1 | 1 | 2385 | Axial | 12337 | 12415 | 60.22 | 2620 | 430 | VT01435 | 0.133 | 0.32 | C | 25.38 | 56.65 | 2025-01-05 | VerticalCompact-BCD_1x1 | 984 | 596 | 953 |  |  | 68.6 | 16 | 16 | 500 | AC motor | 60 | J | no | no | C | D | Epoxy coated aluminum | 2025-01-02 | 8 | 4 | yes | piece | 1
GCVC PD 080.2/23-49 | GCVC PD | 080.2/23-49 | 4248594 | finoox | GCVC 080.2D/2x3-2449-2-D/4/80/2.10/3600/EXS/1/015023 | 29604 | 3 | 2 | 2449 | Axial | 258731 | 258733 | 602.19 | 77481 | 770 | VT03060U.1 | 5217 | 2025-05-01 | D | 49.33 | 81.29 | 58.2 | VerticalCompact-BCD_2x3 | 3684 | 800 | 2161 |  |  | 539.7 | 64 | 64 | 800 | EC motor | 5060 | 2 | no | no | D | D | Epoxy coated aluminum | 2025-01-02 | 4 | 4 | yes | piece | 1
GCVC PD 050.2/23-46 | GCVC PD | 050.2/23-46 | 4245304 | finoox | GCVC 050.2C/2x3-2384-I-D/3/64/2.10/2700/AXS/1/015023 | 9102 | 3 | 2 | 2384 | Axial | 101879 | 101681 | 270.99 | 31222 | 790 | VT01435 | 2019-02-01 | 0.88 | D | 45.86 | 77.61 | 2025-01-25 | VerticalCompact-BCD_2x3 | 2784 | 800 | 1761 |  |  | 331.2 | 42 | 42 | 500 | AC motor | 60 | I | no | no | C | D | Aluminum | 2025-01-02 | 6 | 3 | yes | piece | 1
GCVC PD 050.2/22-36 | GCVC PD | 050.2/22-36 | 4246037 | finoox | GCVC 050.2D/2x2-2387-L-D/4/80/2.10/2400/AXS/1/015023 | 8689 | 2 | 2 | 2387 | Axial | 72466 | 72584 | 401.46 | 14265 | 500 | VT01435 | 0.703 | 0.37 | C | 35.56 | 67.37 | 34.8 | VerticalCompact-BCD_2x2 | 2484 | 800 | 2161 |  |  | 339.5 | 35 | 35 | 500 | AC motor | 60 | L | no | no | D | D | Aluminum | 2025-01-02 | 8 | 4 | yes | piece | 1
GCVC PD 050.2/21-26 | GCVC PD | 050.2/21-26 | 4245820 | finoox | GCVC 050.2D/2x1-2391-L-D/3/80/2.10/1200/AXS/1/015023 | 4744 | 1 | 2 | 2391 | Axial | 30266 | 30356 | 150.55 | 6752 | 520 | VT01437 | 0.201 | 0.18 | B | 2025-08-25 | 57.45 | 2025-02-13 | VerticalCompact-BCD_2x1 | 1284 | 800 | 2161 |  |  | 165.8 | 22 | 22 | 500 | AC motor | 60 | L | no | no | D | D | Aluminum | 2025-01-02 | 10 | 3 | yes | piece | 1
GCVC PD 050.2/13-55 | GCVC PD | 050.2/13-55 | 4244336 | finoox | GCVC 050.2B/1x3-2420-2-D/3/24/2.10/2160/AXS/1/015023 | 7252 | 3 | 1 | 2420 | Axial | 54463 | 54645 | 81.3 | 23240 | 1600 | VT03013U.1 | 2991 | 1965-01-01 | E | 55.46 | 86.85 | 2025-01-07 | VerticalCompact-BCD_1x3a | 2244 | 607 | 753 |  |  | 128.1 | 28 | 28 | 500 | EC motor | 5060 | 2 | no | no | B | D | Aluminum | 2025-01-02 | 4 | 3 | yes | piece | 1
GCVC PD 050.2/12-49 | GCVC PD | 050.2/12-49 | 4250392 | finoox | GCVC 050.2D/1x2-2347-D-D/6/40/2.10/2400/AXS/1/015023 | 5512 | 2 | 1 | 2347 | Axial | 79944 | 81164 | 301.1 | 16187 | 1390 | VT03150U | 1325 | 1941-01-01 | D | 48.59 | 80.11 | 2025-03-25 | VerticalCompact-BCD_1x2 | 2484 | 569 | 1153 |  |  | 205.2 | 35 | 35 | 500 | AC motor | 50 | D | no | no | D | D | Aluminum | 2025-01-02 | 8 | 6 | yes | piece | 1
GCVC PD 050.2/21-44 | GCVC PD | 050.2/21-44 | 4244805 | finoox | GCVC 050.2C/2x1-2348-S-D/4/64/2.10/900/AXS/1/015023 | 4282 | 1 | 2 | 2348 | Axial | 49306 | 49661 | 120.44 | 13031 | 1180 | VT03150U | 1069 | 0.9 | D | 43.61 | 75.12 | 2025-04-11 | VerticalCompact-BCD_2x1 | 984 | 800 | 1761 |  |  | 136.8 | 28 | 28 | 500 | AC motor | 50 | S | no | no | C | D | Aluminum | 2025-01-02 | 8 | 4 | yes | piece | 1
GCVC PD 050.2/12-43 | GCVC PD | 050.2/12-43 | 4249545 | finoox | GCVC 050.2C/1x2-2421-1-D/3/32/2.10/1800/EXS/1/015023 | 4536 | 2 | 1 | 2421 | Axial | 38137 | 38.05 | 90.33 | 12964 | 1150 | VT03011U.1 | 0.706 | 1975-01-01 | D | 43.26 | 74.65 | 2025-06-07 | VerticalCompact-BCD_1x2 | 1884 | 586 | 953 |  |  | 107.9 | 22 | 22 | 500 | EC motor | 5060 | 1 | no | no | C | D | Epoxy coated aluminum | 2025-01-02 | 8 | 3 | yes | piece | 1
GCVC PD 050.2/12-43 | GCVC PD | 050.2/12-43 | 4250497 | finoox | GCVC 050.2D/1x2-2421-1-D/6/40/2.10/2400/EXS/1/015023 | 6970 | 2 | 1 | 2421 | Axial | 69448 | 69.74 | 301.1 | 13393 | 1150 | VT03011U.1 | 0.692 | 1975-01-01 | C | 43.36 | 74.88 | 2025-03-25 | VerticalCompact-BCD_1x2 | 2484 | 586 | 1153 |  |  | 196 | 35 | 35 | 500 | EC motor | 5060 | 1 | no | no | D | D | Epoxy coated aluminum | 2025-01-02 | 8 | 6 | yes | piece | 1
GCVC PD 045.2/11-31 | GCVC PD | 045.2/11-31 | 4248844 | finoox | GCVC 045.2C/1x1-2523-1-D/4/32/2.10/900/EXS/1/015023 | 2852 | 1 | 1 | 2523 | Axial | 12359 | 12437 | 60.22 | 2626 | 675 | VT03007U.1 | 0.058 | 0.3 | A | 30.58 | 61.84 | 2025-01-05 | VerticalCompact-BCD_1x1 | 984 | 535 | 953 |  |  | 61.9 | 16 | 16 | 450 | EC motor | 5060 | 1 | no | no | C | D | Epoxy coated aluminum | 2025-01-02 | 8 | 4 | yes | piece | 1
GCVC PD 063.2/22-47 | GCVC PD | 063.2/22-47 | 4247739 | finoox | GCVC 063.2D/2x2-2558-2-D/3/80/2.10/2400/EXS/1/015023 | 14881 | 2 | 2 | 2558 | Axial | 123526 | 123344 | 301.1 | 40800 | 950 | VT03144U.1 | 2007 | 1 | D | 47.03 | 78.83 | 2025-04-28 | VerticalCompact-BCD_2x2 | 2484 | 800 | 2161 |  |  | 313.6 | 42 | 42 | 630 | EC motor | 5060 | 2 | no | no | D | D | Epoxy coated aluminum | 2025-01-02 | 6 | 3 | yes | piece | 1
GCVC PD 080.2/12-19 | GCVC PD | 080.2/12-19 | 4252780 | finoox | GCVC 080.2D/1x2-2491-1-D/3/40/2.10/2400/EXS/1/015023 | 7265 | 2 | 1 | 2491 | Axial | 35565 | 35507 | 150.55 | 8733 | 270 | VT03062U.1 | 0.091 | 0.25 | A+ | 2025-02-19 | 50.72 | 2025-04-12 | VerticalCompact-BCD_1x2 | 2484 | 608 | 1153 |  |  | 164.2 | 22 | 22 | 800 | EC motor | 5060 | 1 | no | no | D | D | Epoxy coated aluminum | 2025-01-02 | 8 | 3 | yes | piece | 1
GCVC PD 080.2/13-41 | GCVC PD | 080.2/13-41 | 4253033 | finoox | GCVC 080.2D/1x3-2486-1-D/6/40/2.10/3600/EXS/1/015023 | 14035 | 3 | 1 | 2486 | Axial | 121445 | 121964 | 451.65 | 24019 | 565 | VT03061U.1 | 1097 | 1955-01-01 | C | 41.05 | 72.73 | 39.2 | VerticalCompact-BCD_1x3 | 3684 | 608 | 1153 |  |  | 313.7 | 42 | 42 | 800 | EC motor | 5060 | 1 | no | no | D | D | Epoxy coated aluminum | 2025-01-02 | 4 | 6 | yes | piece | 1
GCVC PD 050.2/21-54 | GCVC PD | 050.2/21-54 | 4245939 | finoox | GCVC 050.2D/2x1-2562-2-D/6/80/2.10/1200/EXS/1/015023 | 8989 | 1 | 2 | 2562 | Axial | 87953 | 88524 | 301.1 | 17988 | 1595 | VT03013U.1 | 1744 | 1965-01-01 | D | 54.02 | 85.67 | 2025-04-27 | VerticalCompact-BCD_2x1 | 1284 | 800 | 2161 |  |  | 218.6 | 35 | 35 | 500 | EC motor | 5060 | 2 | no | no | D | D | Epoxy coated aluminum | 2025-01-02 | 10 | 6 | yes | piece | 1
GCVC PD 050.2/12-41 | GCVC PD | 050.2/12-41 | 4250545 | finoox | GCVC 050.2D/1x2-2519-1-D/6/40/2.10/2400/EXS/1/015023 | 6949 | 2 | 1 | 2519 | Axial | 60.97 | 61231 | 301.1 | 11289 | 1010 | VT03011U.1 | 0.471 | 2015-01-01 | B | 41.36 | 72.88 | 2025-06-24 | VerticalCompact-BCD_1x2 | 2484 | 586 | 1153 |  |  | 195.3 | 28 | 28 | 500 | EC motor | 5060 | 1 | no | no | D | D | Epoxy coated aluminum | 2025-01-02 | 8 | 6 | yes | piece | 1
GCVC PD 045.2/23-52 | GCVC PD | 045.2/23-52 | 4244594 | finoox | GCVC 045.2C/2x3-0426-W-D/3/64/2.10/2700/AXS/1/015023 | 7391 | 3 | 2 | 426 | Axial | 111912 | 112063 | 270.99 | 33071 | 1360 | VT0326U | 2453 | 2025-02-02 | D | 52.11 | 83.86 | 2025-01-25 | VerticalCompact-BCD_2x3 | 2784 | 800 | 1761 |  |  | 313.6 | 42 | 42 | 450 | AC motor | 50 | W | no | no | C | D | Aluminum | 2025-01-02 | 4 | 3 | yes | piece | 1
GCVC PD 050.2/21-30 | GCVC PD | 050.2/21-30 | 4244780 | finoox | GCVC 050.2C/2x1-2333-S-D/3/64/2.10/900/AXS/1/015023 | 3967 | 1 | 2 | 2333 | Axial | 26656 | 26677 | 90.33 | 6841 | 530 | VT01435 | 0.298 | 0.35 | C | 2025-07-30 | 61.58 | 2025-03-08 | VerticalCompact-BCD_2x1 | 984 | 800 | 1761 |  |  | 127.6 | 22 | 22 | 500 | AC motor | 50 | S | no | no | C | D | Aluminum | 2025-01-02 | 12 | 3 | yes | piece | 1
GCVC PD 050.2/11-47 | GCVC PD | 050.2/11-47 | 4250163 | finoox | GCVC 050.2D/1x1-2349-I-D/4/40/2.10/1200/AXS/1/015023 | 2694 | 1 | 1 | 2349 | Axial | 37384 | 37555 | 100.37 | 9403 | 1590 | VT03150U | 0.822 | 2025-07-01 | D | 46.92 | 78.28 | 2025-06-08 | VerticalCompact-BCD_1x1 | 1284 | 569 | 1153 |  |  | 94.2 | 22 | 22 | 500 | AC motor | 60 | I | no | no | D | D | Aluminum | 2025-01-02 | 10 | 4 | yes | piece | 1
GCVC PD 050.2/21-43 | GCVC PD | 050.2/21-43 | 4245791 | finoox | GCVC 050.2D/2x1-2386-K-D/4/80/2.10/1200/AXS/1/015023 | 5167 | 1 | 2 | 2386 | Axial | 56229 | 56427 | 200.73 | 12526 | 910 | VT01435 | 0.785 | 0.92 | D | 43.19 | 74.84 | 2025-01-18 | VerticalCompact-BCD_2x1 | 1284 | 800 | 2161 |  |  | 187 | 28 | 28 | 500 | AC motor | 60 | K | no | no | D | D | Aluminum | 2025-01-02 | 10 | 4 | yes | piece | 1
GCVC PD 050.2/11-42 | GCVC PD | 050.2/11-42 | 4250158 | finoox | GCVC 050.2D/1x1-2348-S-D/6/40/2.10/1200/AXS/1/015023 | 3211 | 1 | 1 | 2348 | Axial | 37.23 | 37515 | 150.55 | 7088 | 1180 | VT03150U | 0.518 | 0.9 | D | 41.67 | 73.03 | 2025-07-12 | VerticalCompact-BCD_1x1 | 1284 | 569 | 1153 |  |  | 108.7 | 22 | 22 | 500 | AC motor | 50 | S | no | no | D | D | Aluminum | 2025-01-02 | 10 | 6 | yes | piece | 1
GCVC PD 050.2/21-56 | GCVC PD | 050.2/21-56 | 4244883 | finoox | GCVC 050.2C/2x1-2410-2-D/3/64/2.10/900/EXS/1/015023 | 6365 | 1 | 2 | 2410 | Axial | 49.87 | 50163 | 90.33 | 19495 | 1770 | VT03013U.1 | 2429 | 2025-01-02 | E | 56.18 | 87.69 | 9 | VerticalCompact-BCD_2x1 | 984 | 800 | 1761 |  |  | 128 | 28 | 28 | 500 | EC motor | 5060 | 2 | no | no | C | D | Epoxy coated aluminum | 2025-01-02 | 8 | 3 | yes | piece | 1
GCVC PD 063.2/12-43 | GCVC PD | 063.2/12-43 | 4252141 | finoox | GCVC 063.2D/1x2-2557-2-D/3/40/2.10/2400/EXS/1/015023 | 7561 | 2 | 1 | 2557 | Axial | 59994 | 59914 | 150.55 | 19297 | 900 | VT03144U.1 | 0.858 | 0.85 | C | 43.09 | 74.61 | 2025-09-12 | VerticalCompact-BCD_1x2 | 2484 | 623 | 1153 |  |  | 162.1 | 28 | 28 | 630 | EC motor | 5060 | 2 | no | no | D | D | Epoxy coated aluminum | 2025-01-02 | 6 | 3 | yes | piece | 1
GCVC PD 050.2/24-61 | GCVC PD | 050.2/24-61 | 4245705 | finoox | GCVC 050.2C/2x4-2563-2-D/3/64/2.10/3600/EXS/1/015023 | 21608 | 4 | 2 | 2563 | Axial | 180611 | 179993 | 361.32 | 73967 | 1680 | VT03013U.1 | 1935-08-01 | 1975-01-01 | E | 60.72 | 92.58 | 34.6 | VerticalCompact-BCD_2x4 | 3684 | 800 | 1761 |  |  | 431 | 54 | 54 | 500 | EC motor | 5060 | 2 | no | no | C | D | Epoxy coated aluminum | 2025-01-02 | 4 | 3 | yes | piece | 1
GCVC PD 080.2/13-25 | GCVC PD | 080.2/13-25 | 4253063 | finoox | GCVC 080.2D/1x3-2493-1-D/4/40/2.10/3600/EXS/1/015023 | 11163 | 3 | 1 | 2493 | Axial | 69102 | 69292 | 301.1 | 14626 | 320 | VT03062U.1 | 0.211 | 0.35 | A+ | 2025-04-25 | 56.72 | 2025-02-25 | VerticalCompact-BCD_1x3 | 3684 | 608 | 1153 |  |  | 264.2 | 35 | 35 | 800 | EC motor | 5060 | 1 | no | no | D | D | Epoxy coated aluminum | 2025-01-02 | 4 | 4 | yes | piece | 1
GCVC PD 080.2/21-24 | GCVC PD | 080.2/21-24 | 4248110 | finoox | GCVC 080.2D/2x1-2494-1-D/3/80/2.10/1200/EXS/1/015023 | 7647 | 1 | 2 | 2494 | Axial | 43566 | 43634 | 150.55 | 11311 | 340 | VT03062U.1 | 0.165 | 0.45 | A+ | 24.17 | 55.82 | 14 | VerticalCompact-BCD_2x1 | 1284 | 800 | 2161 |  |  | 175.5 | 28 | 28 | 800 | EC motor | 5060 | 1 | no | no | D | D | Epoxy coated aluminum | 2025-01-02 | 10 | 3 | yes | piece | 1
GCVC PD 063.2/23-25 | GCVC PD | 063.2/23-25 | 4246924 | finoox | GCVC 063.2C/2x3-2501-1-D/4/64/2.10/2700/EXS/1/015023 | 17432 | 3 | 2 | 2501 | Axial | 70675 | 70.7 | 361.32 | 14661 | 345 | VT03145U.1 | 0.19 | 0.15 | A+ | 25.31 | 57.05 | 2025-09-30 | VerticalCompact-BCD_2x3 | 2784 | 800 | 1761 |  |  | 330.6 | 35 | 35 | 630 | EC motor | 5060 | 1 | no | no | C | D | Epoxy coated aluminum | 2025-01-02 | 8 | 4 | yes | piece | 1
GCVC PD 045.2/12-41 | GCVC PD | 045.2/12-41 | 4243908 | finoox | GCVC 045.2B/1x2-2526-1-D/3/24/2.10/1440/AXS/1/015023 | 3842 | 2 | 1 | 2526 | Axial | 21412 | 21428 | 54.2 | 6230 | 900 | VT03007U.1 | 0.249 | 0.58 | C | 40.5 | 71.78 | 2025-06-04 | VerticalCompact-BCD_1x2 | 1524 | 535 | 753 |  |  | 75.4 | 18 | 18 | 450 | EC motor | 5060 | 1 | no | no | B | D | Aluminum | 2025-01-02 | 8 | 3 | yes | piece | 1
GCVC PD 045.2/14-51 | GCVC PD | 045.2/14-51 | 4249165 | finoox | GCVC 045.2C/1x4-2532-1-D/4/32/2.10/3600/AXS/1/015023 | 8131 | 4 | 1 | 2532 | Axial | 86271 | 86389 | 240.88 | 21533 | 1350 | VT03007U.1 | 1549 | 1965-01-01 | D | 51.29 | 82.91 | 2025-02-20 | VerticalCompact-BCD_1x4 | 3684 | 535 | 953 |  |  | 217 | 35 | 35 | 450 | EC motor | 5060 | 1 | no | no | C | D | Aluminum | 2025-01-02 | 4 | 4 | yes | piece | 1
GCVC PD 063.2/21-27 | GCVC PD | 063.2/21-27 | 4246532 | finoox | GCVC 063.2C/2x1-2505-1-D/3/64/2.10/900/AXS/1/015023 | 6698 | 1 | 2 | 2505 | Axial | 2025-12-29 | 29263 | 90.33 | 7818 | 500 | VT03145U.1 | 0.143 | 0.39 | A | 2025-01-27 | 58.61 | 2025-03-08 | VerticalCompact-BCD_2x1 | 984 | 800 | 1761 |  |  | 119.5 | 22 | 22 | 630 | EC motor | 5060 | 1 | no | no | C | D | Aluminum | 2025-01-02 | 8 | 3 | yes | piece | 1
GCVC PD 050.2/21-29 | GCVC PD | 050.2/21-29 | 4245852 | finoox | GCVC 050.2D/2x1-2512-1-D/6/80/2.10/1200/AXS/1/015023 | 7260 | 1 | 2 | 2512 | Axial | 37071 | 37385 | 301.1 | 6242 | 565 | VT03011U.1 | 0.102 | 0.28 | A+ | 28.59 | 60.24 | 2025-03-25 | VerticalCompact-BCD_2x1 | 1284 | 800 | 2161 |  |  | 206.7 | 22 | 22 | 500 | EC motor | 5060 | 1 | no | no | D | D | Aluminum | 2025-01-02 | 12 | 6 | yes | piece | 1
GCVC PD 045.2/11-42 | GCVC PD | 045.2/11-42 | 4243860 | finoox | GCVC 045.2B/1x1-2529-1-D/3/24/2.10/720/AXS/1/015023 | 2348 | 1 | 1 | 2529 | Axial | 12177 | 12274 | 2025-01-27 | 3951 | 1125 | VT03007U.1 | 0.233 | 1 | D | 42.31 | 73.49 | 2025-04-02 | VerticalCompact-BCD_1x1 | 804 | 535 | 753 |  |  | 42.4 | 16 | 16 | 450 | EC motor | 5060 | 1 | no | no | B | D | Aluminum | 2025-01-02 | 8 | 3 | yes | piece | 1
GCVC PD 050.2/12-51 | GCVC PD | 050.2/12-51 | 4249647 | finoox | GCVC 050.2C/1x2-2790-K-D/4/32/2.10/1800/EXS/1/015023 | 3839 | 2 | 1 | 2790 | Axial | 54515 | 54238 | 120.44 | 17096 | 1640 | VT03150U | 2036 | 1964-01-01 | E | 51.03 | 82.41 | 2025-04-10 | VerticalCompact-BCD_1x2 | 1884 | 569 | 953 |  |  | 126.3 | 28 | 28 | 500 | AC motor | 60 | K | no | no | C | D | Epoxy coated aluminum | 2025-01-02 | 8 | 4 | yes | piece | 1
GCVC PD 080.3/22-53 | GCVC PD | 080.3/22-53 | 6128285 | finoox | GCVC 080.3D/2x2-3562-2-D/4/80/2.10/2400/EXS/1/015023 | 24244 | 2 | 2 | 3562 | Axial | 178364 | 177566 | 401.46 | 55127 | 800 | VT01445U.3 | 1935-04-01 | 1985-01-01 | D | 52.61 | 84.42 | 39.4 | VerticalCompact-BCD_2x2 | 2484 | 800 | 2161 |  |  | 439 | 54 | 54 | 800 | EC motor | 5060 | 2 | no | no | D | D | Epoxy coated aluminum | 2025-01-02 | 6 | 4 | yes | piece | 1
GCVC PD 080.3/21-50 | GCVC PD | 080.3/21-50 | 6164636 | finoox | GCVC 080.3D/2x1-3562-2-D/4/80/2.10/1200/EXS/1/015023 | 10949 | 1 | 2 | 3562 | Axial | 91874 | 91955 | 200.73 | 27563 | 800 | VT01445U.3 | 2175 | 1985-01-01 | D | 49.76 | 81.41 | 2025-04-19 | VerticalCompact-BCD_2x1 | 1284 | 800 | 2161 |  |  | 233.5 | 35 | 35 | 800 | EC motor | 5060 | 2 | no | no | D | D | Epoxy coated aluminum | 2025-01-02 | 10 | 4 | yes | piece | 1
GCVC PD 050.3/12-46 | GCVC PD | 050.3/12-46 | 6162538 | finoox | GCVC 050.3B/1x2-3616-W-D/3/24/2.10/1440/EXS/1/015023 | 2877 | 2 | 1 | 3616 | Axial | 29458 | 29444 | 54.2 | 11859 | 1240 | VT01524 | 1395 | 2025-02-03 | E | 45.75 | 77.04 | 2025-07-04 | VerticalCompact-BCD_1x2 | 1524 | 596 | 753 |  |  | 91 | 22 | 22 | 500 | AC motor | 50 | W | no | no | B | D | Epoxy coated aluminum | 2025-01-02 | 8 | 3 | yes | piece | 1
GCVC PD 063.2/22-22 | GCVC PD | 063.2/22-22 | 4247522 | finoox | GCVC 063.2D/2x2-2359-S-D/6/80/2.10/2400/AXS/1/015023 | 13950 | 2 | 2 | 2359 | Axial | 73682 | 74372 | 602.19 | 12371 | 320 | VT01442 | 0.256 | 0.14 | A+ | 22.25 | 54.06 | 50.5 | VerticalCompact-BCD_2x2 | 2484 | 800 | 2161 |  |  | 397.3 | 35 | 35 | 630 | AC motor | 50 | S | no | no | D | D | Aluminum | 2025-01-02 | 10 | 6 | yes | piece | 1
GCVC PD 050.2/22-41 | GCVC PD | 050.2/22-41 | 4245065 | finoox | GCVC 050.2C/2x2-2355-X-D/3/64/2.10/1800/EXS/1/015023 | 6564 | 2 | 2 | 2355 | Axial | 66106 | 66011 | 180.66 | 19881 | 810 | VT03093U | 1157 | 2025-03-01 | D | 41.28 | 72.91 | 2025-09-16 | VerticalCompact-BCD_2x2 | 1884 | 800 | 1761 |  |  | 220.3 | 35 | 35 | 500 | AC motor | 60 | X | no | no | C | D | Epoxy coated aluminum | 2025-01-02 | 8 | 3 | yes | piece | 1
GCVC PD 050.2/22-51 | GCVC PD | 050.2/22-51 | 4245034 | finoox | GCVC 050.2C/2x2-2347-D-D/3/64/2.10/1800/AXS/1/015023 | 6411 | 2 | 2 | 2347 | Axial | 91457 | 91615 | 180.66 | 31275 | 1390 | VT03150U | 2704 | 1941-01-01 | E | 51.16 | 82.79 | 17 | VerticalCompact-BCD_2x2 | 1884 | 800 | 1761 |  |  | 226.4 | 35 | 35 | 500 | AC motor | 50 | D | no | no | C | D | Aluminum | 2025-01-02 | 6 | 3 | yes | piece | 1
GCVC PD 050.2/24-62 | GCVC PD | 050.2/24-62 | 4245589 | finoox | GCVC 050.2C/2x4-2410-2-D/4/64/2.10/3600/AXS/1/015023 | 22055 | 4 | 2 | 2410 | Axial | 237226 | 236191 | 481.75 | 75685 | 1770 | VT03013U.1 | 9899 | 2025-01-02 | E | 61.63 | 93.49 | 44 | VerticalCompact-BCD_2x4 | 3684 | 800 | 1761 |  |  | 465.9 | 54 | 54 | 500 | EC motor | 5060 | 2 | no | no | C | D | Aluminum | 2025-01-02 | 4 | 4 | yes | piece | 1
GCVC PD 050.2/23-61 | GCVC PD | 050.2/23-61 | 4245355 | finoox | GCVC 050.2C/2x3-2410-2-D/3/64/2.10/2700/EXS/1/015023 | 16584 | 3 | 2 | 2410 | Axial | 148298 | 148.29 | 270.99 | 58486 | 1770 | VT03013U.1 | 7286 | 2025-01-02 | E | 60.71 | 92.46 | 2025-01-25 | VerticalCompact-BCD_2x3 | 2784 | 800 | 1761 |  |  | 329 | 42 | 42 | 500 | EC motor | 5060 | 2 | no | no | C | D | Epoxy coated aluminum | 2025-01-02 | 4 | 3 | yes | piece | 1
GCVC PD 080.2/23-40 | GCVC PD | 080.2/23-40 | 4248618 | finoox | GCVC 080.2D/2x3-2485-1-D/4/80/2.10/3600/EXS/1/015023 | 26970 | 3 | 2 | 2485 | Axial | 205425 | 205663 | 602.19 | 51744 | 535 | VT03061U.1 | 1787 | 1935-01-01 | B | 40.21 | 72.17 | 54.8 | VerticalCompact-BCD_2x3 | 3684 | 800 | 2161 |  |  | 516.6 | 54 | 54 | 800 | EC motor | 5060 | 1 | no | no | D | D | Epoxy coated aluminum | 2025-01-02 | 4 | 4 | yes | piece | 1
GCVC PD 045.2/21-34 | GCVC PD | 045.2/21-34 | 4244434 | finoox | GCVC 045.2C/2x1-2523-1-D/6/64/2.10/900/AXS/1/015023 | 5489 | 1 | 2 | 2523 | Axial | 27865 | 28121 | 180.66 | 4890 | 675 | VT03007U.1 | 0.117 | 0.3 | A | 33.66 | 65.17 | 2025-06-15 | VerticalCompact-BCD_2x1 | 984 | 800 | 1761 |  |  | 140.8 | 22 | 22 | 450 | EC motor | 5060 | 1 | no | no | C | D | Aluminum | 2025-01-02 | 12 | 6 | yes | piece | 1
GCVC PD 080.2/21-34 | GCVC PD | 080.2/21-34 | 4248053 | finoox | GCVC 080.2D/2x1-2482-1-D/6/80/2.10/1200/EXS/1/015023 | 10043 | 1 | 2 | 2482 | Axial | 64638 | 65175 | 301.1 | 12134 | 440 | VT03061U.1 | 0.357 | 0.75 | B | 34.39 | 66.04 | 2025-01-26 | VerticalCompact-BCD_2x1 | 1284 | 800 | 2161 |  |  | 222.4 | 28 | 28 | 800 | EC motor | 5060 | 1 | no | no | D | D | Epoxy coated aluminum | 2025-01-02 | 10 | 6 | yes | piece | 1
GCVC PD 063.2/22-40 | GCVC PD | 063.2/22-40 | 4247710 | finoox | GCVC 063.2D/2x2-2553-2-D/4/80/2.10/2400/EXS/1/015023 | 16265 | 2 | 2 | 2553 | Axial | 122062 | 122134 | 401.46 | 28959 | 700 | VT03144U.1 | 0.86 | 0.52 | B | 39.56 | 71.37 | 36.3 | VerticalCompact-BCD_2x2 | 2484 | 800 | 2161 |  |  | 342.8 | 42 | 42 | 630 | EC motor | 5060 | 2 | no | no | D | D | Epoxy coated aluminum | 2025-01-02 | 6 | 4 | yes | piece | 1
GCVC PD 050.2/21-37 | GCVC PD | 050.2/21-37 | 4245878 | finoox | GCVC 050.2D/2x1-2516-1-D/4/80/2.10/1200/EXS/1/015023 | 6651 | 1 | 2 | 2516 | Axial | 44708 | 44894 | 200.73 | 9464 | 820 | VT03011U.1 | 0.255 | 0.68 | B | 37.02 | 68.67 | 2025-01-18 | VerticalCompact-BCD_2x1 | 1284 | 800 | 2161 |  |  | 177 | 28 | 28 | 500 | EC motor | 5060 | 1 | no | no | D | D | Epoxy coated aluminum | 2025-01-02 | 10 | 4 | yes | piece | 1
GCVC PD 050.2/12-52 | GCVC PD | 050.2/12-52 | 4244258 | finoox | GCVC 050.2B/1x2-2560-2-D/3/24/2.10/1440/EXS/1/015023 | 4895 | 2 | 1 | 2560 | Axial | 30784 | 30.76 | 54.2 | 13076 | 1415 | VT03013U.1 | 1935-01-01 | 2021-01-01 | E | 51.55 | 82.84 | 2025-07-04 | VerticalCompact-BCD_1x2 | 1524 | 607 | 753 |  |  | 88.4 | 22 | 22 | 500 | EC motor | 5060 | 2 | no | no | B | D | Epoxy coated aluminum | 2025-01-02 | 8 | 3 | yes | piece | 1
GCVC PD 063.2/13-43 | GCVC PD | 063.2/13-43 | 4251438 | finoox | GCVC 063.2C/1x3-2556-2-D/6/32/2.10/2700/AXS/1/015023 | 10348 | 3 | 1 | 2556 | Axial | 92081 | 92.39 | 270.99 | 19860 | 850 | VT03144U.1 | 1356 | 0.77 | D | 43.11 | 74.62 | 2025-06-22 | VerticalCompact-BCD_1x3 | 2784 | 623 | 953 |  |  | 212.8 | 35 | 35 | 630 | EC motor | 5060 | 2 | no | no | C | D | Aluminum | 2025-01-02 | 6 | 6 | yes | piece | 1
GCVC PD 050.2/11-41 | GCVC PD | 050.2/11-41 | 4249367 | finoox | GCVC 050.2C/1x1-2521-1-D/4/32/2.10/900/AXS/1/015023 | 2717 | 1 | 1 | 2521 | Axial | 23231 | 23397 | 60.22 | 5973 | 1135 | VT03011U.1 | 0.345 | 1965-01-01 | D | 40.72 | 71.99 | 2025-02-05 | VerticalCompact-BCD_1x1 | 984 | 586 | 953 |  |  | 63.7 | 18 | 18 | 500 | EC motor | 5060 | 1 | no | no | C | D | Aluminum | 2025-01-02 | 8 | 4 | yes | piece | 1
GCVC PD 080.2/11-30 | GCVC PD | 080.2/11-30 | 4252466 | finoox | GCVC 080.2D/1x1-2483-1-D/4/40/2.10/1200/EXS/1/015023 | 4877 | 1 | 1 | 2483 | Axial | 31444 | 31516 | 100.37 | 7533 | 470 | VT03061U.1 | 0.209 | 0.9 | B | 30.46 | 61.82 | 2025-06-08 | VerticalCompact-BCD_1x1 | 1284 | 608 | 1153 |  |  | 96.7 | 22 | 22 | 800 | EC motor | 5060 | 1 | no | no | D | D | Epoxy coated aluminum | 2025-01-02 | 10 | 4 | yes | piece | 1
GCVC PD 080.2/21-49 | GCVC PD | 080.2/21-49 | 4248152 | finoox | GCVC 080.2D/2x1-2537-2-D/6/80/2.10/1200/AXS/1/015023 | 11122 | 1 | 2 | 2537 | Axial | 102374 | 102989 | 301.1 | 21487 | 750 | VT03059U.2 | 1693 | 2025-05-01 | D | 49.46 | 81.11 | 2025-04-27 | VerticalCompact-BCD_2x1 | 1284 | 800 | 2161 |  |  | 245.9 | 35 | 35 | 800 | EC motor | 5060 | 2 | no | no | D | D | Aluminum | 2025-01-02 | 10 | 6 | yes | piece | 1
GCVC PD 080.2/12-42 | GCVC PD | 080.2/12-42 | 4252876 | finoox | GCVC 080.2D/1x2-2545-2-D/3/40/2.10/2400/EXS/1/015023 | 8410 | 2 | 1 | 2545 | Axial | 67716 | 67558 | 150.55 | 24526 | 695 | VT03060U.1 | 1237 | 2015-01-01 | D | 42.13 | 73.65 | 2025-05-13 | VerticalCompact-BCD_1x2 | 2484 | 613 | 1153 |  |  | 172.6 | 35 | 35 | 800 | EC motor | 5060 | 2 | no | no | D | D | Epoxy coated aluminum | 2025-01-02 | 6 | 3 | yes | piece | 1
GCVC PD 050.3/22-51 | GCVC PD | 050.3/22-51 | 6061712 | finoox | GCVC 050.3C/2x2-3617-X-D/4/64/2.10/1800/AXS/1/015023 | 6890 | 2 | 2 | 3617 | Axial | 103235 | 103197 | 240.88 | 29256 | 1260 | VT01524 | 3805 | 2025-04-04 | E | 50.8 | 82.43 | 2025-09-22 | VerticalCompact-BCD_2x2 | 1884 | 800 | 1761 |  |  | 251.1 | 42 | 42 | 500 | AC motor | 60 | X | no | no | C | D | Aluminum | 2025-01-02 | 8 | 4 | yes | piece | 1
GCVC PD 050.3/24-52 | GCVC PD | 050.3/24-52 | 6202653 | finoox | GCVC 050.3C/2x4-3616-W-D/4/64/2.10/3600/EXS/1/015023 | 13772 | 4 | 2 | 3616 | Axial | 194686 | 194816 | 481.75 | 55330 | 1240 | VT01524 | 5414 | 2025-02-03 | E | 52.16 | 84.02 | 44 | VerticalCompact-BCD_2x4 | 3684 | 800 | 1761 |  |  | 476.3 | 54 | 54 | 500 | AC motor | 50 | W | no | no | C | D | Epoxy coated aluminum | 2025-01-02 | 4 | 4 | yes | piece | 1
GCVC PD 063.2/23-64 | GCVC PD | 063.2/23-64 | 4247753 | finoox | GCVC 063.2D/2x3-2356-D-D/6/80/2.10/3600/EXS/1/015023 | 26038 | 3 | 2 | 2356 | Axial | 369.75 | 369333 | 903.29 | 89801 | 1330 | VT01441 | 15.17 | 5 | E | 63.64 | 95.6 | 86.5 | VerticalCompact-BCD_2x3 | 3684 | 800 | 2161 |  |  | 720.1 | 76.1 | 76.1 | 630 | AC motor | 50 | D | no | no | D | D | Epoxy coated aluminum | 2025-01-02 | 4 | 6 | yes | piece | 1
GCVC PD 050.2/11-54 | GCVC PD | 050.2/11-54 | 4244059 | finoox | GCVC 050.2B/1x1-2410-2-D/4/24/2.10/720/EXS/1/015023 | 2926 | 1 | 1 | 2410 | Axial | 21201 | 21428 | 36.13 | 7773 | 1770 | VT03013U.1 | 1321 | 2025-01-02 | E | 53.91 | 85.1 | 2025-02-03 | VerticalCompact-BCD_1x1 | 804 | 607 | 753 |  |  | 52 | 18 | 18 | 500 | EC motor | 5060 | 2 | no | no | B | D | Epoxy coated aluminum | 2025-01-02 | 8 | 4 | yes | piece | 1
GCVC PD 050.2/14-59 | GCVC PD | 050.2/14-59 | 4249999 | finoox | GCVC 050.2C/1x4-2410-2-D/3/32/2.10/3600/EXS/1/015023 | 10734 | 4 | 1 | 2410 | Axial | 92329 | 91851 | 180.66 | 38991 | 1770 | VT03013U.1 | 4857 | 2025-01-02 | E | 59.07 | 90.7 | 2025-05-15 | VerticalCompact-BCD_1x4 | 3684 | 607 | 953 |  |  | 223.8 | 35 | 35 | 500 | EC motor | 5060 | 2 | no | no | C | D | Epoxy coated aluminum | 2025-01-02 | 4 | 3 | yes | piece | 1
GCVC PD 045.2/11-45 | GCVC PD | 045.2/11-45 | 4248890 | finoox | GCVC 045.2C/1x1-2531-1-D/6/32/2.10/900/AXS/1/015023 | 3076 | 1 | 1 | 2531 | Axial | 24245 | 24428 | 90.33 | 4776 | 1275 | VT03007U.1 | 0.333 | 2025-04-01 | D | 44.52 | 75.78 | 2025-07-07 | VerticalCompact-BCD_1x1 | 984 | 535 | 953 |  |  | 70.7 | 18 | 18 | 450 | EC motor | 5060 | 1 | no | no | C | D | Aluminum | 2025-01-02 | 12 | 6 | yes | piece | 1
GCVC PD 035.2/11-39 | GCVC PD | 035.2/11-39 | 4243648 | finoox | GCVC 035.2A/1x1-2479-1-D/2/20/2.10/600/AXS/2/015023 | 1376 | 1 | 1 | 2479 | Axial | 6756 | 6811 | 1955-12-01 | 3152 | 1475 | VT03133 | 0.156 | 1935-01-01 | D | 38.56 | 69.63 | 2025-02-01 | VerticalCompact-A_1x1 | 660 | 289 | 507 |  |  | 14 | 16 | 16 | 350 | EC motor | 5060 | 1 | no | no | A | D | Aluminum | 2025-01-02 | 10 | 2 | yes | piece | 1
GCVC PD 063.2/11-31 | GCVC PD | 063.2/11-31 | 4251826 | finoox | GCVC 063.2D/1x1-2511-1-D/3/40/2.10/1200/AXS/1/015023 | 4088 | 1 | 1 | 2511 | Axial | 25672 | 25724 | 75.27 | 6975 | 730 | VT03145U.1 | 0.175 | 1 | B | 31.25 | 62.62 | 2025-04-06 | VerticalCompact-BCD_1x1 | 1284 | 615 | 1153 |  |  | 82.6 | 18 | 18 | 630 | EC motor | 5060 | 1 | no | no | D | D | Aluminum | 2025-01-02 | 10 | 3 | yes | piece | 1
GCVC PD 050.2/23-47 | GCVC PD | 050.2/23-47 | 4245426 | finoox | GCVC 050.2C/2x3-2520-1-D/6/64/2.10/2700/AXS/1/015023 | 15624 | 3 | 2 | 2520 | Axial | 156665 | 157399 | 541.97 | 31340 | 1070 | VT03011U.1 | 1826 | 2025-04-01 | C | 46.6 | 78.35 | 48.8 | VerticalCompact-BCD_2x3 | 2784 | 800 | 1761 |  |  | 385.7 | 54 | 54 | 500 | EC motor | 5060 | 1 | no | no | C | D | Aluminum | 2025-01-02 | 6 | 6 | yes | piece | 1
GCVC PD 050.2/11-39 | GCVC PD | 050.2/11-39 | 4250303 | finoox | GCVC 050.2D/1x1-2519-1-D/3/40/2.10/1200/EXS/1/015023 | 3160 | 1 | 1 | 2519 | Axial | 22553 | 22545 | 75.27 | 5942 | 1010 | VT03011U.1 | 0.225 | 2015-01-01 | C | 39.01 | 70.37 | 2025-04-06 | VerticalCompact-BCD_1x1 | 1284 | 586 | 1153 |  |  | 81.7 | 18 | 18 | 500 | EC motor | 5060 | 1 | no | no | D | D | Epoxy coated aluminum | 2025-01-02 | 10 | 3 | yes | piece | 1
GCVC PD 050.2/11-43 | GCVC PD | 050.2/11-43 | 4250321 | finoox | GCVC 050.2D/1x1-2522-1-D/3/40/2.10/1200/EXS/1/015023 | 3160 | 1 | 1 | 2522 | Axial | 25295 | 25326 | 75.27 | 7075 | 1200 | VT03011U.1 | 0.369 | 2025-09-01 | D | 42.77 | 74.13 | 2025-04-06 | VerticalCompact-BCD_1x1 | 1284 | 586 | 1153 |  |  | 81.7 | 18 | 18 | 500 | EC motor | 5060 | 1 | no | no | D | D | Epoxy coated aluminum | 2025-01-02 | 10 | 3 | yes | piece | 1
GCVC PD 063.2/21-20 | GCVC PD | 063.2/21-20 | 4247365 | finoox | GCVC 063.2D/2x1-2502-1-D/4/80/2.10/1200/AXS/1/015023 | 7948 | 1 | 2 | 2502 | Axial | 35.18 | 35328 | 200.73 | 6900 | 385 | VT03145U.1 | 0.072 | 0.2 | A+ | 19.98 | 51.63 | 2025-02-17 | VerticalCompact-BCD_2x1 | 1284 | 800 | 2161 |  |  | 177.5 | 22 | 22 | 630 | EC motor | 5060 | 1 | no | no | D | D | Aluminum | 2025-01-02 | 10 | 4 | yes | piece | 1
GCVC PD 045.2/23-49 | GCVC PD | 045.2/23-49 | 4244649 | finoox | GCVC 045.2C/2x3-2529-1-D/4/64/2.10/2700/AXS/1/015023 | 11823 | 3 | 2 | 2529 | Axial | 112358 | 112396 | 361.32 | 26755 | 1125 | VT03007U.1 | 1374 | 1 | C | 48.96 | 80.71 | 32.1 | VerticalCompact-BCD_2x3 | 2784 | 800 | 1761 |  |  | 317.4 | 42 | 42 | 450 | EC motor | 5060 | 1 | no | no | C | D | Aluminum | 2025-01-02 | 6 | 4 | yes | piece | 1
GCVC PD 063.2/11-36 | GCVC PD | 063.2/11-36 | 4251874 | finoox | GCVC 063.2D/1x1-2554-2-D/3/40/2.10/1200/AXS/1/015023 | 4371 | 1 | 1 | 2554 | Axial | 2025-12-28 | 28134 | 75.27 | 7999 | 750 | VT03144U.1 | 0.254 | 0.6 | C | 36.15 | 67.52 | 2025-06-06 | VerticalCompact-BCD_1x1 | 1284 | 623 | 1153 |  |  | 87.4 | 22 | 22 | 630 | EC motor | 5060 | 2 | no | no | D | D | Aluminum | 2025-01-02 | 10 | 3 | yes | piece | 1
GCVC PD 050.2/23-47 | GCVC PD | 050.2/23-47 | 4246272 | finoox | GCVC 050.2D/2x3-2386-K-D/6/80/2.10/3600/AXS/1/015023 | 16232 | 3 | 2 | 2386 | Axial | 192769 | 193.41 | 903.29 | 36076 | 910 | VT01435 | 2411 | 0.92 | C | 47.43 | 79.39 | 78.2 | VerticalCompact-BCD_2x3 | 3684 | 800 | 2161 |  |  | 593.6 | 54 | 54 | 500 | AC motor | 60 | K | no | no | D | D | Aluminum | 2025-01-02 | 6 | 6 | yes | piece | 1
GCVC PD 080.2/11-42 | GCVC PD | 080.2/11-42 | 4252450 | finoox | GCVC 080.2D/1x1-2449-2-D/3/40/2.10/1200/AXS/1/015023 | 4793 | 1 | 1 | 2449 | Axial | 39423 | 39544 | 75.27 | 13716 | 770 | VT03060U.1 | 0.841 | 2025-05-01 | D | 41.51 | 72.88 | 2025-06-06 | VerticalCompact-BCD_1x1 | 1284 | 613 | 1153 |  |  | 92.3 | 22 | 22 | 800 | EC motor | 5060 | 2 | no | no | D | D | Aluminum | 2025-01-02 | 8 | 3 | yes | piece | 1
GCVC PD 040.2/13-43 | GCVC PD | 040.2/13-43 | 4243813 | finoox | GCVC 040.2B/1x3-2346-W-D/4/24/2.10/2160/AXS/1/015023 | 3371 | 3 | 1 | 2346 | Axial | 30373 | 30407 | 108.39 | 6911 | 895 | VT0607 | 0.269 | 0.33 | C | 42.9 | 74.28 | 2025-09-08 | VerticalCompact-BCD_1x3a | 2244 | 530 | 753 |  |  | 115.7 | 22 | 22 | 400 | AC motor | 50 | W | no | no | B | D | Aluminum | 2025-01-02 | 8 | 4 | yes | piece | 1
GCVC PD 050.2/14-44 | GCVC PD | 050.2/14-44 | 4249953 | finoox | GCVC 050.2C/1x4-2384-I-D/6/32/2.10/3600/EXS/1/015023 | 8412 | 4 | 1 | 2384 | Axial | 89158 | 89293 | 361.32 | 18059 | 790 | VT01435 | 1507 | 0.88 | D | 43.83 | 75.45 | 2025-05-29 | VerticalCompact-BCD_1x4 | 3684 | 596 | 953 |  |  | 277.2 | 35 | 35 | 500 | AC motor | 60 | I | no | no | C | D | Epoxy coated aluminum | 2025-01-02 | 6 | 6 | yes | piece | 1
GCVC PD 050.2/13-33 | GCVC PD | 050.2/13-33 | 4249732 | finoox | GCVC 050.2C/1x3-2387-L-D/6/32/2.10/2700/AXS/1/015023 | 6185 | 3 | 1 | 2387 | Axial | 46821 | 47066 | 270.99 | 8283 | 500 | VT01435 | 0.533 | 0.37 | C | 33.3 | 64.81 | 22 | VerticalCompact-BCD_1x3 | 2784 | 596 | 953 |  |  | 211.9 | 28 | 28 | 500 | AC motor | 60 | L | no | no | C | D | Aluminum | 2025-01-02 | 8 | 6 | yes | piece | 1
GCVC PD 050.2/11-33 | GCVC PD | 050.2/11-33 | 4244036 | finoox | GCVC 050.2B/1x1-2355-X-D/3/24/2.10/720/EXS/1/015023 | 1885 | 1 | 1 | 2355 | Axial | 11487 | 11569 | 2025-01-27 | 3797 | 810 | VT03093U | 0.297 | 2025-03-01 | E | 32.88 | 64.06 | 2025-04-02 | VerticalCompact-BCD_1x1 | 804 | 569 | 753 |  |  | 47.2 | 16 | 16 | 500 | AC motor | 60 | X | no | no | B | D | Epoxy coated aluminum | 2025-01-02 | 8 | 3 | yes | piece | 1
GCVC PD 035.2/13-34 | GCVC PD | 035.2/13-34 | 4243756 | finoox | GCVC 035.2B/1x3-2345-X-D/3/24/2.10/2160/AXS/1/015023 | 3021 | 3 | 1 | 2345 | Axial | 23815 | 23735 | 81.3 | 6222 | 1020 | VT03149U | 0.27 | 0.42 | C | 33.77 | 65.14 | 2025-06-06 | VerticalCompact-BCD_1x3a | 2244 | 514 | 753 |  |  | 100.6 | 18 | 18 | 350 | AC motor | 60 | X | no | no | B | D | Aluminum | 2025-01-02 | 8 | 3 | yes | piece | 1
GCVC PD 045.2/14-44 | GCVC PD | 045.2/14-44 | 4249136 | finoox | GCVC 045.2C/1x4-2527-1-D/6/32/2.10/3600/AXS/1/015023 | 9237 | 4 | 1 | 2527 | Axial | 77.04 | 77.3 | 361.32 | 14414 | 975 | VT03007U.1 | 0.62 | 0.68 | B | 44.43 | 76.04 | 2025-05-29 | VerticalCompact-BCD_1x4 | 3684 | 535 | 953 |  |  | 251.6 | 35 | 35 | 450 | EC motor | 5060 | 1 | no | no | C | D | Aluminum | 2025-01-02 | 6 | 6 | yes | piece | 1
GCVC PD 063.2/22-67 | GCVC PD | 063.2/22-67 | 4246799 | finoox | GCVC 063.2C/2x2-2551-2-D/4/64/2.10/1800/EXS/1/015023 | 17147 | 2 | 2 | 2551 | Axial | 138.21 | 138472 | 240.88 | 50263 | 1360 | VT03143U.1 | 10028 | 4 | E | 66.87 | 98.5 | 2025-09-22 | VerticalCompact-BCD_2x2 | 1884 | 800 | 1761 |  |  | 319.6 | 42 | 42 | 630 | EC motor | 5060 | 2 | no | no | C | D | Epoxy coated aluminum | 2025-01-02 | 6 | 4 | yes | piece | 1
GCVC PD 080.2/23-41 | GCVC PD | 080.2/23-41 | 4248610 | finoox | GCVC 080.2D/2x3-2484-1-D/6/80/2.10/3600/AXS/1/015023 | 29351 | 3 | 2 | 2484 | Axial | 216055 | 216624 | 903.29 | 42187 | 505 | VT03061U.1 | 1562 | 2015-01-01 | B | 41.46 | 73.43 | 78.2 | VerticalCompact-BCD_2x3 | 3684 | 800 | 2161 |  |  | 606.4 | 54 | 54 | 800 | EC motor | 5060 | 1 | no | no | D | D | Aluminum | 2025-01-02 | 6 | 6 | yes | piece | 1
GCVC PD 063.2/22-43 | GCVC PD | 063.2/22-43 | 4247722 | finoox | GCVC 063.2D/2x2-2555-2-D/4/80/2.10/2400/EXS/1/015023 | 16265 | 2 | 2 | 2555 | Axial | 133483 | 133596 | 401.46 | 33253 | 800 | VT03144U.1 | 1257 | 0.69 | C | 42.56 | 74.37 | 36.3 | VerticalCompact-BCD_2x2 | 2484 | 800 | 2161 |  |  | 342.8 | 42 | 42 | 630 | EC motor | 5060 | 2 | no | no | D | D | Epoxy coated aluminum | 2025-01-02 | 6 | 4 | yes | piece | 1
GCVC PD 050.2/24-57 | GCVC PD | 050.2/24-57 | 4245685 | finoox | GCVC 050.2C/2x4-2560-2-D/4/64/2.10/3600/AXS/1/015023 | 22055 | 4 | 2 | 2560 | Axial | 209538 | 209671 | 481.75 | 60024 | 1415 | VT03013U.1 | 5133 | 2021-01-01 | D | 56.74 | 88.6 | 44 | VerticalCompact-BCD_2x4 | 3684 | 800 | 1761 |  |  | 465.9 | 54 | 54 | 500 | EC motor | 5060 | 2 | no | no | C | D | Aluminum | 2025-01-02 | 4 | 4 | yes | piece | 1
GCVC PD 050.2/22-58 | GCVC PD | 050.2/22-58 | 4246182 | finoox | GCVC 050.2D/2x2-2563-2-D/6/80/2.10/2400/AXS/1/015023 | 15337 | 2 | 2 | 2563 | Axial | 187.19 | 188032 | 602.19 | 38025 | 1680 | VT03013U.1 | 4091 | 1975-01-01 | D | 58.06 | 89.87 | 55.2 | VerticalCompact-BCD_2x2 | 2484 | 800 | 2161 |  |  | 407.3 | 54 | 54 | 500 | EC motor | 5060 | 2 | no | no | D | D | Aluminum | 2025-01-02 | 6 | 6 | yes | piece | 1
GCVC PD 050.2/13-57 | GCVC PD | 050.2/13-57 | 4249877 | finoox | GCVC 050.2C/1x3-2563-2-D/3/32/2.10/2700/EXS/1/015023 | 8394 | 3 | 1 | 2563 | Axial | 72263 | 72.28 | 135.49 | 27738 | 1680 | VT03013U.1 | 3131 | 1975-01-01 | E | 56.81 | 88.32 | 12 | VerticalCompact-BCD_1x3 | 2784 | 607 | 953 |  |  | 172.4 | 35 | 35 | 500 | EC motor | 5060 | 2 | no | no | C | D | Epoxy coated aluminum | 2025-01-02 | 4 | 3 | yes | piece | 1
GCVC PD 063.2/13-30 | GCVC PD | 063.2/13-30 | 4252295 | finoox | GCVC 063.2D/1x3-2507-1-D/4/40/2.10/3600/AXS/1/015023 | 10021 | 3 | 1 | 2507 | Axial | 74503 | 74669 | 301.1 | 15817 | 580 | VT03145U.1 | 0.284 | 0.55 | A+ | 30.48 | 62.16 | 2025-02-25 | VerticalCompact-BCD_1x3 | 3684 | 615 | 1153 |  |  | 247.3 | 35 | 35 | 630 | EC motor | 5060 | 1 | no | no | D | D | Aluminum | 2025-01-02 | 4 | 4 | yes | piece | 1
GCVC PD 063.2/11-26 | GCVC PD | 063.2/11-26 | 4251806 | finoox | GCVC 063.2D/1x1-2507-1-D/4/40/2.10/1200/EXS/1/015023 | 4473 | 1 | 1 | 2507 | Axial | 24298 | 24367 | 100.37 | 5272 | 580 | VT03145U.1 | 0.095 | 0.55 | A+ | 2025-02-26 | 57.39 | 2025-04-08 | VerticalCompact-BCD_1x1 | 1284 | 615 | 1153 |  |  | 89.8 | 18 | 18 | 630 | EC motor | 5060 | 1 | no | no | D | D | Epoxy coated aluminum | 2025-01-02 | 10 | 4 | yes | piece | 1
GCVC PD 050.2/11-42 | GCVC PD | 050.2/11-42 | 4244112 | finoox | GCVC 050.2B/1x1-2522-1-D/3/24/2.10/720/AXS/1/015023 | 2331 | 1 | 1 | 2522 | Axial | 14878 | 15019 | 2025-01-27 | 5511 | 1200 | VT03011U.1 | 0.43 | 2025-09-01 | E | 41.96 | 73.15 | 2025-04-02 | VerticalCompact-BCD_1x1 | 804 | 586 | 753 |  |  | 44.1 | 16 | 16 | 500 | EC motor | 5060 | 1 | no | no | B | D | Aluminum | 2025-01-02 | 8 | 3 | yes | piece | 1
GCVC PD 045.2/12-49 | GCVC PD | 045.2/12-49 | 4248989 | finoox | GCVC 045.2C/1x2-2532-1-D/6/32/2.10/1800/EXS/1/015023 | 5628 | 2 | 1 | 2532 | Axial | 50437 | 50669 | 180.66 | 10143 | 1350 | VT03007U.1 | 0.787 | 1965-01-01 | D | 48.63 | 80.02 | 2025-01-15 | VerticalCompact-BCD_1x2 | 1884 | 535 | 953 |  |  | 131.1 | 28 | 28 | 450 | EC motor | 5060 | 1 | no | no | C | D | Epoxy coated aluminum | 2025-01-02 | 8 | 6 | yes | piece | 1
GCVC PD 080.2/23-47 | GCVC PD | 080.2/23-47 | 4248743 | finoox | GCVC 080.2D/2x3-2545-2-D/4/80/2.10/3600/EXS/1/015023 | 29291 | 3 | 2 | 2545 | Axial | 243386 | 243548 | 602.19 | 69177 | 695 | VT03060U.1 | 3834 | 2015-01-01 | D | 47.15 | 79.11 | 54.8 | VerticalCompact-BCD_2x3 | 3684 | 800 | 2161 |  |  | 534 | 54 | 54 | 800 | EC motor | 5060 | 2 | no | no | D | D | Epoxy coated aluminum | 2025-01-02 | 4 | 4 | yes | piece | 1
GCVC PD 080.3/12-46 | GCVC PD | 080.3/12-46 | 6135827 | finoox | GCVC 080.3D/1x2-3488-I-D/4/40/2.10/2400/EXS/1/015023 | 7534 | 2 | 1 | 3488 | Axial | 84729 | 84668 | 200.73 | 25465 | 720 | VT01371 | 2366 | 1935-02-01 | E | 46.45 | 77.97 | 2025-05-17 | VerticalCompact-BCD_1x2 | 2484 | 605 | 1153 |  |  | 223.6 | 35 | 35 | 800 | AC motor | 60 | I | no | no | D | D | Epoxy coated aluminum | 2025-01-02 | 6 | 4 | yes | piece | 1
GCVC PD 050.2/23-43 | GCVC PD | 050.2/23-43 | 4246201 | finoox | GCVC 050.2D/2x3-2332-D-D/3/80/2.10/3600/EXS/1/015023 | 12346 | 3 | 2 | 2332 | Axial | 129587 | 129.55 | 451.65 | 33432 | 850 | VT01435 | 1476 | 0.74 | C | 43.06 | 75.02 | 40 | VerticalCompact-BCD_2x3 | 3684 | 800 | 2161 |  |  | 453.9 | 42 | 42 | 500 | AC motor | 50 | D | no | no | D | D | Epoxy coated aluminum | 2025-01-02 | 4 | 3 | yes | piece | 1
GCVC PD 050.2/12-30 | GCVC PD | 050.2/12-30 | 4249425 | finoox | GCVC 050.2C/1x2-2333-S-D/4/32/2.10/1800/AXS/1/015023 | 3552 | 2 | 1 | 2333 | Axial | 30313 | 30407 | 120.44 | 6500 | 530 | VT01435 | 0.298 | 0.35 | C | 29.77 | 61.16 | 10 | VerticalCompact-BCD_1x2 | 1884 | 596 | 953 |  |  | 126.5 | 22 | 22 | 500 | AC motor | 50 | S | no | no | C | D | Aluminum | 2025-01-02 | 8 | 4 | yes | piece | 1
GCVC PD 050.2/12-32 | GCVC PD | 050.2/12-32 | 4249505 | finoox | GCVC 050.2C/1x2-2388-I-D/6/32/2.10/1800/EXS/1/015023 | 4449 | 2 | 1 | 2388 | Axial | 38626 | 38825 | 180.66 | 7196 | 710 | VT01437 | 0.328 | 0.34 | C | 32.41 | 63.8 | 2025-08-14 | VerticalCompact-BCD_1x2 | 1884 | 596 | 953 |  |  | 138.7 | 22 | 22 | 500 | AC motor | 60 | I | no | no | C | D | Epoxy coated aluminum | 2025-01-02 | 8 | 6 | yes | piece | 1
GCVC PD 063.2/12-35 | GCVC PD | 063.2/12-35 | 4252000 | finoox | GCVC 063.2D/1x2-2414-1-D/3/40/2.10/2400/AXS/1/015023 | 6675 | 2 | 1 | 2414 | Axial | 52684 | 52653 | 150.55 | 14710 | 770 | VT03145U.1 | 0.404 | 2015-01-01 | B | 35.23 | 66.76 | 2025-09-12 | VerticalCompact-BCD_1x2 | 2484 | 615 | 1153 |  |  | 153.7 | 28 | 28 | 630 | EC motor | 5060 | 1 | no | no | D | D | Aluminum | 2025-01-02 | 6 | 3 | yes | piece | 1
GCVC PD 063.2/12-43 | GCVC PD | 063.2/12-43 | 4251107 | finoox | GCVC 063.2C/1x2-2413-2-D/3/32/2.10/1800/EXS/1/015023 | 6579 | 2 | 1 | 2413 | Axial | 48354 | 48413 | 90.33 | 18734 | 1000 | VT03144U.1 | 1316 | 2025-01-01 | E | 43.44 | 74.84 | 8 | VerticalCompact-BCD_1x2 | 1884 | 623 | 953 |  |  | 118.7 | 28 | 28 | 630 | EC motor | 5060 | 2 | no | no | C | D | Epoxy coated aluminum | 2025-01-02 | 6 | 3 | yes | piece | 1
GCVC PD 050.2/12-41 | GCVC PD | 050.2/12-41 | 4250424 | finoox | GCVC 050.2D/1x2-2355-X-D/4/40/2.10/2400/EXS/1/015023 | 4778 | 2 | 1 | 2355 | Axial | 49569 | 49549 | 200.73 | 11118 | 810 | VT03093U | 0.567 | 2025-03-01 | C | 40.6 | 72.12 | 2025-08-16 | VerticalCompact-BCD_1x2 | 2484 | 569 | 1153 |  |  | 172.6 | 28 | 28 | 500 | AC motor | 60 | X | no | no | D | D | Epoxy coated aluminum | 2025-01-02 | 8 | 4 | yes | piece | 1
GCVC PD 045.2/14-51 | GCVC PD | 045.2/14-51 | 4249104 | finoox | GCVC 045.2C/1x4-2419-1-D/3/32/2.10/3600/AXS/1/015023 | 7621 | 4 | 1 | 2419 | Axial | 73437 | 73405 | 180.66 | 22814 | 1350 | VT03007U.1 | 1477 | 1965-01-01 | D | 50.54 | 82.16 | 2025-05-15 | VerticalCompact-BCD_1x4 | 3684 | 535 | 953 |  |  | 199.7 | 35 | 35 | 450 | EC motor | 5060 | 1 | no | no | C | D | Aluminum | 2025-01-02 | 4 | 3 | yes | piece | 1
GCVC PD 063.2/21-63 | GCVC PD | 063.2/21-63 | 4247453 | finoox | GCVC 063.2D/2x1-2551-2-D/6/80/2.10/1200/EXS/1/015023 | 12496 | 1 | 2 | 2551 | Axial | 121027 | 121635 | 301.1 | 28574 | 1360 | VT03143U.1 | 4856 | 4 | E | 62.5 | 94.16 | 2025-09-28 | VerticalCompact-BCD_2x1 | 1284 | 800 | 2161 |  |  | 258.3 | 42 | 42 | 630 | EC motor | 5060 | 2 | no | no | D | D | Epoxy coated aluminum | 2025-01-02 | 10 | 6 | yes | piece | 1
GCVC PD 063.2/22-67 | GCVC PD | 063.2/22-67 | 4246800 | finoox | GCVC 063.2C/2x2-2552-2-D/3/64/2.10/1800/AXS/1/015023 | 15807 | 2 | 2 | 2552 | Axial | 121655 | 121.77 | 180.66 | 56839 | 1435 | VT03143U.1 | 11639 | 2025-03-04 | E | 67.32 | 98.95 | 2025-02-18 | VerticalCompact-BCD_2x2 | 1884 | 800 | 1761 |  |  | 302.2 | 42 | 42 | 630 | EC motor | 5060 | 2 | no | no | C | D | Aluminum | 2025-01-02 | 6 | 3 | yes | piece | 1
GCVC PD 063.2/21-24 | GCVC PD | 063.2/21-24 | 4247381 | finoox | GCVC 063.2D/2x1-2504-1-D/6/80/2.10/1200/EXS/1/015023 | 9953 | 1 | 2 | 2504 | Axial | 44192 | 44551 | 301.1 | 7696 | 460 | VT03145U.1 | 0.114 | 0.3 | A+ | 24.43 | 56.08 | 2025-01-26 | VerticalCompact-BCD_2x1 | 1284 | 800 | 2161 |  |  | 210 | 28 | 28 | 630 | EC motor | 5060 | 1 | no | no | D | D | Epoxy coated aluminum | 2025-01-02 | 12 | 6 | yes | piece | 1
GCVC PD 050.2/23-56 | GCVC PD | 050.2/23-56 | 4246404 | finoox | GCVC 050.2D/2x3-2560-2-D/6/80/2.10/3600/AXS/1/015023 | 23196 | 3 | 2 | 2560 | Axial | 245899 | 247571 | 903.29 | 47831 | 1415 | VT03013U.1 | 3702 | 2021-01-01 | D | 55.89 | 87.85 | 78.2 | VerticalCompact-BCD_2x3 | 3684 | 800 | 2161 |  |  | 591.3 | 54 | 54 | 500 | EC motor | 5060 | 2 | no | no | D | D | Aluminum | 2025-01-02 | 4 | 6 | yes | piece | 1
GCVC PD 050.2/21-54 | GCVC PD | 050.2/21-54 | 4244988 | finoox | GCVC 050.2C/2x1-2562-2-D/3/64/2.10/900/AXS/1/015023 | 6165 | 1 | 2 | 2562 | Axial | 48955 | 49277 | 90.33 | 17489 | 1595 | VT03013U.1 | 1978-01-01 | 1965-01-01 | E | 53.86 | 85.37 | 9 | VerticalCompact-BCD_2x1 | 984 | 800 | 1761 |  |  | 128 | 28 | 28 | 500 | EC motor | 5060 | 2 | no | no | C | D | Aluminum | 2025-01-02 | 8 | 3 | yes | piece | 1
GCVC PD 050.2/11-39 | GCVC PD | 050.2/11-39 | 4244103 | finoox | GCVC 050.2B/1x1-2519-1-D/4/24/2.10/720/EXS/1/015023 | 2447 | 1 | 1 | 2519 | Axial | 14959 | 15088 | 36.13 | 4279 | 1010 | VT03011U.1 | 0.266 | 2015-01-01 | D | 38.93 | 70.12 | 2025-02-03 | VerticalCompact-BCD_1x1 | 804 | 586 | 753 |  |  | 47.3 | 16 | 16 | 500 | EC motor | 5060 | 1 | no | no | B | D | Epoxy coated aluminum | 2025-01-02 | 8 | 4 | yes | piece | 1
GCVC PD 050.2/14-44 | GCVC PD | 050.2/14-44 | 4250067 | finoox | GCVC 050.2C/1x4-2519-1-D/6/32/2.10/3600/EXS/1/015023 | 10832 | 4 | 1 | 2519 | Axial | 98547 | 99026 | 361.32 | 19599 | 1010 | VT03011U.1 | 1024 | 2015-01-01 | C | 43.65 | 75.27 | 2025-03-31 | VerticalCompact-BCD_1x4 | 3684 | 586 | 953 |  |  | 260.7 | 35 | 35 | 500 | EC motor | 5060 | 1 | no | no | C | D | Epoxy coated aluminum | 2025-01-02 | 4 | 6 | yes | piece | 1
GCVC PD 063.2/13-64 | GCVC PD | 063.2/13-64 | 4251408 | finoox | GCVC 063.2C/1x3-2550-2-D/3/32/2.10/2700/EXS/1/015023 | 11540 | 3 | 1 | 2550 | Axial | 83371 | 83128 | 135.49 | 37854 | 1285 | VT03143U.1 | 6273 | 2026-03-01 | E | 63.86 | 95.37 | 12 | VerticalCompact-BCD_1x3 | 2784 | 611 | 953 |  |  | 227.8 | 35 | 35 | 630 | EC motor | 5060 | 2 | no | no | C | D | Epoxy coated aluminum | 2025-01-02 | 4 | 3 | yes | piece | 1
GCVC PD 080.2/12-27 | GCVC PD | 080.2/12-27 | 4252800 | finoox | GCVC 080.2D/1x2-2496-1-D/3/40/2.10/2400/EXS/1/015023 | 7290 | 2 | 1 | 2496 | Axial | 47662 | 47735 | 150.55 | 13048 | 390 | VT03062U.1 | 0.235 | 0.6 | A | 27.13 | 58.66 | 2025-09-12 | VerticalCompact-BCD_1x2 | 2484 | 608 | 1153 |  |  | 164.9 | 28 | 28 | 800 | EC motor | 5060 | 1 | no | no | D | D | Epoxy coated aluminum | 2025-01-02 | 6 | 3 | yes | piece | 1
GCVC PD 045.2/11-46 | GCVC PD | 045.2/11-46 | 4243872 | finoox | GCVC 045.2B/1x1-2532-1-D/3/24/2.10/720/AXS/1/015023 | 2348 | 1 | 1 | 2532 | Axial | 13715 | 13837 | 2025-01-27 | 4796 | 1350 | VT03007U.1 | 0.395 | 1965-01-01 | E | 46.18 | 77.36 | 2025-04-02 | VerticalCompact-BCD_1x1 | 804 | 535 | 753 |  |  | 42.4 | 16 | 16 | 450 | EC motor | 5060 | 1 | no | no | B | D | Aluminum | 2025-01-02 | 8 | 3 | yes | piece | 1
GCVC PD 080.2/12-46 | GCVC PD | 080.2/12-46 | 4252830 | finoox | GCVC 080.2D/1x2-2536-2-D/4/40/2.10/2400/EXS/1/015023 | 9994 | 2 | 1 | 2536 | Axial | 80116 | 80113 | 200.73 | 22948 | 700 | VT03059U.2 | 1352 | 2025-04-01 | D | 46.15 | 77.68 | 2025-05-17 | VerticalCompact-BCD_1x2 | 2484 | 650 | 1153 |  |  | 203.4 | 35 | 35 | 800 | EC motor | 5060 | 2 | no | no | D | D | Epoxy coated aluminum | 2025-01-02 | 6 | 4 | yes | piece | 1
GCVC PD 080.2/13-32 | GCVC PD | 080.2/13-32 | 4253081 | finoox | GCVC 080.2D/1x3-2498-1-D/4/40/2.10/3600/AXS/1/015023 | 10558 | 3 | 1 | 2498 | Axial | 90.99 | 91093 | 301.1 | 20803 | 440 | VT03062U.1 | 0.502 | 0.85 | A | 31.79 | 63.47 | 2025-02-25 | VerticalCompact-BCD_1x3 | 3684 | 608 | 1153 |  |  | 264.2 | 35 | 35 | 800 | EC motor | 5060 | 1 | no | no | D | D | Aluminum | 2025-01-02 | 4 | 4 | yes | piece | 1
GCVC PD 050.2/23-37 | GCVC PD | 050.2/23-37 | 4246347 | finoox | GCVC 050.2D/2x3-2514-1-D/6/80/2.10/3600/EXS/1/015023 | 21152 | 3 | 2 | 2514 | Axial | 132844 | 133.82 | 903.29 | 23029 | 695 | VT03011U.1 | 0.504 | 0.47 | A+ | 37.46 | 69.42 | 75.1 | VerticalCompact-BCD_2x3 | 3684 | 800 | 2161 |  |  | 557.5 | 42 | 42 | 500 | EC motor | 5060 | 1 | no | no | D | D | Epoxy coated aluminum | 2025-01-02 | 6 | 6 | yes | piece | 1
GCVC PD 080.2/21-53 | GCVC PD | 080.2/21-53 | 4248263 | finoox | GCVC 080.2D/2x1-2710-2-D/4/80/2.10/1200/AXS/1/015023 | 10038 | 1 | 2 | 2710 | Axial | 109737 | 110251 | 200.73 | 34271 | 975 | VT03059U.2 | 3848 | 3 | E | 53.24 | 84.89 | 2025-09-20 | VerticalCompact-BCD_2x1 | 1284 | 800 | 2161 |  |  | 217.4 | 42 | 42 | 800 | EC motor | 5060 | 2 | no | no | D | D | Aluminum | 2025-01-02 | 8 | 4 | yes | piece | 1
GCVC PD 080.2/22-59 | GCVC PD | 080.2/22-59 | 4248273 | finoox | GCVC 080.2D/2x2-1656-2-D/6/80/2.10/2400/EXS/1/015023 | 25929 | 2 | 2 | 1656 | Axial | 254404 | 253863 | 602.19 | 63337 | 1000 | VT03059U.2 | 9094 | 2025-02-03 | E | 59.19 | 90.99 | 55.2 | VerticalCompact-BCD_2x2 | 2484 | 800 | 2161 |  |  | 462 | 54 | 54 | 800 | EC motor | 5060 | 2 | no | no | D | D | Epoxy coated aluminum | 2025-01-02 | 6 | 6 | yes | piece | 1
GCVC PD 080.2/21-47 | GCVC PD | 080.2/21-47 | 4248047 | finoox | GCVC 080.2D/2x1-2449-2-D/6/80/2.10/1200/EXS/1/015023 | 10745 | 1 | 2 | 2449 | Axial | 103.75 | 104294 | 301.1 | 22648 | 770 | VT03060U.1 | 1819 | 2025-05-01 | D | 47.09 | 78.74 | 2025-04-27 | VerticalCompact-BCD_2x1 | 1284 | 800 | 2161 |  |  | 229.5 | 35 | 35 | 800 | EC motor | 5060 | 2 | no | no | D | D | Epoxy coated aluminum | 2025-01-02 | 10 | 6 | yes | piece | 1
GCVC PD 063.2/23-56 | GCVC PD | 063.2/23-56 | 4247755 | finoox | GCVC 063.2D/2x3-2357-S-D/4/80/2.10/3600/AXS/1/015023 | 20133 | 3 | 2 | 2357 | Axial | 259812 | 259996 | 602.19 | 73912 | 1040 | VT01441 | 9104 | 3 | E | 56.35 | 88.31 | 58.2 | VerticalCompact-BCD_2x3 | 3684 | 800 | 2161 |  |  | 620.6 | 64 | 64 | 630 | AC motor | 50 | S | no | no | D | D | Aluminum | 2025-01-02 | 4 | 4 | yes | piece | 1
GCVC PD 063.2/22-27 | GCVC PD | 063.2/22-27 | 4247574 | finoox | GCVC 063.2D/2x2-2401-L-D/3/80/2.10/2400/AXS/1/015023 | 10498 | 2 | 2 | 2401 | Axial | 66583 | 66506 | 301.1 | 15529 | 340 | VT01442 | 0.341 | 0.16 | A | 26.99 | 58.8 | 2025-09-26 | VerticalCompact-BCD_2x2 | 2484 | 800 | 2161 |  |  | 307.7 | 35 | 35 | 630 | AC motor | 60 | L | no | no | D | D | Aluminum | 2025-01-02 | 8 | 3 | yes | piece | 1
GCVC PD 045.2/11-48 | GCVC PD | 045.2/11-48 | 4248829 | finoox | GCVC 045.2C/1x1-2409-1-D/4/32/2.10/900/AXS/1/015023 | 2732 | 1 | 1 | 2409 | Axial | 23242 | 23406 | 60.22 | 5977 | 1500 | VT03007U.1 | 0.522 | 2025-02-02 | D | 48.12 | 79.38 | 2025-02-05 | VerticalCompact-BCD_1x1 | 984 | 535 | 953 |  |  | 62 | 18 | 18 | 450 | EC motor | 5060 | 1 | no | no | C | D | Aluminum | 2025-01-02 | 8 | 4 | yes | piece | 1
GCVC PD 050.2/13-27 | GCVC PD | 050.2/13-27 | 4250709 | finoox | GCVC 050.2D/1x3-2391-L-D/4/40/2.10/3600/AXS/1/015023 | 6638 | 3 | 1 | 2391 | Axial | 50495 | 50599 | 301.1 | 9874 | 520 | VT01437 | 0.303 | 0.18 | B | 2025-02-27 | 58.88 | 2025-05-24 | VerticalCompact-BCD_1x3 | 3684 | 596 | 1153 |  |  | 251.1 | 28 | 28 | 500 | AC motor | 60 | L | no | no | D | D | Aluminum | 2025-01-02 | 6 | 4 | yes | piece | 1
GCVC PD 050.2/11-46 | GCVC PD | 050.2/11-46 | 4249206 | finoox | GCVC 050.2C/1x1-2347-D-D/3/32/2.10/900/AXS/1/015023 | 2165 | 1 | 1 | 2347 | Axial | 22928 | 23069 | 45.16 | 7819 | 1390 | VT03150U | 0.676 | 1941-01-01 | E | 45.5 | 76.77 | 4 | VerticalCompact-BCD_1x1 | 984 | 569 | 953 |  |  | 63.9 | 18 | 18 | 500 | AC motor | 50 | D | no | no | C | D | Aluminum | 2025-01-02 | 8 | 3 | yes | piece | 1
GCVC PD 050.2/22-47 | GCVC PD | 050.2/22-47 | 4245041 | finoox | GCVC 050.2C/2x2-2348-S-D/4/64/2.10/1800/AXS/1/015023 | 6923 | 2 | 2 | 2348 | Axial | 96578 | 96634 | 240.88 | 26061 | 1180 | VT03150U | 2138 | 0.9 | D | 46.5 | 78.13 | 2025-07-21 | VerticalCompact-BCD_2x2 | 1884 | 800 | 1761 |  |  | 243.8 | 35 | 35 | 500 | AC motor | 50 | S | no | no | C | D | Aluminum | 2025-01-02 | 8 | 4 | yes | piece | 1
GCVC PD 050.2/13-47 | GCVC PD | 050.2/13-47 | 4250636 | finoox | GCVC 050.2D/1x3-2348-S-D/3/40/2.10/3600/AXS/1/015023 | 6111 | 3 | 1 | 2348 | Axial | 80448 | 80.42 | 225.82 | 22684 | 1180 | VT03150U | 1506 | 0.9 | D | 47.28 | 78.95 | 2025-03-19 | VerticalCompact-BCD_1x3 | 3684 | 569 | 1153 |  |  | 236.7 | 35 | 35 | 500 | AC motor | 50 | S | no | no | D | D | Aluminum | 2025-01-02 | 4 | 3 | yes | piece | 1
GCVC PD 050.2/12-44 | GCVC PD | 050.2/12-44 | 4250495 | finoox | GCVC 050.2D/1x2-2421-1-D/3/40/2.10/2400/EXS/1/015023 | 5391 | 2 | 1 | 2421 | Axial | 50046 | 49988 | 150.55 | 14054 | 1150 | VT03011U.1 | 0.664 | 1975-01-01 | C | 43.93 | 75.46 | 2025-09-12 | VerticalCompact-BCD_1x2 | 2484 | 586 | 1153 |  |  | 151.9 | 28 | 28 | 500 | EC motor | 5060 | 1 | no | no | D | D | Epoxy coated aluminum | 2025-01-02 | 6 | 3 | yes | piece | 1
GCVC PD 063.2/11-61 | GCVC PD | 063.2/11-61 | 4251746 | finoox | GCVC 063.2D/1x1-2412-2-D/4/40/2.10/1200/EXS/1/015023 | 5654 | 1 | 1 | 2412 | Axial | 52808 | 53011 | 100.37 | 17152 | 1510 | VT03143U.1 | 3206 | 5 | E | 61.35 | 92.72 | 2025-01-09 | VerticalCompact-BCD_1x1 | 1284 | 611 | 1153 |  |  | 113.4 | 28 | 28 | 630 | EC motor | 5060 | 2 | no | no | D | D | Epoxy coated aluminum | 2025-01-02 | 8 | 4 | yes | piece | 1
GCVC PD 045.2/23-46 | GCVC PD | 045.2/23-46 | 4244637 | finoox | GCVC 045.2C/2x3-2527-1-D/4/64/2.10/2700/AXS/1/015023 | 11740 | 3 | 2 | 2527 | Axial | 101822 | 101958 | 361.32 | 23074 | 975 | VT03007U.1 | 0.918 | 0.68 | C | 45.85 | 77.6 | 2025-09-30 | VerticalCompact-BCD_2x3 | 2784 | 800 | 1761 |  |  | 315.3 | 35 | 35 | 450 | EC motor | 5060 | 1 | no | no | C | D | Aluminum | 2025-01-02 | 6 | 4 | yes | piece | 1
GCVC PD 050.2/13-52 | GCVC PD | 050.2/13-52 | 4250809 | finoox | GCVC 050.2D/1x3-2559-2-D/6/40/2.10/3600/EXS/1/015023 | 12303 | 3 | 1 | 2559 | Axial | 110821 | 110999 | 451.65 | 22385 | 1330 | VT03013U.1 | 1532 | 2025-08-01 | C | 51.74 | 83.42 | 37.7 | VerticalCompact-BCD_1x3 | 3684 | 607 | 1153 |  |  | 303.3 | 42 | 42 | 500 | EC motor | 5060 | 2 | no | no | D | D | Epoxy coated aluminum | 2025-01-02 | 6 | 6 | yes | piece | 1
GCVC PD 045.2/11-31 | GCVC PD | 045.2/11-31 | 4248842 | finoox | GCVC 045.2C/1x1-2523-1-D/6/32/2.10/900/AXS/1/015023 | 3066 | 1 | 1 | 2523 | Axial | 13932 | 14061 | 90.33 | 2445 | 675 | VT03007U.1 | 0.059 | 0.3 | A | 2025-09-30 | 62.16 | 2025-06-07 | VerticalCompact-BCD_1x1 | 984 | 535 | 953 |  |  | 70.6 | 16 | 16 | 450 | EC motor | 5060 | 1 | no | no | C | D | Aluminum | 2025-01-02 | 12 | 6 | yes | piece | 1
GCVC PD 063.2/22-44 | GCVC PD | 063.2/22-44 | 4246831 | finoox | GCVC 063.2C/2x2-2557-2-D/3/64/2.10/1800/EXS/1/015023 | 12820 | 2 | 2 | 2557 | Axial | 91491 | 91594 | 180.66 | 33519 | 900 | VT03144U.1 | 1938 | 0.85 | D | 43.9 | 75.53 | 17 | VerticalCompact-BCD_2x2 | 1884 | 800 | 1761 |  |  | 228.1 | 35 | 35 | 630 | EC motor | 5060 | 2 | no | no | C | D | Epoxy coated aluminum | 2025-01-02 | 6 | 3 | yes | piece | 1
GCVC PD 063.2/21-34 | GCVC PD | 063.2/21-34 | 4247422 | finoox | GCVC 063.2D/2x1-2511-1-D/4/80/2.10/1200/EXS/1/015023 | 8488 | 1 | 2 | 2511 | Axial | 58.2 | 58396 | 200.73 | 13493 | 730 | VT03145U.1 | 0.361 | 1 | B | 33.88 | 65.53 | 2025-01-18 | VerticalCompact-BCD_2x1 | 1284 | 800 | 2161 |  |  | 178.9 | 28 | 28 | 630 | EC motor | 5060 | 1 | no | no | D | D | Epoxy coated aluminum | 2025-01-02 | 10 | 4 | yes | piece | 1
GCVC PD 050.2/23-41 | GCVC PD | 050.2/23-41 | 4246356 | finoox | GCVC 050.2D/2x3-2516-1-D/6/80/2.10/3600/AXS/1/015023 | 19560 | 3 | 2 | 2516 | Axial | 155006 | 155818 | 903.29 | 27352 | 820 | VT03011U.1 | 0.789 | 0.68 | A | 41.13 | 73.09 | 75.1 | VerticalCompact-BCD_2x3 | 3684 | 800 | 2161 |  |  | 557.5 | 42 | 42 | 500 | EC motor | 5060 | 1 | no | no | D | D | Aluminum | 2025-01-02 | 6 | 6 | yes | piece | 1
GCVC PD 050.2/12-43 | GCVC PD | 050.2/12-43 | 4249596 | finoox | GCVC 050.2C/1x2-2520-1-D/3/32/2.10/1800/AXS/1/015023 | 4361 | 2 | 1 | 2520 | Axial | 37074 | 37022 | 90.33 | 11639 | 1070 | VT03011U.1 | 0.573 | 2025-04-01 | D | 42.57 | 73.96 | 2025-06-07 | VerticalCompact-BCD_1x2 | 1884 | 586 | 953 |  |  | 107.9 | 22 | 22 | 500 | EC motor | 5060 | 1 | no | no | C | D | Aluminum | 2025-01-02 | 8 | 3 | yes | piece | 1
GCVC PD 045.2/12-38 | GCVC PD | 045.2/12-38 | 4248942 | finoox | GCVC 045.2C/1x2-2525-1-D/3/32/2.10/1800/AXS/1/015023 | 4392 | 2 | 1 | 2525 | Axial | 26281 | 26277 | 90.33 | 6658 | 825 | VT03007U.1 | 0.192 | 0.47 | B | 37.85 | 69.23 | 2025-06-07 | VerticalCompact-BCD_1x2 | 1884 | 535 | 953 |  |  | 104.4 | 22 | 22 | 450 | EC motor | 5060 | 1 | no | no | C | D | Aluminum | 2025-01-02 | 8 | 3 | yes | piece | 1
GCVC PD 063.2/22-34 | GCVC PD | 063.2/22-34 | 4246756 | finoox | GCVC 063.2C/2x2-2508-1-D/3/64/2.10/1800/AXS/1/015023 | 11138 | 2 | 2 | 2508 | Axial | 67112 | 67054 | 180.66 | 19536 | 615 | VT03145U.1 | 0.494 | 0.65 | B | 34.29 | 65.92 | 2025-09-16 | VerticalCompact-BCD_2x2 | 1884 | 800 | 1761 |  |  | 211.2 | 35 | 35 | 630 | EC motor | 5060 | 1 | no | no | C | D | Aluminum | 2025-01-02 | 8 | 3 | yes | piece | 1
GCVC PD 050.2/14-44 | GCVC PD | 050.2/14-44 | 4250064 | finoox | GCVC 050.2C/1x4-2519-1-D/6/32/2.10/3600/AXS/1/015023 | 10188 | 4 | 1 | 2519 | Axial | 100.32 | 100859 | 361.32 | 19599 | 1010 | VT03011U.1 | 1024 | 2015-01-01 | C | 43.65 | 75.27 | 2025-03-31 | VerticalCompact-BCD_1x4 | 3684 | 586 | 953 |  |  | 260.7 | 35 | 35 | 500 | EC motor | 5060 | 1 | no | no | C | D | Aluminum | 2025-01-02 | 4 | 6 | yes | piece | 1
GCVC PD 063.2/23-65 | GCVC PD | 063.2/23-65 | 4247938 | finoox | GCVC 063.2D/2x3-2550-2-D/4/80/2.10/3600/EXS/1/015023 | 28968 | 3 | 2 | 2550 | Axial | 274938 | 273754 | 602.19 | 86889 | 1285 | VT03143U.1 | 11882 | 2026-03-01 | E | 65.07 | 97.03 | 58.2 | VerticalCompact-BCD_2x3 | 3684 | 800 | 2161 |  |  | 618.2 | 64 | 64 | 630 | EC motor | 5060 | 2 | no | no | D | D | Epoxy coated aluminum | 2025-01-02 | 4 | 4 | yes | piece | 1
GCVC PD 063.2/21-41 | GCVC PD | 063.2/21-41 | 4247482 | finoox | GCVC 063.2D/2x1-2556-2-D/4/80/2.10/1200/EXS/1/015023 | 9155 | 1 | 2 | 2556 | Axial | 70067 | 70239 | 200.73 | 17703 | 850 | VT03144U.1 | 0.748 | 0.77 | C | 41.06 | 72.71 | 2025-04-19 | VerticalCompact-BCD_2x1 | 1284 | 800 | 2161 |  |  | 188.5 | 35 | 35 | 630 | EC motor | 5060 | 2 | no | no | D | D | Epoxy coated aluminum | 2025-01-02 | 10 | 4 | yes | piece | 1
GCVC PD 063.2/22-45 | GCVC PD | 063.2/22-45 | 4247727 | finoox | GCVC 063.2D/2x2-2556-2-D/3/80/2.10/2400/EXS/1/015023 | 14881 | 2 | 2 | 2556 | Axial | 116254 | 116.11 | 301.1 | 36393 | 850 | VT03144U.1 | 1455 | 0.77 | C | 44.53 | 76.34 | 2025-04-28 | VerticalCompact-BCD_2x2 | 2484 | 800 | 2161 |  |  | 313.6 | 42 | 42 | 630 | EC motor | 5060 | 2 | no | no | D | D | Epoxy coated aluminum | 2025-01-02 | 6 | 3 | yes | piece | 1
GCVC PD 080.2/21-25 | GCVC PD | 080.2/21-25 | 4248111 | finoox | GCVC 080.2D/2x1-2494-1-D/4/80/2.10/1200/EXS/1/015023 | 8186 | 1 | 2 | 2494 | Axial | 48675 | 48812 | 200.73 | 10567 | 340 | VT03062U.1 | 0.17 | 0.45 | A+ | 24.84 | 56.49 | 2025-01-18 | VerticalCompact-BCD_2x1 | 1284 | 800 | 2161 |  |  | 190.1 | 28 | 28 | 800 | EC motor | 5060 | 1 | no | no | D | D | Epoxy coated aluminum | 2025-01-02 | 10 | 4 | yes | piece | 1
GCVC PD 063.2/21-21 | GCVC PD | 063.2/21-21 | 4246509 | finoox | GCVC 063.2C/2x1-2501-1-D/4/64/2.10/900/AXS/1/015023 | 6848 | 1 | 2 | 2501 | Axial | 23872 | 23999 | 120.44 | 4887 | 345 | VT03145U.1 | 0.063 | 0.15 | A+ | 20.77 | 52.28 | 2025-04-10 | VerticalCompact-BCD_2x1 | 984 | 800 | 1761 |  |  | 127.2 | 18 | 18 | 630 | EC motor | 5060 | 1 | no | no | C | D | Aluminum | 2025-01-02 | 12 | 4 | yes | piece | 1
GCVC PD 050.2/22-34 | GCVC PD | 050.2/22-34 | 4246096 | finoox | GCVC 050.2D/2x2-2513-1-D/3/80/2.10/2400/AXS/1/015023 | 10024 | 2 | 2 | 2513 | Axial | 64221 | 63939 | 301.1 | 14737 | 630 | VT03011U.1 | 0.253 | 0.37 | A+ | 34.3 | 66.1 | 2025-09-26 | VerticalCompact-BCD_2x2 | 2484 | 800 | 2161 |  |  | 290.3 | 35 | 35 | 500 | EC motor | 5060 | 1 | no | no | D | D | Aluminum | 2025-01-02 | 8 | 3 | yes | piece | 1
GCVC PD 050.2/13-31 | GCVC PD | 050.2/13-31 | 4244344 | finoox | GCVC 050.2B/1x3-2512-1-D/3/24/2.10/2160/AXS/1/015023 | 5658 | 3 | 1 | 2512 | Axial | 27485 | 27489 | 81.3 | 7407 | 565 | VT03011U.1 | 0.167 | 0.28 | B | 30.73 | 62.12 | 2025-08-06 | VerticalCompact-BCD_1x3a | 2244 | 586 | 753 |  |  | 113.8 | 22 | 22 | 500 | EC motor | 5060 | 1 | no | no | B | D | Aluminum | 2025-01-02 | 6 | 3 | yes | piece | 1
GCVC PD 045.2/14-47 | GCVC PD | 045.2/14-47 | 4249146 | finoox | GCVC 045.2C/1x4-2529-1-D/3/32/2.10/3600/AXS/1/015023 | 7621 | 4 | 1 | 2529 | Axial | 64715 | 64691 | 180.66 | 18313 | 1125 | VT03007U.1 | 0.906 | 1 | C | 47.39 | 79 | 2025-05-15 | VerticalCompact-BCD_1x4 | 3684 | 535 | 953 |  |  | 199.7 | 35 | 35 | 450 | EC motor | 5060 | 1 | no | no | C | D | Aluminum | 2025-01-02 | 4 | 3 | yes | piece | 1
GCVC PD 080.2/12-33 | GCVC PD | 080.2/12-33 | 4252737 | finoox | GCVC 080.2D/1x2-2483-1-D/4/40/2.10/2400/AXS/1/015023 | 7954 | 2 | 1 | 2483 | Axial | 63675 | 63751 | 200.73 | 15065 | 470 | VT03061U.1 | 0.417 | 0.9 | B | 33.31 | 64.83 | 2025-05-17 | VerticalCompact-BCD_1x2 | 2484 | 608 | 1153 |  |  | 181.2 | 35 | 35 | 800 | EC motor | 5060 | 1 | no | no | D | D | Aluminum | 2025-01-02 | 6 | 4 | yes | piece | 1
GCVC PD 080.2/13-60 | GCVC PD | 080.2/13-60 | 4253197 | finoox | GCVC 080.2D/1x3-2658-J-D/4/40/2.10/3600/EXS/1/015023 | 10483 | 3 | 1 | 2658 | Axial | 141778 | 141.17 | 301.1 | 46056 | 1030 | VT01384U | 4957 | 2025-03-03 | E | 59.73 | 91.41 | 26 | VerticalCompact-BCD_1x3 | 3684 | 641 | 1153 |  |  | 309.7 | 42 | 42 | 800 | AC motor | 60 | J | no | no | D | D | Epoxy coated aluminum | 2025-01-02 | 4 | 4 | yes | piece | 1
GCVC PD 080.3/13-45 | GCVC PD | 080.3/13-45 | 6205948 | finoox | GCVC 080.3D/1x3-1333-D-D/3/40/2.10/3600/EXS/1/015023 | 9736 | 3 | 1 | 1333 | Axial | 103463 | 102.81 | 225.82 | 37893 | 670 | VT01371 | 2562 | 1995-01-01 | D | 44.9 | 76.58 | 2025-01-20 | VerticalCompact-BCD_1x3 | 3684 | 605 | 1153 |  |  | 309.3 | 42 | 42 | 800 | AC motor | 50 | D | no | no | D | D | Epoxy coated aluminum | 2025-01-02 | 4 | 3 | yes | piece | 1
GCVC PD 063.2/12-20 | GCVC PD | 063.2/12-20 | 4251930 | finoox | GCVC 063.2D/1x2-2359-S-D/6/40/2.10/2400/AXS/1/015023 | 7115 | 2 | 1 | 2359 | Axial | 36837 | 37184 | 301.1 | 6185 | 320 | VT01442 | 0.128 | 0.14 | A+ | 19.52 | 51.05 | 2025-02-24 | VerticalCompact-BCD_1x2 | 2484 | 598 | 1153 |  |  | 203.1 | 22 | 22 | 630 | AC motor | 50 | S | no | no | D | D | Aluminum | 2025-01-02 | 10 | 6 | yes | piece | 1
GCVC PD 063.2/21-19 | GCVC PD | 063.2/21-19 | 4247279 | finoox | GCVC 063.2D/2x1-2359-S-D/6/80/2.10/1200/EXS/1/015023 | 8601 | 1 | 2 | 2359 | Axial | 36525 | 36809 | 301.1 | 6185 | 320 | VT01442 | 0.128 | 0.14 | A+ | 2025-04-19 | 51.05 | 2025-03-25 | VerticalCompact-BCD_2x1 | 1284 | 800 | 2161 |  |  | 215.4 | 22 | 22 | 630 | AC motor | 50 | S | no | no | D | D | Epoxy coated aluminum | 2025-01-02 | 12 | 6 | yes | piece | 1
GCVC PD 063.2/13-30 | GCVC PD | 063.2/13-30 | 4251288 | finoox | GCVC 063.2C/1x3-2398-I-D/3/32/2.10/2700/AXS/1/015023 | 6220 | 3 | 1 | 2398 | Axial | 44262 | 44253 | 135.49 | 12193 | 460 | VT01442 | 0.423 | 0.32 | C | 29.78 | 61.29 | 2025-05-11 | VerticalCompact-BCD_1x3 | 2784 | 598 | 953 |  |  | 170.9 | 28 | 28 | 630 | AC motor | 60 | I | no | no | C | D | Aluminum | 2025-01-02 | 6 | 3 | yes | piece | 1
GCVC PD 063.2/21-37 | GCVC PD | 063.2/21-37 | 4247461 | finoox | GCVC 063.2D/2x1-2553-2-D/4/80/2.10/1200/AXS/1/015023 | 8659 | 1 | 2 | 2553 | Axial | 62515 | 62693 | 200.73 | 14480 | 700 | VT03144U.1 | 0.43 | 0.52 | B | 36.71 | 68.36 | 2025-01-18 | VerticalCompact-BCD_2x1 | 1284 | 800 | 2161 |  |  | 187.3 | 28 | 28 | 630 | EC motor | 5060 | 2 | no | no | D | D | Aluminum | 2025-01-02 | 10 | 4 | yes | piece | 1
GCVC PD 063.2/21-24 | GCVC PD | 063.2/21-24 | 4247379 | finoox | GCVC 063.2D/2x1-2504-1-D/3/80/2.10/1200/EXS/1/015023 | 7905 | 1 | 2 | 2504 | Axial | 36055 | 36079 | 150.55 | 8666 | 460 | VT03145U.1 | 0.105 | 0.3 | A+ | 23.93 | 55.58 | 2025-02-13 | VerticalCompact-BCD_2x1 | 1284 | 800 | 2161 |  |  | 162.9 | 22 | 22 | 630 | EC motor | 5060 | 1 | no | no | D | D | Epoxy coated aluminum | 2025-01-02 | 10 | 3 | yes | piece | 1
GCVC PD 063.2/14-41 | GCVC PD | 063.2/14-41 | 4251639 | finoox | GCVC 063.2C/1x4-2555-2-D/3/32/2.10/3600/EXS/1/015023 | 11638 | 4 | 1 | 2555 | Axial | 81861 | 81342 | 180.66 | 29590 | 800 | VT03144U.1 | 1938-01-01 | 0.69 | D | 41.32 | 72.95 | 2025-05-15 | VerticalCompact-BCD_1x4 | 3684 | 623 | 953 |  |  | 226.8 | 35 | 35 | 630 | EC motor | 5060 | 2 | no | no | C | D | Epoxy coated aluminum | 2025-01-02 | 4 | 3 | yes | piece | 1
GCVC PD 050.2/11-49 | GCVC PD | 050.2/11-49 | 4250330 | finoox | GCVC 050.2D/1x1-2560-2-D/3/40/2.10/1200/AXS/1/015023 | 3472 | 1 | 1 | 2560 | Axial | 28852 | 28883 | 75.27 | 8335 | 1415 | VT03013U.1 | 0.593 | 2021-01-01 | D | 49.4 | 80.77 | 2025-06-06 | VerticalCompact-BCD_1x1 | 1284 | 607 | 1153 |  |  | 86.9 | 22 | 22 | 500 | EC motor | 5060 | 2 | no | no | D | D | Aluminum | 2025-01-02 | 10 | 3 | yes | piece | 1
GCVC PD 063.2/21-21 | GCVC PD | 063.2/21-21 | 4246504 | finoox | GCVC 063.2C/2x1-2500-1-D/6/64/2.10/900/AXS/1/015023 | 7696 | 1 | 2 | 2500 | Axial | 21848 | 22052 | 180.66 | 3708 | 310 | VT03145U.1 | 0.052 | 0.13 | A+ | 21.16 | 52.67 | 2025-03-15 | VerticalCompact-BCD_2x1 | 984 | 800 | 1761 |  |  | 144.9 | 18 | 18 | 630 | EC motor | 5060 | 1 | no | no | C | D | Aluminum | 2025-01-02 | 12 | 6 | yes | piece | 1
GCVC PD 063.2/11-15 | GCVC PD | 063.2/11-15 | 4251769 | finoox | GCVC 063.2D/1x1-2501-1-D/3/40/2.10/1200/EXS/1/015023 | 4254 | 1 | 1 | 2501 | Axial | 14357 | 14397 | 75.27 | 3213 | 345 | VT03145U.1 | 0.028 | 0.15 | A+ | 14.93 | 46.3 | 2025-03-06 | VerticalCompact-BCD_1x1 | 1284 | 615 | 1153 |  |  | 82.4 | 16 | 16 | 630 | EC motor | 5060 | 1 | no | no | D | D | Epoxy coated aluminum | 2025-01-02 | 10 | 3 | yes | piece | 1
GCVC PD 063.2/11-17 | GCVC PD | 063.2/11-17 | 4251773 | finoox | GCVC 063.2D/1x1-2502-1-D/4/40/2.10/1200/AXS/1/015023 | 4246 | 1 | 1 | 2502 | Axial | 17.59 | 17664 | 100.37 | 3450 | 385 | VT03145U.1 | 0.036 | 0.2 | A+ | 17.25 | 48.62 | 2025-03-08 | VerticalCompact-BCD_1x1 | 1284 | 615 | 1153 |  |  | 89.7 | 16 | 16 | 630 | EC motor | 5060 | 1 | no | no | D | D | Aluminum | 2025-01-02 | 10 | 4 | yes | piece | 1
GCVC PD 050.2/13-42 | GCVC PD | 050.2/13-42 | 4250774 | finoox | GCVC 050.2D/1x3-2518-1-D/3/40/2.10/3600/AXS/1/015023 | 7712 | 3 | 1 | 2518 | Axial | 66025 | 65997 | 225.82 | 16694 | 945 | VT03011U.1 | 0.563 | 1 | B | 42.05 | 73.73 | 2025-03-19 | VerticalCompact-BCD_1x3 | 3684 | 586 | 1153 |  |  | 222.9 | 35 | 35 | 500 | EC motor | 5060 | 1 | no | no | D | D | Aluminum | 2025-01-02 | 4 | 3 | yes | piece | 1
GCVC PD 050.2/13-42 | GCVC PD | 050.2/13-42 | 4250778 | finoox | GCVC 050.2D/1x3-2518-1-D/4/40/2.10/3600/EXS/1/015023 | 8935 | 3 | 1 | 2518 | Axial | 75346 | 75508 | 301.1 | 16429 | 945 | VT03011U.1 | 0.571 | 1 | B | 41.89 | 73.57 | 2025-02-25 | VerticalCompact-BCD_1x3 | 3684 | 586 | 1153 |  |  | 244.6 | 35 | 35 | 500 | EC motor | 5060 | 1 | no | no | D | D | Epoxy coated aluminum | 2025-01-02 | 4 | 4 | yes | piece | 1
GCVC PD 050.2/11-24 | GCVC PD | 050.2/11-24 | 4249204 | finoox | GCVC 050.2C/1x1-2337-S-D/4/32/2.10/900/EXS/1/015023 | 2317 | 1 | 1 | 2337 | Axial | 13012 | 13088 | 60.22 | 2802 | 510 | VT01437 | 0.08 | 0.16 | B | 2025-01-24 | 55.28 | 2025-01-05 | VerticalCompact-BCD_1x1 | 984 | 596 | 953 |  |  | 66 | 16 | 16 | 500 | AC motor | 50 | S | no | no | C | D | Epoxy coated aluminum | 2025-01-02 | 8 | 4 | yes | piece | 1
GCVC PD 050.2/12-42 | GCVC PD | 050.2/12-42 | 4250431 | finoox | GCVC 050.2D/1x2-2384-I-D/6/40/2.10/2400/EXS/1/015023 | 5915 | 2 | 1 | 2384 | Axial | 59109 | 59375 | 301.1 | 10853 | 790 | VT01435 | 0.721 | 0.88 | C | 41.51 | 73.04 | 2025-06-24 | VerticalCompact-BCD_1x2 | 2484 | 596 | 1153 |  |  | 205.3 | 28 | 28 | 500 | AC motor | 60 | I | no | no | D | D | Epoxy coated aluminum | 2025-01-02 | 8 | 6 | yes | piece | 1
GCVC PD 063.2/22-40 | GCVC PD | 063.2/22-40 | 4246706 | finoox | GCVC 063.2C/2x2-2414-1-D/4/64/2.10/1800/EXS/1/015023 | 12329 | 2 | 2 | 2414 | Axial | 87978 | 88012 | 240.88 | 23236 | 770 | VT03145U.1 | 0.947 | 2015-01-01 | C | 39.86 | 71.49 | 2025-07-21 | VerticalCompact-BCD_2x2 | 1884 | 800 | 1761 |  |  | 228.7 | 35 | 35 | 630 | EC motor | 5060 | 1 | no | no | C | D | Epoxy coated aluminum | 2025-01-02 | 8 | 4 | yes | piece | 1
GCVC PD 050.2/21-35 | GCVC PD | 050.2/21-35 | 4245818 | finoox | GCVC 050.2D/2x1-2390-K-D/4/80/2.10/1200/EXS/1/015023 | 5501 | 1 | 2 | 2390 | Axial | 44512 | 44699 | 200.73 | 9411 | 760 | VT01437 | 0.334 | 0.35 | B | 35.49 | 67.14 | 2025-01-18 | VerticalCompact-BCD_2x1 | 1284 | 800 | 2161 |  |  | 181.8 | 28 | 28 | 500 | AC motor | 60 | K | no | no | D | D | Epoxy coated aluminum | 2025-01-02 | 10 | 4 | yes | piece | 1
GCVC PD 063.2/11-25 | GCVC PD | 063.2/11-25 | 4250880 | finoox | GCVC 063.2C/1x1-2398-I-D/4/32/2.10/900/EXS/1/015023 | 3307 | 1 | 1 | 2398 | Axial | 16295 | 2025-04-16 | 60.22 | 3767 | 460 | VT01442 | 0.143 | 0.32 | C | 25.21 | 56.47 | 2025-01-05 | VerticalCompact-BCD_1x1 | 984 | 598 | 953 |  |  | 67.9 | 16 | 16 | 630 | AC motor | 60 | I | no | no | C | D | Epoxy coated aluminum | 2025-01-02 | 8 | 4 | yes | piece | 1
GCVC PD 063.2/14-45 | GCVC PD | 063.2/14-45 | 4251655 | finoox | GCVC 063.2C/1x4-2558-2-D/4/32/2.10/3600/AXS/1/015023 | 11920 | 4 | 1 | 2558 | Axial | 111562 | 111545 | 240.88 | 33597 | 950 | VT03144U.1 | 2349 | 1 | D | 45.05 | 76.68 | 2025-08-20 | VerticalCompact-BCD_1x4 | 3684 | 623 | 953 |  |  | 245.2 | 42 | 42 | 630 | EC motor | 5060 | 2 | no | no | C | D | Aluminum | 2025-01-02 | 4 | 4 | yes | piece | 1
GCVC PD 063.2/23-68 | GCVC PD | 063.2/23-68 | 4247948 | finoox | GCVC 063.2D/2x3-2552-2-D/6/80/2.10/3600/AXS/1/015023 | 31726 | 3 | 2 | 2552 | Axial | 382616 | 383738 | 903.29 | 90756 | 1435 | VT03143U.1 | 17101 | 2025-03-04 | E | 68.11 | 100.07 | 86.5 | VerticalCompact-BCD_2x3 | 3684 | 800 | 2161 |  |  | 717.7 | 76.1 | 76.1 | 630 | EC motor | 5060 | 2 | no | no | D | D | Aluminum | 2025-01-02 | 4 | 6 | yes | piece | 1
GCVC PD 050.2/24-57 | GCVC PD | 050.2/24-57 | 4245684 | finoox | GCVC 050.2C/2x4-2560-2-D/3/64/2.10/3600/AXS/1/015023 | 20825 | 4 | 2 | 2560 | Axial | 172562 | 171869 | 361.32 | 61952 | 1415 | VT03013U.1 | 5038 | 2021-01-01 | E | 56.94 | 88.8 | 34.6 | VerticalCompact-BCD_2x4 | 3684 | 800 | 1761 |  |  | 431 | 54 | 54 | 500 | EC motor | 5060 | 2 | no | no | C | D | Aluminum | 2025-01-02 | 4 | 3 | yes | piece | 1
GCVC PD 050.2/22-55 | GCVC PD | 050.2/22-55 | 4246166 | finoox | GCVC 050.2D/2x2-2560-2-D/4/80/2.10/2400/EXS/1/015023 | 13880 | 2 | 2 | 2560 | Axial | 132576 | 132624 | 401.46 | 32897 | 1415 | VT03013U.1 | 2404 | 2021-01-01 | D | 54.73 | 86.54 | 36.3 | VerticalCompact-BCD_2x2 | 2484 | 800 | 2161 |  |  | 340.6 | 42 | 42 | 500 | EC motor | 5060 | 2 | no | no | D | D | Epoxy coated aluminum | 2025-01-02 | 6 | 4 | yes | piece | 1
GCVC PD 050.2/12-45 | GCVC PD | 050.2/12-45 | 4249612 | finoox | GCVC 050.2C/1x2-2522-1-D/4/32/2.10/1800/EXS/1/015023 | 4833 | 2 | 1 | 2522 | Axial | 46199 | 46207 | 120.44 | 12636 | 1200 | VT03011U.1 | 0.807 | 2025-09-01 | D | 44.8 | 76.19 | 2025-04-10 | VerticalCompact-BCD_1x2 | 1884 | 586 | 953 |  |  | 117.1 | 28 | 28 | 500 | EC motor | 5060 | 1 | no | no | C | D | Epoxy coated aluminum | 2025-01-02 | 8 | 4 | yes | piece | 1
GCVC PD 063.2/21-60 | GCVC PD | 063.2/21-60 | 4247445 | finoox | GCVC 063.2D/2x1-2550-2-D/3/80/2.10/1200/EXS/1/015023 | 10276 | 1 | 2 | 2550 | Axial | 79561 | 79754 | 150.55 | 29966 | 1285 | VT03143U.1 | 3884 | 2026-03-01 | E | 60.35 | 92 | 2025-04-15 | VerticalCompact-BCD_2x1 | 1284 | 800 | 2161 |  |  | 209.9 | 35 | 35 | 630 | EC motor | 5060 | 2 | no | no | D | D | Epoxy coated aluminum | 2025-01-02 | 8 | 3 | yes | piece | 1
GCVC PD 063.2/21-40 | GCVC PD | 063.2/21-40 | 4246619 | finoox | GCVC 063.2C/2x1-2556-2-D/3/64/2.10/900/EXS/1/015023 | 7539 | 1 | 2 | 2556 | Axial | 44384 | 44617 | 90.33 | 15776 | 850 | VT03144U.1 | 0.821 | 0.77 | D | 39.76 | 71.27 | 9 | VerticalCompact-BCD_2x1 | 984 | 800 | 1761 |  |  | 129 | 28 | 28 | 630 | EC motor | 5060 | 2 | no | no | C | D | Epoxy coated aluminum | 2025-01-02 | 8 | 3 | yes | piece | 1
GCVC PD 050.2/14-55 | GCVC PD | 050.2/14-55 | 4250102 | finoox | GCVC 050.2C/1x4-2561-2-D/4/32/2.10/3600/EXS/1/015023 | 11449 | 4 | 1 | 2561 | Axial | 105.13 | 105124 | 240.88 | 31965 | 1505 | VT03013U.1 | 3066 | 1938-01-01 | E | 55.29 | 86.92 | 2025-08-20 | VerticalCompact-BCD_1x4 | 3684 | 607 | 953 |  |  | 242.3 | 42 | 42 | 500 | EC motor | 5060 | 2 | no | no | C | D | Epoxy coated aluminum | 2025-01-02 | 4 | 4 | yes | piece | 1
GCVC PD 063.2/12-22 | GCVC PD | 063.2/12-22 | 4252025 | finoox | GCVC 063.2D/1x2-2503-1-D/4/40/2.10/2400/AXS/1/015023 | 7090 | 2 | 1 | 2503 | Axial | 38174 | 38243 | 200.73 | 7624 | 425 | VT03145U.1 | 0.088 | 0.25 | A+ | 22.16 | 53.69 | 2025-03-16 | VerticalCompact-BCD_1x2 | 2484 | 615 | 1153 |  |  | 167.4 | 22 | 22 | 630 | EC motor | 5060 | 1 | no | no | D | D | Aluminum | 2025-01-02 | 8 | 4 | yes | piece | 1
GCVC PD 063.2/12-31 | GCVC PD | 063.2/12-31 | 4251148 | finoox | GCVC 063.2C/1x2-2505-1-D/6/32/2.10/1800/AXS/1/015023 | 6817 | 2 | 1 | 2505 | Axial | 35193 | 35512 | 180.66 | 6335 | 500 | VT03145U.1 | 0.153 | 0.39 | A | 30.88 | 62.27 | 2025-08-14 | VerticalCompact-BCD_1x2 | 1884 | 615 | 953 |  |  | 135.7 | 22 | 22 | 630 | EC motor | 5060 | 1 | no | no | C | D | Aluminum | 2025-01-02 | 8 | 6 | yes | piece | 1
GCVC PD 080.2/11-39 | GCVC PD | 080.2/11-39 | 4252600 | finoox | GCVC 080.2D/1x1-2545-2-D/3/40/2.10/1200/AXS/1/015023 | 4784 | 1 | 1 | 2545 | Axial | 36236 | 36242 | 75.27 | 12263 | 695 | VT03060U.1 | 0.618 | 2015-01-01 | D | 39.28 | 70.64 | 2025-06-06 | VerticalCompact-BCD_1x1 | 1284 | 613 | 1153 |  |  | 92.3 | 22 | 22 | 800 | EC motor | 5060 | 2 | no | no | D | D | Aluminum | 2025-01-02 | 10 | 3 | yes | piece | 1
GCVC PD 080.3/21-44 | GCVC PD | 080.3/21-44 | 6215251 | finoox | GCVC 080.3D/2x1-3563-2-D/4/80/2.10/1200/AXS/1/015023 | 10508 | 1 | 2 | 3563 | Axial | 84391 | 84588 | 200.73 | 22639 | 670 | VT01445U.3 | 1305 | 2015-01-01 | D | 44.45 | 76.1 | 2025-04-19 | VerticalCompact-BCD_2x1 | 1284 | 800 | 2161 |  |  | 233.5 | 35 | 35 | 800 | EC motor | 5060 | 2 | no | no | D | D | Aluminum | 2025-01-02 | 10 | 4 | yes | piece | 1
GCVC PD 080.3/21-54 | GCVC PD | 080.3/21-54 | 6196145 | finoox | GCVC 080.3D/2x1-3561-2-D/3/80/2.10/1200/EXS/1/015023 | 10378 | 1 | 2 | 3561 | Axial | 85313 | 85525 | 150.55 | 34439 | 930 | VT01445U.3 | 3308 | 1975-02-01 | E | 53.76 | 85.42 | 2025-04-15 | VerticalCompact-BCD_2x1 | 1284 | 800 | 2161 |  |  | 218.9 | 35 | 35 | 800 | EC motor | 5060 | 2 | no | no | D | D | Epoxy coated aluminum | 2025-01-02 | 8 | 3 | yes | piece | 1
GCVC PD 050.2/24-39 | GCVC PD | 050.2/24-39 | 4245497 | finoox | GCVC 050.2C/2x4-2336-D-D/3/64/2.10/3600/EXS/1/015023 | 12166 | 4 | 2 | 2336 | Axial | 110965 | 110962 | 361.32 | 29691 | 660 | VT01437 | 0.999 | 0.33 | C | 38.95 | 70.82 | 32 | VerticalCompact-BCD_2x4 | 3684 | 800 | 1761 |  |  | 408.5 | 42 | 42 | 500 | AC motor | 50 | D | no | no | C | D | Epoxy coated aluminum | 2025-01-02 | 4 | 3 | yes | piece | 1
GCVC PD 050.2/23-37 | GCVC PD | 050.2/23-37 | 4246207 | finoox | GCVC 050.2D/2x3-2333-S-D/3/80/2.10/3600/EXS/1/015023 | 12285 | 3 | 2 | 2333 | Axial | 96979 | 96765 | 451.65 | 23270 | 530 | VT01435 | 0.885 | 0.35 | C | 36.52 | 68.48 | 38.5 | VerticalCompact-BCD_2x3 | 3684 | 800 | 2161 |  |  | 451.2 | 35 | 35 | 500 | AC motor | 50 | S | no | no | D | D | Epoxy coated aluminum | 2025-01-02 | 6 | 3 | yes | piece | 1
GCVC PD 080.2/11-42 | GCVC PD | 080.2/11-42 | 4252453 | finoox | GCVC 080.2D/1x1-2449-2-D/3/40/2.10/1200/EXS/1/015023 | 4964 | 1 | 1 | 2449 | Axial | 37971 | 38059 | 75.27 | 13716 | 770 | VT03060U.1 | 0.841 | 2025-05-01 | D | 41.51 | 72.88 | 2025-06-06 | VerticalCompact-BCD_1x1 | 1284 | 613 | 1153 |  |  | 92.3 | 22 | 22 | 800 | EC motor | 5060 | 2 | no | no | D | D | Epoxy coated aluminum | 2025-01-02 | 8 | 3 | yes | piece | 1
GCVC PD 050.2/11-30 | GCVC PD | 050.2/11-30 | 4249266 | finoox | GCVC 050.2C/1x1-2388-I-D/6/32/2.10/900/AXS/1/015023 | 2547 | 1 | 1 | 2388 | Axial | 19305 | 19476 | 90.33 | 3598 | 710 | VT01437 | 0.164 | 0.34 | C | 29.52 | 60.79 | 2025-06-07 | VerticalCompact-BCD_1x1 | 984 | 596 | 953 |  |  | 74.7 | 16 | 16 | 500 | AC motor | 60 | I | no | no | C | D | Aluminum | 2025-01-02 | 12 | 6 | yes | piece | 1
GCVC PD 063.2/11-42 | GCVC PD | 063.2/11-42 | 4250903 | finoox | GCVC 063.2C/1x1-2413-2-D/6/32/2.10/900/EXS/1/015023 | 4738 | 1 | 1 | 2413 | Axial | 34234 | 34547 | 90.33 | 7901 | 1000 | VT03144U.1 | 0.725 | 2025-01-01 | D | 41.81 | 73.08 | 2025-08-07 | VerticalCompact-BCD_1x1 | 984 | 623 | 953 |  |  | 78 | 22 | 22 | 630 | EC motor | 5060 | 2 | no | no | C | D | Epoxy coated aluminum | 2025-01-02 | 8 | 6 | yes | piece | 1
GCVC PD 050.2/22-38 | GCVC PD | 050.2/22-38 | 4245104 | finoox | GCVC 050.2C/2x2-2390-K-D/3/64/2.10/1800/AXS/1/015023 | 6256 | 2 | 2 | 2390 | Axial | 62567 | 62519 | 180.66 | 17399 | 760 | VT01437 | 0.695 | 0.35 | C | 37.57 | 69.2 | 2025-09-16 | VerticalCompact-BCD_2x2 | 1884 | 800 | 1761 |  |  | 217.5 | 35 | 35 | 500 | AC motor | 60 | K | no | no | C | D | Aluminum | 2025-01-02 | 8 | 3 | yes | piece | 1
GCVC PD 063.2/12-18 | GCVC PD | 063.2/12-18 | 4251091 | finoox | GCVC 063.2C/1x2-2399-J-D/4/32/2.10/1800/EXS/1/015023 | 5123 | 2 | 1 | 2399 | Axial | 2025-04-24 | 24088 | 120.44 | 4905 | 290 | VT01442 | 0.145 | 0.14 | B | 17.87 | 49.26 | 2025-08-09 | VerticalCompact-BCD_1x2 | 1884 | 598 | 953 |  |  | 124.6 | 18 | 18 | 630 | AC motor | 60 | J | no | no | C | D | Epoxy coated aluminum | 2025-01-02 | 8 | 4 | yes | piece | 1
GCVC PD 063.2/11-17 | GCVC PD | 063.2/11-17 | 4251728 | finoox | GCVC 063.2D/1x1-2399-J-D/4/40/2.10/1200/EXS/1/015023 | 3864 | 1 | 1 | 2399 | Axial | 16656 | 16727 | 100.37 | 3272 | 290 | VT01442 | 0.07 | 0.14 | A | 2025-05-16 | 47.86 | 2025-03-08 | VerticalCompact-BCD_1x1 | 1284 | 598 | 1153 |  |  | 93.1 | 16 | 16 | 630 | AC motor | 60 | J | no | no | D | D | Epoxy coated aluminum | 2025-01-02 | 10 | 4 | yes | piece | 1
GCVC PD 063.2/21-28 | GCVC PD | 063.2/21-28 | 4246469 | finoox | GCVC 063.2C/2x1-2398-I-D/4/64/2.10/900/AXS/1/015023 | 5639 | 1 | 2 | 2398 | Axial | 33383 | 33552 | 120.44 | 7534 | 460 | VT01442 | 0.287 | 0.32 | C | 27.98 | 59.49 | 2025-07-10 | VerticalCompact-BCD_2x1 | 984 | 800 | 1761 |  |  | 135 | 22 | 22 | 630 | AC motor | 60 | I | no | no | C | D | Aluminum | 2025-01-02 | 12 | 4 | yes | piece | 1
GCVC PD 040.2/11-47 | GCVC PD | 040.2/11-47 | 4243695 | finoox | GCVC 040.2A/1x1-2408-1-D/3/20/2.10/600/EXS/2/015023 | 1687 | 1 | 1 | 2408 | Axial | 10069 | 10163 | 18.82 | 3994 | 1630 | VT03142U.1 | 0.432 | 2025-06-02 | E | 46.53 | 77.61 | 2025-07-01 | VerticalCompact-A_1x1 | 660 | 355 | 507 |  |  | 2025-04-18 | 16 | 16 | 400 | EC motor | 5060 | 1 | no | no | A | D | Epoxy coated aluminum | 2025-01-02 | 10 | 3 | yes | piece | 1
GCVC PD 050.2/13-58 | GCVC PD | 050.2/13-58 | 4244330 | finoox | GCVC 050.2B/1x3-2410-2-D/3/24/2.10/2160/EXS/1/015023 | 7452 | 3 | 1 | 2410 | Axial | 53474 | 53692 | 81.3 | 24901 | 1770 | VT03013U.1 | 1991-03-01 | 2025-01-02 | E | 57.95 | 89.34 | 2025-01-07 | VerticalCompact-BCD_1x3a | 2244 | 607 | 753 |  |  | 128.1 | 28 | 28 | 500 | EC motor | 5060 | 2 | no | no | B | D | Epoxy coated aluminum | 2025-01-02 | 4 | 3 | yes | piece | 1
GCVC PD 063.2/12-35 | GCVC PD | 063.2/12-35 | 4251180 | finoox | GCVC 063.2C/1x2-2510-1-D/4/32/2.10/1800/EXS/1/015023 | 6354 | 2 | 1 | 2510 | Axial | 41049 | 41061 | 120.44 | 10368 | 695 | VT03145U.1 | 0.352 | 0.9 | B | 34.94 | 66.33 | 2025-04-10 | VerticalCompact-BCD_1x2 | 1884 | 615 | 953 |  |  | 118.9 | 28 | 28 | 630 | EC motor | 5060 | 1 | no | no | C | D | Epoxy coated aluminum | 2025-01-02 | 8 | 4 | yes | piece | 1
GCVC PD 063.2/23-42 | GCVC PD | 063.2/23-42 | 4247012 | finoox | GCVC 063.2C/2x3-2553-2-D/6/64/2.10/2700/AXS/1/015023 | 20964 | 3 | 2 | 2553 | Axial | 159.65 | 160223 | 541.97 | 32138 | 700 | VT03144U.1 | 1554 | 0.52 | C | 42.07 | 73.82 | 48.8 | VerticalCompact-BCD_2x3 | 2784 | 800 | 1761 |  |  | 416.2 | 54 | 54 | 630 | EC motor | 5060 | 2 | no | no | C | D | Aluminum | 2025-01-02 | 6 | 6 | yes | piece | 1
GCVC PD 045.2/13-48 | GCVC PD | 045.2/13-48 | 4249064 | finoox | GCVC 045.2C/1x3-2530-1-D/6/32/2.10/2700/AXS/1/015023 | 7275 | 3 | 1 | 2530 | Axial | 69942 | 70275 | 270.99 | 13446 | 1200 | VT03007U.1 | 0.839 | 2025-01-01 | C | 47.74 | 79.25 | 2025-06-22 | VerticalCompact-BCD_1x3 | 2784 | 535 | 953 |  |  | 192.4 | 35 | 35 | 450 | EC motor | 5060 | 1 | no | no | C | D | Aluminum | 2025-01-02 | 6 | 6 | yes | piece | 1
GCVC PD 050.2/11-40 | GCVC PD | 050.2/11-40 | 4249360 | finoox | GCVC 050.2C/1x1-2520-1-D/3/32/2.10/900/AXS/1/015023 | 2639 | 1 | 1 | 2520 | Axial | 19074 | 19184 | 45.16 | 5820 | 1070 | VT03011U.1 | 0.286 | 2025-04-01 | D | 39.68 | 70.95 | 2025-09-03 | VerticalCompact-BCD_1x1 | 984 | 586 | 953 |  |  | 59.3 | 16 | 16 | 500 | EC motor | 5060 | 1 | no | no | C | D | Aluminum | 2025-01-02 | 8 | 3 | yes | piece | 1
GCVC PD 063.2/21-30 | GCVC PD | 063.2/21-30 | 4246544 | finoox | GCVC 063.2C/2x1-2507-1-D/3/64/2.10/900/AXS/1/015023 | 6698 | 1 | 2 | 2507 | Axial | 32413 | 32564 | 90.33 | 9115 | 580 | VT03145U.1 | 0.207 | 0.55 | B | 2025-06-30 | 61.57 | 2025-03-08 | VerticalCompact-BCD_2x1 | 984 | 800 | 1761 |  |  | 119.5 | 22 | 22 | 630 | EC motor | 5060 | 1 | no | no | C | D | Aluminum | 2025-01-02 | 8 | 3 | yes | piece | 1
GCVC PD 050.2/13-54 | GCVC PD | 050.2/13-54 | 4250821 | finoox | GCVC 050.2D/1x3-2561-2-D/6/40/2.10/3600/EXS/1/015023 | 12447 | 3 | 1 | 2561 | Axial | 126747 | 127331 | 451.65 | 25448 | 1505 | VT03013U.1 | 2211 | 1938-01-01 | D | 54.49 | 86.17 | 39.2 | VerticalCompact-BCD_1x3 | 3684 | 607 | 1153 |  |  | 306.2 | 42 | 42 | 500 | EC motor | 5060 | 2 | no | no | D | D | Epoxy coated aluminum | 2025-01-02 | 4 | 6 | yes | piece | 1
GCVC PD 063.2/13-25 | GCVC PD | 063.2/13-25 | 4251338 | finoox | GCVC 063.2C/1x3-2502-1-D/4/32/2.10/2700/EXS/1/015023 | 8713 | 3 | 1 | 2502 | Axial | 38347 | 38348 | 180.66 | 8221 | 385 | VT03145U.1 | 0.118 | 0.2 | A+ | 24.65 | 56.17 | 2025-06-14 | VerticalCompact-BCD_1x3 | 2784 | 615 | 953 |  |  | 173 | 22 | 22 | 630 | EC motor | 5060 | 1 | no | no | C | D | Epoxy coated aluminum | 2025-01-02 | 8 | 4 | yes | piece | 1
GCVC PD 050.2/11-41 | GCVC PD | 050.2/11-41 | 4244109 | finoox | GCVC 050.2B/1x1-2521-1-D/4/24/2.10/720/AXS/1/015023 | 2353 | 1 | 1 | 2521 | Axial | 16843 | 16966 | 36.13 | 4862 | 1135 | VT03011U.1 | 0.374 | 1965-01-01 | D | 41.37 | 72.56 | 2025-02-03 | VerticalCompact-BCD_1x1 | 804 | 586 | 753 |  |  | 47.3 | 16 | 16 | 500 | EC motor | 5060 | 1 | no | no | B | D | Aluminum | 2025-01-02 | 12 | 4 | yes | piece | 1
GCVC PD 050.2/11-35 | GCVC PD | 050.2/11-35 | 4250131 | finoox | GCVC 050.2D/1x1-2332-D-D/6/40/2.10/1200/EXS/1/015023 | 3435 | 1 | 1 | 2332 | Axial | 28815 | 29054 | 150.55 | 5273 | 850 | VT01435 | 0.255 | 0.74 | C | 35.31 | 66.67 | 2025-07-12 | VerticalCompact-BCD_1x1 | 1284 | 596 | 1153 |  |  | 109.1 | 22 | 22 | 500 | AC motor | 50 | D | no | no | D | D | Epoxy coated aluminum | 2025-01-02 | 10 | 6 | yes | piece | 1
GCVC PD 040.2/13-43 | GCVC PD | 040.2/13-43 | 4243812 | finoox | GCVC 040.2B/1x3-2346-W-D/3/24/2.10/2160/AXS/1/015023 | 3175 | 3 | 1 | 2346 | Axial | 27009 | 27011 | 81.3 | 7213 | 895 | VT0607 | 0.264 | 0.33 | C | 42.9 | 74.28 | 2025-08-06 | VerticalCompact-BCD_1x3a | 2244 | 530 | 753 |  |  | 106.7 | 22 | 22 | 400 | AC motor | 50 | W | no | no | B | D | Aluminum | 2025-01-02 | 6 | 3 | yes | piece | 1
GCVC PD 050.2/12-54 | GCVC PD | 050.2/12-54 | 4249536 | finoox | GCVC 050.2C/1x2-2420-2-D/3/32/2.10/1800/AXS/1/015023 | 5332 | 2 | 1 | 2420 | Axial | 49815 | 49851 | 90.33 | 18361 | 1600 | VT03013U.1 | 1838 | 1965-01-01 | E | 53.71 | 85.1 | 8 | VerticalCompact-BCD_1x2 | 1884 | 607 | 953 |  |  | 117.7 | 28 | 28 | 500 | EC motor | 5060 | 2 | no | no | C | D | Aluminum | 2025-01-02 | 6 | 3 | yes | piece | 1
GCVC PD 050.2/11-47 | GCVC PD | 050.2/11-47 | 4250153 | finoox | GCVC 050.2D/1x1-2347-D-D/3/40/2.10/1200/EXS/1/015023 | 2679 | 1 | 1 | 2347 | Axial | 28496 | 28499 | 75.27 | 8535 | 1390 | VT03150U | 0.638 | 1941-01-01 | D | 46.55 | 77.91 | 2025-06-06 | VerticalCompact-BCD_1x1 | 1284 | 569 | 1153 |  |  | 86.9 | 22 | 22 | 500 | AC motor | 50 | D | no | no | D | D | Epoxy coated aluminum | 2025-01-02 | 10 | 3 | yes | piece | 1
GCVC PD 050.2/13-45 | GCVC PD | 050.2/13-45 | 4244294 | finoox | GCVC 050.2B/1x3-2348-S-D/3/24/2.10/2160/AXS/1/015023 | 4061 | 3 | 1 | 2348 | Axial | 43005 | 42943 | 81.3 | 16464 | 1180 | VT03150U | 1683 | 0.9 | E | 45.16 | 76.55 | 2025-01-07 | VerticalCompact-BCD_1x3a | 2244 | 569 | 753 |  |  | 128.1 | 28 | 28 | 500 | AC motor | 50 | S | no | no | B | D | Aluminum | 2025-01-02 | 6 | 3 | yes | piece | 1
GCVC PD 050.2/23-50 | GCVC PD | 050.2/23-50 | 4246231 | finoox | GCVC 050.2D/2x3-2348-S-D/3/80/2.10/3600/EXS/1/015023 | 12673 | 3 | 2 | 2348 | Axial | 157073 | 156918 | 451.65 | 45367 | 1180 | VT03150U | 3012 | 0.9 | D | 50 | 81.96 | 43.1 | VerticalCompact-BCD_2x3 | 3684 | 800 | 2161 |  |  | 457.7 | 54 | 54 | 500 | AC motor | 50 | S | no | no | D | D | Epoxy coated aluminum | 2025-01-02 | 4 | 3 | yes | piece | 1
GCVC PD 063.2/11-29 | GCVC PD | 063.2/11-29 | 4251730 | finoox | GCVC 063.2D/1x1-2400-K-D/3/40/2.10/1200/AXS/1/015023 | 3503 | 1 | 1 | 2400 | Axial | 21022 | 21047 | 75.27 | 5226 | 490 | VT01442 | 0.15 | 0.34 | B | 28.71 | 60.07 | 2025-04-06 | VerticalCompact-BCD_1x1 | 1284 | 598 | 1153 |  |  | 86 | 18 | 18 | 630 | AC motor | 60 | K | no | no | D | D | Aluminum | 2025-01-02 | 10 | 3 | yes | piece | 1
GCVC PD 080.2/21-37 | GCVC PD | 080.2/21-37 | 4248081 | finoox | GCVC 080.2D/2x1-2487-1-D/3/80/2.10/1200/EXS/1/015023 | 8119 | 1 | 2 | 2487 | Axial | 63887 | 63.87 | 150.55 | 20724 | 600 | VT03061U.1 | 0.796 | 1985-01-01 | C | 37.28 | 68.93 | 14 | VerticalCompact-BCD_2x1 | 1284 | 800 | 2161 |  |  | 176.7 | 28 | 28 | 800 | EC motor | 5060 | 1 | no | no | D | D | Epoxy coated aluminum | 2025-01-02 | 10 | 3 | yes | piece | 1
GCVC PD 063.2/21-62 | GCVC PD | 063.2/21-62 | 4247452 | finoox | GCVC 063.2D/2x1-2551-2-D/4/80/2.10/1200/EXS/1/015023 | 10881 | 1 | 2 | 2551 | Axial | 97477 | 97511 | 200.73 | 30740 | 1360 | VT03143U.1 | 4692 | 4 | E | 61.83 | 93.48 | 2025-04-19 | VerticalCompact-BCD_2x1 | 1284 | 800 | 2161 |  |  | 224.5 | 35 | 35 | 630 | EC motor | 5060 | 2 | no | no | D | D | Epoxy coated aluminum | 2025-01-02 | 10 | 4 | yes | piece | 1
GCVC PD 045.2/24-55 | GCVC PD | 045.2/24-55 | 4244767 | finoox | GCVC 045.2C/2x4-2533-1-D/6/64/2.10/3600/EXS/1/015023 | 18905 | 4 | 2 | 2533 | Axial | 210866 | 211845 | 722.63 | 42936 | 1425 | VT03007U.1 | 3685 | 2025-09-01 | D | 55.34 | 87.2 | 62.7 | VerticalCompact-BCD_2x4 | 3684 | 800 | 1761 |  |  | 486.1 | 54 | 54 | 450 | EC motor | 5060 | 1 | no | no | C | D | Epoxy coated aluminum | 2025-01-02 | 4 | 6 | yes | piece | 1
GCVC PD 050.2/22-38 | GCVC PD | 050.2/22-38 | 4246113 | finoox | GCVC 050.2D/2x2-2515-1-D/6/80/2.10/2400/EXS/1/015023 | 13916 | 2 | 2 | 2515 | Axial | 95837 | 96422 | 602.19 | 16794 | 755 | VT03011U.1 | 0.423 | 0.58 | A | 37.76 | 69.57 | 50.5 | VerticalCompact-BCD_2x2 | 2484 | 800 | 2161 |  |  | 380 | 35 | 35 | 500 | EC motor | 5060 | 1 | no | no | D | D | Epoxy coated aluminum | 2025-01-02 | 8 | 6 | yes | piece | 1
GCVC PD 080.2/13-38 | GCVC PD | 080.2/13-38 | 4253031 | finoox | GCVC 080.2D/1x3-2486-1-D/3/40/2.10/3600/EXS/1/015023 | 10972 | 3 | 1 | 2486 | Axial | 90709 | 90619 | 225.82 | 29345 | 565 | VT03061U.1 | 1022 | 1955-01-01 | C | 37.87 | 69.55 | 2025-03-19 | VerticalCompact-BCD_1x3 | 3684 | 608 | 1153 |  |  | 244.3 | 35 | 35 | 800 | EC motor | 5060 | 1 | no | no | D | D | Epoxy coated aluminum | 2025-01-02 | 4 | 3 | yes | piece | 1
GCVC PD 063.2/23-38 | GCVC PD | 063.2/23-38 | 4247911 | finoox | GCVC 063.2D/2x3-2511-1-D/4/80/2.10/3600/AXS/1/015023 | 20401 | 3 | 2 | 2511 | Axial | 178757 | 178.76 | 602.19 | 40478 | 730 | VT03145U.1 | 1083 | 1 | B | 38.34 | 70.3 | 54.8 | VerticalCompact-BCD_2x3 | 3684 | 800 | 2161 |  |  | 479.3 | 54 | 54 | 630 | EC motor | 5060 | 1 | no | no | D | D | Aluminum | 2025-01-02 | 4 | 4 | yes | piece | 1
GCVC PD 050.2/22-40 | GCVC PD | 050.2/22-40 | 4246117 | finoox | GCVC 050.2D/2x2-2516-1-D/3/80/2.10/2400/EXS/1/015023 | 10614 | 2 | 2 | 2516 | Axial | 77989 | 77929 | 301.1 | 19245 | 820 | VT03011U.1 | 0.504 | 0.68 | B | 40.04 | 71.85 | 2025-09-26 | VerticalCompact-BCD_2x2 | 2484 | 800 | 2161 |  |  | 290.4 | 35 | 35 | 500 | EC motor | 5060 | 1 | no | no | D | D | Epoxy coated aluminum | 2025-01-02 | 6 | 3 | yes | piece | 1
GCVC PD 080.2/21-50 | GCVC PD | 080.2/21-50 | 4248163 | finoox | GCVC 080.2D/2x1-2539-2-D/4/80/2.10/1200/AXS/1/015023 | 9903 | 1 | 2 | 2539 | Axial | 96511 | 96601 | 200.73 | 28324 | 850 | VT03059U.2 | 2396 | 2019-02-01 | D | 50.06 | 81.71 | 2025-04-19 | VerticalCompact-BCD_2x1 | 1284 | 800 | 2161 |  |  | 214.7 | 35 | 35 | 800 | EC motor | 5060 | 2 | no | no | D | D | Aluminum | 2025-01-02 | 10 | 4 | yes | piece | 1
GCVC PD 050.2/12-54 | GCVC PD | 050.2/12-54 | 4249634 | finoox | GCVC 050.2C/1x2-2562-2-D/6/32/2.10/1800/AXS/1/015023 | 6217 | 2 | 1 | 2562 | Axial | 70.13 | 70164 | 180.66 | 15808 | 1595 | VT03013U.1 | 1873 | 1965-01-01 | E | 53.67 | 85.06 | 2025-07-15 | VerticalCompact-BCD_1x2 | 1884 | 607 | 953 |  |  | 144.2 | 35 | 35 | 500 | EC motor | 5060 | 2 | no | no | C | D | Aluminum | 2025-01-02 | 8 | 6 | yes | piece | 1
GCVC PD 063.2/12-31 | GCVC PD | 063.2/12-31 | 4251162 | finoox | GCVC 063.2C/1x2-2507-1-D/4/32/2.10/1800/EXS/1/015023 | 6306 | 2 | 1 | 2507 | Axial | 36131 | 36141 | 120.44 | 8512 | 580 | VT03145U.1 | 0.214 | 0.55 | B | 31.22 | 62.62 | 10 | VerticalCompact-BCD_1x2 | 1884 | 615 | 953 |  |  | 118.3 | 22 | 22 | 630 | EC motor | 5060 | 1 | no | no | C | D | Epoxy coated aluminum | 2025-01-02 | 8 | 4 | yes | piece | 1
GCVC PD 063.2/21-56 | GCVC PD | 063.2/21-56 | 4247425 | finoox | GCVC 063.2D/2x1-2547-2-D/4/80/2.10/1200/AXS/1/015023 | 10425 | 1 | 2 | 2547 | Axial | 86698 | 86893 | 200.73 | 23653 | 1055 | VT03143U.1 | 2231 | 2025-01-02 | D | 56.46 | 88.11 | 2025-04-19 | VerticalCompact-BCD_2x1 | 1284 | 800 | 2161 |  |  | 224.5 | 35 | 35 | 630 | EC motor | 5060 | 2 | no | no | D | D | Aluminum | 2025-01-02 | 10 | 4 | yes | piece | 1
GCVC PD 063.2/13-62 | GCVC PD | 063.2/13-62 | 4252346 | finoox | GCVC 063.2D/1x3-2550-2-D/4/40/2.10/3600/EXS/1/015023 | 13969 | 3 | 1 | 2550 | Axial | 137465 | 136876 | 301.1 | 43444 | 1285 | VT03143U.1 | 5941 | 2026-03-01 | E | 62.34 | 94.02 | 26 | VerticalCompact-BCD_1x3 | 3684 | 611 | 1153 |  |  | 315.3 | 42 | 42 | 630 | EC motor | 5060 | 2 | no | no | D | D | Epoxy coated aluminum | 2025-01-02 | 4 | 4 | yes | piece | 1
GCVC PD 063.2/23-45 | GCVC PD | 063.2/23-45 | 4247972 | finoox | GCVC 063.2D/2x3-2556-2-D/6/80/2.10/3600/AXS/1/015023 | 25820 | 3 | 2 | 2556 | Axial | 254539 | 255905 | 903.29 | 49953 | 850 | VT03144U.1 | 2368 | 0.77 | C | 44.51 | 76.47 | 78.2 | VerticalCompact-BCD_2x3 | 3684 | 800 | 2161 |  |  | 594.3 | 54 | 54 | 630 | EC motor | 5060 | 2 | no | no | D | D | Aluminum | 2025-01-02 | 4 | 6 | yes | piece | 1
GCVC PD 063.2/22-21 | GCVC PD | 063.2/22-21 | 4247608 | finoox | GCVC 063.2D/2x2-2501-1-D/4/80/2.10/2400/EXS/1/015023 | 14818 | 2 | 2 | 2501 | Axial | 63906 | 64092 | 401.46 | 12356 | 345 | VT03145U.1 | 0.116 | 0.15 | A+ | 20.56 | 52.37 | 33.5 | VerticalCompact-BCD_2x2 | 2484 | 800 | 2161 |  |  | 322.1 | 28 | 28 | 630 | EC motor | 5060 | 1 | no | no | D | D | Epoxy coated aluminum | 2025-01-02 | 8 | 4 | yes | piece | 1
GCVC PD 063.2/24-29 | GCVC PD | 063.2/24-29 | 4247133 | finoox | GCVC 063.2C/2x4-2502-1-D/4/64/2.10/3600/AXS/1/015023 | 21581 | 4 | 2 | 2502 | Axial | 103.38 | 103416 | 481.75 | 21924 | 385 | VT03145U.1 | 0.315 | 0.2 | A+ | 28.56 | 60.43 | 41.4 | VerticalCompact-BCD_2x4 | 3684 | 800 | 1761 |  |  | 431.1 | 42 | 42 | 630 | EC motor | 5060 | 1 | no | no | C | D | Aluminum | 2025-01-02 | 6 | 4 | yes | piece | 1
GCVC PD 063.2/21-59 | GCVC PD | 063.2/21-59 | 4247435 | finoox | GCVC 063.2D/2x1-2548-2-D/6/80/2.10/1200/EXS/1/015023 | 12372 | 1 | 2 | 2548 | Axial | 106.61 | 107164 | 301.1 | 23566 | 1135 | VT03143U.1 | 1983-02-01 | 1937-02-01 | E | 58.65 | 90.3 | 2025-04-27 | VerticalCompact-BCD_2x1 | 1284 | 800 | 2161 |  |  | 255.7 | 35 | 35 | 630 | EC motor | 5060 | 2 | no | no | D | D | Epoxy coated aluminum | 2025-01-02 | 10 | 6 | yes | piece | 1
GCVC PD 080.2/21-44 | GCVC PD | 080.2/21-44 | 4248199 | finoox | GCVC 080.2D/2x1-2546-2-D/4/80/2.10/1200/EXS/1/015023 | 9356 | 1 | 2 | 2546 | Axial | 85.78 | 85896 | 200.73 | 24441 | 730 | VT03060U.1 | 1497 | 2025-03-01 | D | 43.81 | 75.46 | 2025-04-19 | VerticalCompact-BCD_2x1 | 1284 | 800 | 2161 |  |  | 198.3 | 35 | 35 | 800 | EC motor | 5060 | 2 | no | no | D | D | Epoxy coated aluminum | 2025-01-02 | 10 | 4 | yes | piece | 1
GCVC PD 080.2/22-47 | GCVC PD | 080.2/22-47 | 4248473 | finoox | GCVC 080.2D/2x2-2546-2-D/4/80/2.10/2400/EXS/1/015023 | 20426 | 2 | 2 | 2546 | Axial | 167094 | 166872 | 401.46 | 48881 | 730 | VT03060U.1 | 2994 | 2025-03-01 | D | 46.66 | 78.47 | 39.4 | VerticalCompact-BCD_2x2 | 2484 | 800 | 2161 |  |  | 368.6 | 54 | 54 | 800 | EC motor | 5060 | 2 | no | no | D | D | Epoxy coated aluminum | 2025-01-02 | 6 | 4 | yes | piece | 1
GCVC PD 035.2/11-38 | GCVC PD | 035.2/11-38 | 4243726 | finoox | GCVC 035.2B/1x1-2723-W-D/3/24/2.10/720/EXS/1/015023 | 1686 | 1 | 1 | 2723 | Axial | 9214 | 9257 | 2025-01-27 | 2655 | 1390 | VT03167U | 0.155 | 0.62 | D | 37.81 | 68.99 | 2025-04-02 | VerticalCompact-BCD_1x1 | 804 | 518 | 753 |  |  | 40.1 | 16 | 16 | 350 | AC motor | 50 | W | no | no | B | D | Epoxy coated aluminum | 2025-01-02 | 12 | 3 | yes | piece | 1
GCVC PD 080.3/23-49 | GCVC PD | 080.3/23-49 | 6187200 | finoox | GCVC 080.3D/2x3-3563-2-D/3/80/2.10/3600/AXS/1/015023 | 31509 | 3 | 2 | 3563 | Axial | 208911 | 207361 | 451.65 | 72230 | 670 | VT01445U.3 | 3843 | 2015-01-01 | D | 48.98 | 80.95 | 43.1 | VerticalCompact-BCD_2x3 | 3684 | 800 | 2161 |  |  | 595.8 | 54 | 54 | 800 | EC motor | 5060 | 2 | no | no | D | D | Aluminum | 2025-01-02 | 4 | 3 | yes | piece | 1
GCVC PD 045.2/13-49 | GCVC PD | 045.2/13-49 | 4243945 | finoox | GCVC 045.2B/1x3-0426-W-D/4/24/2.10/2160/AXS/1/015023 | 3624 | 3 | 1 | 426 | Axial | 48634 | 48724 | 108.39 | 13811 | 1360 | VT0326U | 1378 | 2025-02-02 | E | 48.74 | 80.12 | 2025-02-09 | VerticalCompact-BCD_1x3a | 2244 | 521 | 753 |  |  | 129.3 | 28 | 28 | 450 | AC motor | 50 | W | no | no | B | D | Aluminum | 2025-01-02 | 6 | 4 | yes | piece | 1
GCVC PD 050.2/21-30 | GCVC PD | 050.2/21-30 | 4244781 | finoox | GCVC 050.2C/2x1-2333-S-D/4/64/2.10/900/AXS/1/015023 | 4139 | 1 | 2 | 2333 | Axial | 29886 | 30036 | 120.44 | 6500 | 530 | VT01435 | 0.298 | 0.35 | C | 29.65 | 61.16 | 2025-07-10 | VerticalCompact-BCD_2x1 | 984 | 800 | 1761 |  |  | 136.4 | 22 | 22 | 500 | AC motor | 50 | S | no | no | C | D | Aluminum | 2025-01-02 | 12 | 4 | yes | piece | 1
GCVC PD 050.2/11-25 | GCVC PD | 050.2/11-25 | 4250144 | finoox | GCVC 050.2D/1x1-2337-S-D/3/40/2.10/1200/AXS/1/015023 | 2512 | 1 | 1 | 2337 | Axial | 14911 | 14956 | 75.27 | 3314 | 510 | VT01437 | 0.077 | 0.16 | A | 24.94 | 56.31 | 2025-03-06 | VerticalCompact-BCD_1x1 | 1284 | 596 | 1153 |  |  | 83.9 | 16 | 16 | 500 | AC motor | 50 | S | no | no | D | D | Aluminum | 2025-01-02 | 10 | 3 | yes | piece | 1
GCVC PD 050.2/11-35 | GCVC PD | 050.2/11-35 | 4249231 | finoox | GCVC 050.2C/1x1-2354-W-D/3/32/2.10/900/EXS/1/015023 | 2223 | 1 | 1 | 2354 | Axial | 16345 | 16.41 | 45.16 | 4803 | 865 | VT03093U | 0.208 | 0.97 | C | 34.66 | 65.93 | 2025-09-03 | VerticalCompact-BCD_1x1 | 984 | 569 | 953 |  |  | 62.4 | 16 | 16 | 500 | AC motor | 50 | W | no | no | C | D | Epoxy coated aluminum | 2025-01-02 | 8 | 3 | yes | piece | 1
GCVC PD 063.2/23-32 | GCVC PD | 063.2/23-32 | 4247880 | finoox | GCVC 063.2D/2x3-2506-1-D/3/80/2.10/3600/AXS/1/015023 | 18441 | 3 | 2 | 2506 | Axial | 124012 | 123962 | 451.65 | 30506 | 540 | VT03145U.1 | 0.462 | 0.45 | A+ | 31.76 | 63.72 | 40 | VerticalCompact-BCD_2x3 | 3684 | 800 | 2161 |  |  | 429.4 | 42 | 42 | 630 | EC motor | 5060 | 1 | no | no | D | D | Aluminum | 2025-01-02 | 4 | 3 | yes | piece | 1
GCVC PD 063.2/24-34 | GCVC PD | 063.2/24-34 | 4247159 | finoox | GCVC 063.2C/2x4-2506-1-D/3/64/2.10/3600/EXS/1/015023 | 21086 | 4 | 2 | 2506 | Axial | 120518 | 120391 | 361.32 | 33860 | 540 | VT03145U.1 | 0.692 | 0.45 | A | 34.3 | 66.16 | 32 | VerticalCompact-BCD_2x4 | 3684 | 800 | 1761 |  |  | 396.4 | 42 | 42 | 630 | EC motor | 5060 | 1 | no | no | C | D | Epoxy coated aluminum | 2025-01-02 | 4 | 3 | yes | piece | 1
GCVC PD 080.2/23-55 | GCVC PD | 080.2/23-55 | 4248706 | finoox | GCVC 080.2D/2x3-2538-2-D/6/80/2.10/3600/AXS/1/015023 | 35613 | 3 | 2 | 2538 | Axial | 321403 | 322802 | 903.29 | 69211 | 800 | VT03059U.2 | 6147 | 1989-01-01 | D | 55.22 | 87.18 | 81.5 | VerticalCompact-BCD_2x3 | 3684 | 800 | 2161 |  |  | 678.6 | 64 | 64 | 800 | EC motor | 5060 | 2 | no | no | D | D | Aluminum | 2025-01-02 | 4 | 6 | yes | piece | 1
GCVC PD 050.2/13-39 | GCVC PD | 050.2/13-39 | 4244361 | finoox | GCVC 050.2B/1x3-2516-1-D/4/24/2.10/2160/AXS/1/015023 | 5919 | 3 | 1 | 2516 | Axial | 40618 | 40.71 | 108.39 | 10239 | 820 | VT03011U.1 | 0.443 | 0.68 | C | 39.24 | 70.62 | 2025-02-09 | VerticalCompact-BCD_1x3a | 2244 | 586 | 753 |  |  | 123.3 | 28 | 28 | 500 | EC motor | 5060 | 1 | no | no | B | D | Aluminum | 2025-01-02 | 6 | 4 | yes | piece | 1
GCVC PD 050.2/13-44 | GCVC PD | 050.2/13-44 | 4244376 | finoox | GCVC 050.2B/1x3-2520-1-D/3/24/2.10/2160/AXS/1/015023 | 5663 | 3 | 1 | 2520 | Axial | 40725 | 40651 | 81.3 | 14677 | 1070 | VT03011U.1 | 0.935 | 2025-04-01 | D | 44.16 | 75.55 | 2025-01-07 | VerticalCompact-BCD_1x3a | 2244 | 586 | 753 |  |  | 114.3 | 28 | 28 | 500 | EC motor | 5060 | 1 | no | no | B | D | Aluminum | 2025-01-02 | 6 | 3 | yes | piece | 1
GCVC PD 080.2/13-53 | GCVC PD | 080.2/13-53 | 4253133 | finoox | GCVC 080.2D/1x3-2541-2-D/3/40/2.10/3600/EXS/1/015023 | 13415 | 3 | 1 | 2541 | Axial | 117766 | 116987 | 225.82 | 51233 | 950 | VT03059U.2 | 4915 | 1982-02-01 | E | 53.48 | 85.16 | 2025-01-20 | VerticalCompact-BCD_1x3 | 3684 | 650 | 1153 |  |  | 279 | 42 | 42 | 800 | EC motor | 5060 | 2 | no | no | D | D | Epoxy coated aluminum | 2025-01-02 | 4 | 3 | yes | piece | 1
GCVC PD 050.2/13-53 | GCVC PD | 050.2/13-53 | 4249856 | finoox | GCVC 050.2C/1x3-2560-2-D/3/32/2.10/2700/AXS/1/015023 | 8105 | 3 | 1 | 2560 | Axial | 68434 | 68461 | 135.49 | 23232 | 1415 | VT03013U.1 | 1889 | 2021-01-01 | E | 53.03 | 84.54 | 12 | VerticalCompact-BCD_1x3 | 2784 | 607 | 953 |  |  | 172.4 | 35 | 35 | 500 | EC motor | 5060 | 2 | no | no | C | D | Aluminum | 2025-01-02 | 4 | 3 | yes | piece | 1
GCVC PD 063.2/22-19 | GCVC PD | 063.2/22-19 | 4247600 | finoox | GCVC 063.2D/2x2-2500-1-D/6/80/2.10/2400/AXS/1/015023 | 16351 | 2 | 2 | 2500 | Axial | 61153 | 61606 | 602.19 | 9994 | 310 | VT03145U.1 | 0.097 | 0.13 | A+ | 18.77 | 50.58 | 49.1 | VerticalCompact-BCD_2x2 | 2484 | 800 | 2161 |  |  | 382.5 | 28 | 28 | 630 | EC motor | 5060 | 1 | no | no | D | D | Aluminum | 2025-01-02 | 10 | 6 | yes | piece | 1
GCVC PD 063.2/22-26 | GCVC PD | 063.2/22-26 | 4246716 | finoox | GCVC 063.2C/2x2-2501-1-D/6/64/2.10/1800/AXS/1/015023 | 13217 | 2 | 2 | 2501 | Axial | 49578 | 49935 | 361.32 | 8447 | 345 | VT03145U.1 | 0.13 | 0.15 | A+ | 26.38 | 58.01 | 2025-01-30 | VerticalCompact-BCD_2x2 | 1884 | 800 | 1761 |  |  | 263.1 | 28 | 28 | 630 | EC motor | 5060 | 1 | no | no | C | D | Aluminum | 2025-01-02 | 12 | 6 | yes | piece | 1
GCVC PD 050.2/14-34 | GCVC PD | 050.2/14-34 | 4250030 | finoox | GCVC 050.2C/1x4-2513-1-D/4/32/2.10/3600/EXS/1/015023 | 9245 | 4 | 1 | 2513 | Axial | 59554 | 59697 | 240.88 | 12933 | 630 | VT03011U.1 | 0.274 | 0.37 | A | 33.51 | 65.14 | 2025-06-19 | VerticalCompact-BCD_1x4 | 3684 | 586 | 953 |  |  | 222.2 | 28 | 28 | 500 | EC motor | 5060 | 1 | no | no | C | D | Epoxy coated aluminum | 2025-01-02 | 4 | 4 | yes | piece | 1
GCVC PD 050.2/21-33 | GCVC PD | 050.2/21-33 | 4245866 | finoox | GCVC 050.2D/2x1-2514-1-D/4/80/2.10/1200/EXS/1/015023 | 6568 | 1 | 2 | 2514 | Axial | 39.07 | 39224 | 200.73 | 7980 | 695 | VT03011U.1 | 0.163 | 0.47 | A | 33.35 | 65 | 2025-02-17 | VerticalCompact-BCD_2x1 | 1284 | 800 | 2161 |  |  | 175.6 | 22 | 22 | 500 | EC motor | 5060 | 1 | no | no | D | D | Epoxy coated aluminum | 2025-01-02 | 10 | 4 | yes | piece | 1
GCVC PD 080.2/22-58 | GCVC PD | 080.2/22-58 | 4248538 | finoox | GCVC 080.2D/2x2-2710-2-D/6/80/2.10/2400/AXS/1/015023 | 24801 | 2 | 2 | 2710 | Axial | 253407 | 254077 | 602.19 | 59907 | 975 | VT03059U.2 | 7908 | 3 | E | 57.73 | 89.54 | 58.5 | VerticalCompact-BCD_2x2 | 2484 | 800 | 2161 |  |  | 467.6 | 64 | 64 | 800 | EC motor | 5060 | 2 | no | no | D | D | Aluminum | 2025-01-02 | 6 | 6 | yes | piece | 1
GCVC PD 080.2/22-41 | GCVC PD | 080.2/22-41 | 4248314 | finoox | GCVC 080.2D/2x2-2448-1-D/3/80/2.10/2400/EXS/1/015023 | 17102 | 2 | 2 | 2448 | Axial | 127865 | 127655 | 301.1 | 43683 | 630 | VT03061U.1 | 1845 | 2025-01-02 | C | 41 | 72.81 | 2025-04-28 | VerticalCompact-BCD_2x2 | 2484 | 800 | 2161 |  |  | 321.7 | 42 | 42 | 800 | EC motor | 5060 | 1 | no | no | D | D | Epoxy coated aluminum | 2025-01-02 | 6 | 3 | yes | piece | 1
GCVC PD 035.2/12-28 | GCVC PD | 035.2/12-28 | 4243732 | finoox | GCVC 035.2B/1x2-2344-W-D/3/24/2.10/1440/AXS/1/015023 | 2371 | 2 | 1 | 2344 | Axial | 14759 | 14772 | 54.2 | 3615 | 910 | VT03149U | 0.142 | 0.35 | C | 28.37 | 59.65 | 2025-05-04 | VerticalCompact-BCD_1x2 | 1524 | 514 | 753 |  |  | 70.2 | 16 | 16 | 350 | AC motor | 50 | W | no | no | B | D | Aluminum | 2025-01-02 | 8 | 3 | yes | piece | 1
GCVC PD 063.2/11-16 | GCVC PD | 063.2/11-16 | 4250850 | finoox | GCVC 063.2C/1x1-2359-S-D/3/32/2.10/900/EXS/1/015023 | 3182 | 1 | 1 | 2359 | Axial | 11417 | 11442 | 45.16 | 2841 | 320 | VT01442 | 0.065 | 0.14 | B | 15.94 | 47.21 | 2025-09-03 | VerticalCompact-BCD_1x1 | 984 | 598 | 953 |  |  | 63.5 | 16 | 16 | 630 | AC motor | 50 | S | no | no | C | D | Epoxy coated aluminum | 2025-01-02 | 12 | 3 | yes | piece | 1
GCVC PD 050.2/11-40 | GCVC PD | 050.2/11-40 | 4250200 | finoox | GCVC 050.2D/1x1-2386-K-D/6/40/2.10/1200/AXS/1/015023 | 3190 | 1 | 1 | 2386 | Axial | 32568 | 32808 | 150.55 | 6013 | 910 | VT01435 | 0.402 | 0.92 | C | 40.24 | 71.61 | 2025-07-12 | VerticalCompact-BCD_1x1 | 1284 | 596 | 1153 |  |  | 109.1 | 22 | 22 | 500 | AC motor | 60 | K | no | no | D | D | Aluminum | 2025-01-02 | 10 | 6 | yes | piece | 1
GCVC PD 050.2/21-54 | GCVC PD | 050.2/21-54 | 4245838 | finoox | GCVC 050.2D/2x1-2420-2-D/3/80/2.10/1200/AXS/1/015023 | 6940 | 1 | 2 | 2420 | Axial | 63957 | 63988 | 150.55 | 19703 | 1600 | VT03013U.1 | 1729 | 1965-01-01 | E | 54.22 | 85.88 | 2025-03-15 | VerticalCompact-BCD_2x1 | 1284 | 800 | 2161 |  |  | 172.8 | 35 | 35 | 500 | EC motor | 5060 | 2 | no | no | D | D | Aluminum | 2025-01-02 | 10 | 3 | yes | piece | 1
GCVC PD 045.2/23-52 | GCVC PD | 045.2/23-52 | 4244608 | finoox | GCVC 045.2C/2x3-2419-1-D/6/64/2.10/2700/AXS/1/015023 | 13617 | 3 | 2 | 2419 | Axial | 158979 | 157471 | 541.97 | 31360 | 1350 | VT03007U.1 | 2278 | 1965-01-01 | D | 52.07 | 83.82 | 48.8 | VerticalCompact-BCD_2x3 | 2784 | 800 | 1761 |  |  | 375.7 | 54 | 54 | 450 | EC motor | 5060 | 1 | no | no | C | D | Aluminum | 2025-01-02 | 6 | 6 | yes | piece | 1
GCVC PD 063.2/21-30 | GCVC PD | 063.2/21-30 | 4246481 | finoox | GCVC 063.2C/2x1-2400-K-D/4/64/2.10/900/EXS/1/015023 | 5905 | 1 | 2 | 2400 | Axial | 34.43 | 34633 | 120.44 | 8074 | 490 | VT01442 | 0.329 | 0.34 | C | 30.24 | 61.75 | 2025-07-10 | VerticalCompact-BCD_2x1 | 984 | 800 | 1761 |  |  | 135 | 22 | 22 | 630 | AC motor | 60 | K | no | no | C | D | Epoxy coated aluminum | 2025-01-02 | 12 | 4 | yes | piece | 1
GCVC PD 045.2/13-35 | GCVC PD | 045.2/13-35 | 4249024 | finoox | GCVC 045.2C/1x3-2523-1-D/4/32/2.10/2700/EXS/1/015023 | 6719 | 3 | 1 | 2523 | Axial | 37916 | 38017 | 180.66 | 7879 | 675 | VT03007U.1 | 0.174 | 0.3 | A | 35.11 | 66.62 | 2025-06-14 | VerticalCompact-BCD_1x3 | 2784 | 535 | 953 |  |  | 165.2 | 22 | 22 | 450 | EC motor | 5060 | 1 | no | no | C | D | Epoxy coated aluminum | 2025-01-02 | 6 | 4 | yes | piece | 1
GCVC PD 063.2/12-41 | GCVC PD | 063.2/12-41 | 4252140 | finoox | GCVC 063.2D/1x2-2557-2-D/6/40/2.10/2400/AXS/1/015023 | 8958 | 2 | 1 | 2557 | Axial | 88.71 | 89155 | 301.1 | 17678 | 900 | VT03144U.1 | 0.931 | 0.85 | C | 41.45 | 72.98 | 2025-04-25 | VerticalCompact-BCD_1x2 | 2484 | 623 | 1153 |  |  | 206.2 | 35 | 35 | 630 | EC motor | 5060 | 2 | no | no | D | D | Aluminum | 2025-01-02 | 6 | 6 | yes | piece | 1
GCVC PD 063.2/12-24 | GCVC PD | 063.2/12-24 | 4252031 | finoox | GCVC 063.2D/1x2-2504-1-D/4/40/2.10/2400/AXS/1/015023 | 7147 | 2 | 1 | 2504 | Axial | 40941 | 40986 | 200.73 | 8351 | 460 | VT03145U.1 | 0.108 | 0.3 | A+ | 2025-04-24 | 55.57 | 2025-08-16 | VerticalCompact-BCD_1x2 | 2484 | 615 | 1153 |  |  | 168.1 | 28 | 28 | 630 | EC motor | 5060 | 1 | no | no | D | D | Aluminum | 2025-01-02 | 8 | 4 | yes | piece | 1
GCVC PD 050.2/21-42 | GCVC PD | 050.2/21-42 | 4244956 | finoox | GCVC 050.2C/2x1-2520-1-D/4/64/2.10/900/EXS/1/015023 | 5594 | 1 | 2 | 2520 | Axial | 43402 | 43671 | 120.44 | 11254 | 1070 | VT03011U.1 | 0.585 | 2025-04-01 | C | 42.24 | 73.75 | 2025-04-11 | VerticalCompact-BCD_2x1 | 984 | 800 | 1761 |  |  | 127.6 | 28 | 28 | 500 | EC motor | 5060 | 1 | no | no | C | D | Epoxy coated aluminum | 2025-01-02 | 8 | 4 | yes | piece | 1
GCVC PD 080.2/22-55 | GCVC PD | 080.2/22-55 | 4248449 | finoox | GCVC 080.2D/2x2-2541-2-D/4/80/2.10/2400/AXS/1/015023 | 21865 | 2 | 2 | 2541 | Axial | 211931 | 212916 | 401.46 | 63894 | 950 | VT03059U.2 | 6661 | 1982-02-01 | E | 55.22 | 87.03 | 39.5 | VerticalCompact-BCD_2x2 | 2484 | 800 | 2161 |  |  | 401.5 | 54 | 54 | 800 | EC motor | 5060 | 2 | no | no | D | D | Aluminum | 2025-01-02 | 4 | 4 | yes | piece | 1
GCVC PD 063.2/23-43 | GCVC PD | 063.2/23-43 | 4247025 | finoox | GCVC 063.2C/2x3-2555-2-D/3/64/2.10/2700/EXS/1/015023 | 18215 | 3 | 2 | 2555 | Axial | 128721 | 128865 | 270.99 | 44385 | 800 | VT03144U.1 | 2025-07-02 | 0.69 | D | 42.96 | 74.71 | 2025-01-25 | VerticalCompact-BCD_2x3 | 2784 | 800 | 1761 |  |  | 331.9 | 42 | 42 | 630 | EC motor | 5060 | 2 | no | no | C | D | Epoxy coated aluminum | 2025-01-02 | 4 | 3 | yes | piece | 1
GCVC PD 063.2/23-45 | GCVC PD | 063.2/23-45 | 4247975 | finoox | GCVC 063.2D/2x3-2556-2-D/6/80/2.10/3600/EXS/1/015023 | 27645 | 3 | 2 | 2556 | Axial | 249988 | 251178 | 903.29 | 49953 | 850 | VT03144U.1 | 2368 | 0.77 | C | 44.51 | 76.47 | 78.2 | VerticalCompact-BCD_2x3 | 3684 | 800 | 2161 |  |  | 594.3 | 54 | 54 | 630 | EC motor | 5060 | 2 | no | no | D | D | Epoxy coated aluminum | 2025-01-02 | 4 | 6 | yes | piece | 1
GCVC PD 063.2/23-22 | GCVC PD | 063.2/23-22 | 4246917 | finoox | GCVC 063.2C/2x3-2500-1-D/3/64/2.10/2700/EXS/1/015023 | 16321 | 3 | 2 | 2500 | Axial | 59689 | 59656 | 270.99 | 13903 | 310 | VT03145U.1 | 0.149 | 0.13 | A+ | 21.65 | 53.4 | 2025-08-22 | VerticalCompact-BCD_2x3 | 2784 | 800 | 1761 |  |  | 303.5 | 28 | 28 | 630 | EC motor | 5060 | 1 | no | no | C | D | Epoxy coated aluminum | 2025-01-02 | 6 | 3 | yes | piece | 1
GCVC PD 063.2/13-23 | GCVC PD | 063.2/13-23 | 4251327 | finoox | GCVC 063.2C/1x3-2500-1-D/6/32/2.10/2700/EXS/1/015023 | 9947 | 3 | 1 | 2500 | Axial | 33033 | 33317 | 270.99 | 5562 | 310 | VT03145U.1 | 0.078 | 0.13 | A+ | 22.92 | 54.44 | 2025-07-21 | VerticalCompact-BCD_1x3 | 2784 | 615 | 953 |  |  | 199 | 22 | 22 | 630 | EC motor | 5060 | 1 | no | no | C | D | Epoxy coated aluminum | 2025-01-02 | 8 | 6 | yes | piece | 1
GCVC PD 063.2/22-21 | GCVC PD | 063.2/22-21 | 4247605 | finoox | GCVC 063.2D/2x2-2501-1-D/4/80/2.10/2400/AXS/1/015023 | 14027 | 2 | 2 | 2501 | Axial | 64593 | 64.77 | 401.46 | 12356 | 345 | VT03145U.1 | 0.116 | 0.15 | A+ | 20.56 | 52.37 | 34.8 | VerticalCompact-BCD_2x2 | 2484 | 800 | 2161 |  |  | 323.3 | 35 | 35 | 630 | EC motor | 5060 | 1 | no | no | D | D | Aluminum | 2025-01-02 | 8 | 4 | yes | piece | 1
GCVC PD 063.2/23-42 | GCVC PD | 063.2/23-42 | 4247960 | finoox | GCVC 063.2D/2x3-2554-2-D/6/80/2.10/3600/AXS/1/015023 | 25674 | 3 | 2 | 2554 | Axial | 221835 | 222333 | 903.29 | 43811 | 750 | VT03144U.1 | 1654 | 0.6 | B | 41.73 | 73.69 | 78.2 | VerticalCompact-BCD_2x3 | 3684 | 800 | 2161 |  |  | 594.3 | 54 | 54 | 630 | EC motor | 5060 | 2 | no | no | D | D | Aluminum | 2025-01-02 | 6 | 6 | yes | piece | 1
GCVC PD 080.3/21-51 | GCVC PD | 080.3/21-51 | 6201371 | finoox | GCVC 080.3D/2x1-3485-I-D/4/80/2.10/1200/EXS/1/015023 | 7878 | 1 | 2 | 3485 | Axial | 98434 | 98456 | 200.73 | 31318 | 900 | VT01526 | 4586 | 2025-09-03 | E | 50.84 | 82.49 | 2025-04-19 | VerticalCompact-BCD_2x1 | 1284 | 800 | 2161 |  |  | 232.3 | 35 | 35 | 800 | AC motor | 60 | I | no | no | D | D | Epoxy coated aluminum | 2025-01-02 | 10 | 4 | yes | piece | 1
GCVC PD 050.3/14-50 | GCVC PD | 050.3/14-50 | 6109932 | finoox | GCVC 050.3C/1x4-3616-W-D/3/32/2.10/3600/EXS/1/015023 | 6342 | 4 | 1 | 3616 | Axial | 80334 | 80184 | 180.66 | 28695 | 1240 | VT01524 | 2675 | 2025-02-03 | E | 49.64 | 81.27 | 2025-05-15 | VerticalCompact-BCD_1x4 | 3684 | 596 | 953 |  |  | 229 | 35 | 35 | 500 | AC motor | 50 | W | no | no | C | D | Epoxy coated aluminum | 2025-01-02 | 4 | 3 | yes | piece | 1
GCVC PD 040.2/13-46 | GCVC PD | 040.2/13-46 | 4243804 | finoox | GCVC 040.2B/1x3-1734-W-D/3/24/2.10/2160/AXS/1/015023 | 3127 | 3 | 1 | 1734 | Axial | 33577 | 33671 | 81.3 | 10239 | 1310 | VT0605 | 0.588 | 0.85 | D | 46.44 | 77.81 | 2025-08-06 | VerticalCompact-BCD_1x3a | 2244 | 476 | 753 |  |  | 106.7 | 22 | 22 | 400 | AC motor | 50 | W | no | no | B | D | Aluminum | 2025-01-02 | 6 | 3 | yes | piece | 1
GCVC PD 050.2/11-25 | GCVC PD | 050.2/11-25 | 4250145 | finoox | GCVC 050.2D/1x1-2337-S-D/4/40/2.10/1200/AXS/1/015023 | 2635 | 1 | 1 | 2337 | Axial | 16692 | 16776 | 100.37 | 3238 | 510 | VT01437 | 0.077 | 0.16 | A | 24.77 | 56.14 | 2025-03-08 | VerticalCompact-BCD_1x1 | 1284 | 596 | 1153 |  |  | 91.2 | 16 | 16 | 500 | AC motor | 50 | S | no | no | D | D | Aluminum | 2025-01-02 | 10 | 4 | yes | piece | 1
GCVC PD 050.2/12-37 | GCVC PD | 050.2/12-37 | 4244167 | finoox | GCVC 050.2B/1x2-2354-W-D/4/24/2.10/1440/AXS/1/015023 | 2885 | 2 | 1 | 2354 | Axial | 27944 | 28075 | 72.26 | 7103 | 865 | VT03093U | 0.453 | 0.97 | D | 36.75 | 68.04 | 2025-01-06 | VerticalCompact-BCD_1x2 | 1524 | 569 | 753 |  |  | 91.2 | 22 | 22 | 500 | AC motor | 50 | W | no | no | B | D | Aluminum | 2025-01-02 | 8 | 4 | yes | piece | 1
GCVC PD 050.2/22-53 | GCVC PD | 050.2/22-53 | 4245994 | finoox | GCVC 050.2D/2x2-2349-I-D/3/80/2.10/2400/AXS/1/015023 | 7928 | 2 | 2 | 2349 | Axial | 122783 | 122684 | 301.1 | 38293 | 1590 | VT03150U | 3244 | 2025-07-01 | D | 52.94 | 84.74 | 2025-04-28 | VerticalCompact-BCD_2x2 | 2484 | 800 | 2161 |  |  | 311.4 | 42 | 42 | 500 | AC motor | 60 | I | no | no | D | D | Aluminum | 2025-01-02 | 6 | 3 | yes | piece | 1
GCVC PD 050.2/13-45 | GCVC PD | 050.2/13-45 | 4250680 | finoox | GCVC 050.2D/1x3-2386-K-D/6/40/2.10/3600/AXS/1/015023 | 8205 | 3 | 1 | 2386 | Axial | 96384 | 96705 | 451.65 | 18038 | 910 | VT01435 | 1205 | 0.92 | C | 44.7 | 76.38 | 36.9 | VerticalCompact-BCD_1x3 | 3684 | 596 | 1153 |  |  | 303 | 35 | 35 | 500 | AC motor | 60 | K | no | no | D | D | Aluminum | 2025-01-02 | 6 | 6 | yes | piece | 1
GCVC PD 063.2/23-28 | GCVC PD | 063.2/23-28 | 4247824 | finoox | GCVC 063.2D/2x3-2401-L-D/4/80/2.10/3600/EXS/1/015023 | 17661 | 3 | 2 | 2401 | Axial | 109566 | 109651 | 602.19 | 22165 | 340 | VT01442 | 0.518 | 0.16 | A | 28.43 | 60.39 | 51.6 | VerticalCompact-BCD_2x3 | 3684 | 800 | 2161 |  |  | 493.5 | 42 | 42 | 630 | AC motor | 60 | L | no | no | D | D | Epoxy coated aluminum | 2025-01-02 | 6 | 4 | yes | piece | 1
GCVC PD 050.2/13-25 | GCVC PD | 050.2/13-25 | 4249759 | finoox | GCVC 050.2C/1x3-2391-L-D/6/32/2.10/2700/EXS/1/015023 | 6615 | 3 | 1 | 2391 | Axial | 42951 | 43195 | 270.99 | 7553 | 520 | VT01437 | 0.313 | 0.18 | B | 25.35 | 56.86 | 22 | VerticalCompact-BCD_1x3 | 2784 | 596 | 953 |  |  | 204.1 | 28 | 28 | 500 | AC motor | 60 | L | no | no | C | D | Epoxy coated aluminum | 2025-01-02 | 8 | 6 | yes | piece | 1
GCVC PD 050.2/11-53 | GCVC PD | 050.2/11-53 | 4249288 | finoox | GCVC 050.2C/1x1-2410-2-D/3/32/2.10/900/AXS/1/015023 | 3101 | 1 | 1 | 2410 | Axial | 26023 | 26204 | 45.16 | 9748 | 1770 | VT03013U.1 | 1214 | 2025-01-02 | E | 53.41 | 84.68 | 2025-02-04 | VerticalCompact-BCD_1x1 | 984 | 607 | 953 |  |  | 64.5 | 22 | 22 | 500 | EC motor | 5060 | 2 | no | no | C | D | Aluminum | 2025-01-02 | 8 | 3 | yes | piece | 1
GCVC PD 045.2/23-46 | GCVC PD | 045.2/23-46 | 4244641 | finoox | GCVC 045.2C/2x3-2527-1-D/6/64/2.10/2700/EXS/1/015023 | 14453 | 3 | 2 | 2527 | Axial | 113.98 | 114.32 | 541.97 | 21621 | 975 | VT03007U.1 | 0.931 | 0.68 | B | 46.06 | 77.8 | 46.2 | VerticalCompact-BCD_2x3 | 2784 | 800 | 1761 |  |  | 370.6 | 42 | 42 | 450 | EC motor | 5060 | 1 | no | no | C | D | Epoxy coated aluminum | 2025-01-02 | 8 | 6 | yes | piece | 1
GCVC PD 063.2/13-61 | GCVC PD | 063.2/13-61 | 4252340 | finoox | GCVC 063.2D/1x3-2549-2-D/4/40/2.10/3600/EXS/1/015023 | 13969 | 3 | 1 | 2549 | Axial | 133265 | 132751 | 301.1 | 40784 | 1210 | VT03143U.1 | 4965 | 1986-02-01 | E | 61.04 | 92.72 | 26 | VerticalCompact-BCD_1x3 | 3684 | 611 | 1153 |  |  | 315.3 | 42 | 42 | 630 | EC motor | 5060 | 2 | no | no | D | D | Epoxy coated aluminum | 2025-01-02 | 4 | 4 | yes | piece | 1
GCVC PD 063.2/12-33 | GCVC PD | 063.2/12-33 | 4251170 | finoox | GCVC 063.2C/1x2-2509-1-D/3/32/2.10/1800/AXS/1/015023 | 5780 | 2 | 1 | 2509 | Axial | 34853 | 34816 | 90.33 | 10424 | 655 | VT03145U.1 | 0.291 | 0.75 | B | 32.78 | 64.17 | 2025-06-07 | VerticalCompact-BCD_1x2 | 1884 | 615 | 953 |  |  | 109.6 | 22 | 22 | 630 | EC motor | 5060 | 1 | no | no | C | D | Aluminum | 2025-01-02 | 8 | 3 | yes | piece | 1
GCVC PD 080.2/22-51 | GCVC PD | 080.2/22-51 | 4248433 | finoox | GCVC 080.2D/2x2-2538-2-D/3/80/2.10/2400/EXS/1/015023 | 21005 | 2 | 2 | 2538 | Axial | 145377 | 144925 | 301.1 | 56822 | 800 | VT03059U.2 | 3943 | 1989-01-01 | D | 50.97 | 82.78 | 2025-04-28 | VerticalCompact-BCD_2x2 | 2484 | 800 | 2161 |  |  | 366.1 | 42 | 42 | 800 | EC motor | 5060 | 2 | no | no | D | D | Epoxy coated aluminum | 2025-01-02 | 6 | 3 | yes | piece | 1
GCVC PD 063.2/11-29 | GCVC PD | 063.2/11-29 | 4250958 | finoox | GCVC 063.2C/1x1-2508-1-D/3/32/2.10/900/AXS/1/015023 | 3681 | 1 | 1 | 2508 | Axial | 16988 | 17076 | 45.16 | 4884 | 615 | VT03145U.1 | 0.123 | 0.65 | B | 28.63 | 59.9 | 2025-09-03 | VerticalCompact-BCD_1x1 | 984 | 615 | 953 |  |  | 60.1 | 16 | 16 | 630 | EC motor | 5060 | 1 | no | no | C | D | Aluminum | 2025-01-02 | 8 | 3 | yes | piece | 1
GCVC PD 063.2/12-61 | GCVC PD | 063.2/12-61 | 4252098 | finoox | GCVC 063.2D/1x2-2550-2-D/6/40/2.10/2400/AXS/1/015023 | 10628 | 2 | 1 | 2550 | Axial | 118585 | 118629 | 301.1 | 26900 | 1285 | VT03143U.1 | 4099 | 2026-03-01 | E | 61.42 | 92.95 | 2025-01-26 | VerticalCompact-BCD_1x2 | 2484 | 611 | 1153 |  |  | 243.6 | 42 | 42 | 630 | EC motor | 5060 | 2 | no | no | D | D | Aluminum | 2025-01-02 | 6 | 6 | yes | piece | 1
GCVC PD 063.2/24-26 | GCVC PD | 063.2/24-26 | 4247130 | finoox | GCVC 063.2C/2x4-2501-1-D/4/64/2.10/3600/EXS/1/015023 | 22540 | 4 | 2 | 2501 | Axial | 94009 | 94.03 | 481.75 | 19548 | 345 | VT03145U.1 | 0.253 | 0.15 | A+ | 26.44 | 58.3 | 40.1 | VerticalCompact-BCD_2x4 | 3684 | 800 | 1761 |  |  | 429 | 35 | 35 | 630 | EC motor | 5060 | 1 | no | no | C | D | Epoxy coated aluminum | 2025-01-02 | 6 | 4 | yes | piece | 1
GCVC PD 063.2/22-30 | GCVC PD | 063.2/22-30 | 4246728 | finoox | GCVC 063.2C/2x2-2503-1-D/6/64/2.10/1800/AXS/1/015023 | 13264 | 2 | 2 | 2503 | Axial | 60321 | 60716 | 361.32 | 10540 | 425 | VT03145U.1 | 0.202 | 0.25 | A+ | 30.35 | 61.98 | 2025-01-30 | VerticalCompact-BCD_2x2 | 1884 | 800 | 1761 |  |  | 263.1 | 28 | 28 | 630 | EC motor | 5060 | 1 | no | no | C | D | Aluminum | 2025-01-02 | 8 | 6 | yes | piece | 1
GCVC PD 063.2/24-45 | GCVC PD | 063.2/24-45 | 4247227 | finoox | GCVC 063.2C/2x4-2554-2-D/6/64/2.10/3600/EXS/1/015023 | 28679 | 4 | 2 | 2554 | Axial | 222311 | 223162 | 722.63 | 46203 | 750 | VT03144U.1 | 2523 | 0.6 | C | 44.55 | 76.42 | 62.7 | VerticalCompact-BCD_2x4 | 3684 | 800 | 1761 |  |  | 540.6 | 54 | 54 | 630 | EC motor | 5060 | 2 | no | no | C | D | Epoxy coated aluminum | 2025-01-02 | 4 | 6 | yes | piece | 1
GCVC PD 050.3/12-49 | GCVC PD | 050.3/12-49 | 6064540 | finoox | GCVC 050.3D/1x2-3617-X-D/4/40/2.10/2400/EXS/1/015023 | 4837 | 2 | 1 | 3617 | Axial | 66066 | 66077 | 200.73 | 16497 | 1260 | VT01524 | 1839 | 2025-04-04 | E | 49.17 | 80.69 | 2025-05-17 | VerticalCompact-BCD_1x2 | 2484 | 596 | 1153 |  |  | 178.8 | 35 | 35 | 500 | AC motor | 60 | X | no | no | D | D | Epoxy coated aluminum | 2025-01-02 | 6 | 4 | yes | piece | 1
GCVC PD 050.3/22-50 | GCVC PD | 050.3/22-50 | 6073830 | finoox | GCVC 050.3C/2x2-3617-X-D/6/64/2.10/1800/EXS/1/015023 | 8765 | 2 | 2 | 3617 | Axial | 122333 | 122.77 | 361.32 | 26734 | 1260 | VT01524 | 3881 | 2025-04-04 | E | 49.82 | 81.45 | 32.4 | VerticalCompact-BCD_2x2 | 1884 | 800 | 1761 |  |  | 286.6 | 42 | 42 | 500 | AC motor | 60 | X | no | no | C | D | Epoxy coated aluminum | 2025-01-02 | 8 | 6 | yes | piece | 1
GCVC PD 050.2/12-34 | GCVC PD | 050.2/12-34 | 4244147 | finoox | GCVC 050.2B/1x2-2336-D-D/4/24/2.10/1440/AXS/1/015023 | 2884 | 2 | 1 | 2336 | Axial | 23731 | 23802 | 72.26 | 5585 | 660 | VT01437 | 0.264 | 0.33 | C | 33.58 | 64.87 | 6 | VerticalCompact-BCD_1x2 | 1524 | 596 | 753 |  |  | 89.4 | 18 | 18 | 500 | AC motor | 50 | D | no | no | B | D | Aluminum | 2025-01-02 | 8 | 4 | yes | piece | 1
GCVC PD 050.2/11-31 | GCVC PD | 050.2/11-31 | 4250139 | finoox | GCVC 050.2D/1x1-2336-D-D/4/40/2.10/1200/AXS/1/015023 | 2635 | 1 | 1 | 2336 | Axial | 19935 | 20024 | 100.37 | 4027 | 660 | VT01437 | 0.121 | 0.33 | B | 30.72 | 62.08 | 2025-03-08 | VerticalCompact-BCD_1x1 | 1284 | 596 | 1153 |  |  | 91.2 | 16 | 16 | 500 | AC motor | 50 | D | no | no | D | D | Aluminum | 2025-01-02 | 10 | 4 | yes | piece | 1
GCVC PD 050.2/11-30 | GCVC PD | 050.2/11-30 | 4249268 | finoox | GCVC 050.2C/1x1-2388-I-D/4/32/2.10/900/EXS/1/015023 | 2317 | 1 | 1 | 2388 | Axial | 16867 | 16974 | 60.22 | 3945 | 710 | VT01437 | 0.16 | 0.34 | C | 30.42 | 61.69 | 2025-01-05 | VerticalCompact-BCD_1x1 | 984 | 596 | 953 |  |  | 66 | 16 | 16 | 500 | AC motor | 60 | I | no | no | C | D | Epoxy coated aluminum | 2025-01-02 | 8 | 4 | yes | piece | 1
GCVC PD 063.2/13-61 | GCVC PD | 063.2/13-61 | 4252161 | finoox | GCVC 063.2D/1x3-2356-D-D/6/40/2.10/3600/EXS/1/015023 | 12530 | 3 | 1 | 2356 | Axial | 184.88 | 184665 | 451.65 | 44901 | 1330 | VT01441 | 7585 | 5 | E | 60.91 | 92.59 | 39.4 | VerticalCompact-BCD_1x3 | 3684 | 606 | 1153 |  |  | 363.2 | 54 | 54 | 630 | AC motor | 50 | D | no | no | D | D | Epoxy coated aluminum | 2025-01-02 | 4 | 6 | yes | piece | 1
GCVC PD 063.2/11-63 | GCVC PD | 063.2/11-63 | 4250897 | finoox | GCVC 063.2C/1x1-2412-2-D/4/32/2.10/900/EXS/1/015023 | 5026 | 1 | 1 | 2412 | Axial | 37.39 | 37693 | 60.22 | 14080 | 1510 | VT03143U.1 | 3432 | 5 | E | 63.41 | 94.68 | 2025-04-05 | VerticalCompact-BCD_1x1 | 984 | 611 | 953 |  |  | 87.3 | 22 | 22 | 630 | EC motor | 5060 | 2 | no | no | C | D | Epoxy coated aluminum | 2025-01-02 | 8 | 4 | yes | piece | 1
GCVC PD 063.2/12-37 | GCVC PD | 063.2/12-37 | 4251178 | finoox | GCVC 063.2C/1x2-2510-1-D/6/32/2.10/1800/AXS/1/015023 | 6864 | 2 | 1 | 2510 | Axial | 47.15 | 47441 | 180.66 | 9060 | 695 | VT03145U.1 | 0.368 | 0.9 | B | 37.33 | 68.73 | 2025-01-15 | VerticalCompact-BCD_1x2 | 1884 | 615 | 953 |  |  | 136.3 | 28 | 28 | 630 | EC motor | 5060 | 1 | no | no | C | D | Aluminum | 2025-01-02 | 8 | 6 | yes | piece | 1
GCVC PD 080.2/21-38 | GCVC PD | 080.2/21-38 | 4248186 | finoox | GCVC 080.2D/2x1-2543-2-D/3/80/2.10/1200/EXS/1/015023 | 8765 | 1 | 2 | 2543 | Axial | 62957 | 62941 | 150.55 | 20197 | 575 | VT03060U.1 | 0.73 | 0.78 | C | 38.15 | 69.8 | 14 | VerticalCompact-BCD_2x1 | 1284 | 800 | 2161 |  |  | 182.5 | 28 | 28 | 800 | EC motor | 5060 | 2 | no | no | D | D | Epoxy coated aluminum | 2025-01-02 | 10 | 3 | yes | piece | 1
GCVC PD 063.2/24-38 | GCVC PD | 063.2/24-38 | 4247172 | finoox | GCVC 063.2C/2x4-2508-1-D/4/64/2.10/3600/EXS/1/015023 | 22724 | 4 | 2 | 2508 | Axial | 151683 | 151822 | 481.75 | 36511 | 615 | VT03145U.1 | 1018 | 0.65 | B | 38.09 | 69.95 | 41.4 | VerticalCompact-BCD_2x4 | 3684 | 800 | 1761 |  |  | 431.2 | 42 | 42 | 630 | EC motor | 5060 | 1 | no | no | C | D | Epoxy coated aluminum | 2025-01-02 | 4 | 4 | yes | piece | 1
GCVC PD 050.2/21-45 | GCVC PD | 050.2/21-45 | 4244965 | finoox | GCVC 050.2C/2x1-2522-1-D/4/64/2.10/900/AXS/1/015023 | 5357 | 1 | 2 | 2522 | Axial | 48288 | 48632 | 120.44 | 12636 | 1200 | VT03011U.1 | 0.807 | 2025-09-01 | D | 44.68 | 76.19 | 2025-04-11 | VerticalCompact-BCD_2x1 | 984 | 800 | 1761 |  |  | 127.6 | 28 | 28 | 500 | EC motor | 5060 | 1 | no | no | C | D | Aluminum | 2025-01-02 | 8 | 4 | yes | piece | 1
GCVC PD 063.2/13-42 | GCVC PD | 063.2/13-42 | 4251436 | finoox | GCVC 063.2C/1x3-2556-2-D/3/32/2.10/2700/AXS/1/015023 | 8810 | 3 | 1 | 2556 | Axial | 69.14 | 69157 | 135.49 | 23664 | 850 | VT03144U.1 | 1232 | 0.77 | D | 41.51 | 73.03 | 12 | VerticalCompact-BCD_1x3 | 2784 | 623 | 953 |  |  | 173.8 | 35 | 35 | 630 | EC motor | 5060 | 2 | no | no | C | D | Aluminum | 2025-01-02 | 4 | 3 | yes | piece | 1
GCVC PD 063.2/12-15 | GCVC PD | 063.2/12-15 | 4252006 | finoox | GCVC 063.2D/1x2-2500-1-D/3/40/2.10/2400/AXS/1/015023 | 6650 | 2 | 1 | 2500 | Axial | 26461 | 26449 | 150.55 | 5685 | 310 | VT03145U.1 | 0.046 | 0.13 | A+ | 15.22 | 46.75 | 2025-04-12 | VerticalCompact-BCD_1x2 | 2484 | 615 | 1153 |  |  | 152.9 | 22 | 22 | 630 | EC motor | 5060 | 1 | no | no | D | D | Aluminum | 2025-01-02 | 8 | 3 | yes | piece | 1
GCVC PD 063.2/23-26 | GCVC PD | 063.2/23-26 | 4247862 | finoox | GCVC 063.2D/2x3-2503-1-D/3/80/2.10/3600/AXS/1/015023 | 18372 | 3 | 2 | 2503 | Axial | 99761 | 99562 | 451.65 | 23753 | 425 | VT03145U.1 | 0.258 | 0.25 | A+ | 26.49 | 58.45 | 38.5 | VerticalCompact-BCD_2x3 | 3684 | 800 | 2161 |  |  | 426.7 | 35 | 35 | 630 | EC motor | 5060 | 1 | no | no | D | D | Aluminum | 2025-01-02 | 6 | 3 | yes | piece | 1
GCVC PD 050.2/14-31 | GCVC PD | 050.2/14-31 | 4250020 | finoox | GCVC 050.2C/1x4-2512-1-D/3/32/2.10/3600/AXS/1/015023 | 8252 | 4 | 1 | 2512 | Axial | 49129 | 49112 | 180.66 | 12038 | 565 | VT03011U.1 | 0.208 | 0.28 | A+ | 31.38 | 63 | 2025-09-14 | VerticalCompact-BCD_1x4 | 3684 | 586 | 953 |  |  | 204.9 | 28 | 28 | 500 | EC motor | 5060 | 1 | no | no | C | D | Aluminum | 2025-01-02 | 4 | 3 | yes | piece | 1
GCVC PD 080.2/23-62 | GCVC PD | 080.2/23-62 | 4248787 | finoox | GCVC 080.2D/2x3-2658-J-D/4/80/2.10/3600/AXS/1/015023 | 22335 | 3 | 2 | 2658 | Axial | 292298 | 291592 | 602.19 | 92112 | 1030 | VT01384U | 9915 | 2025-03-03 | E | 62.46 | 94.42 | 58.2 | VerticalCompact-BCD_2x3 | 3684 | 800 | 2161 |  |  | 606.9 | 64 | 64 | 800 | AC motor | 60 | J | no | no | D | D | Aluminum | 2025-01-02 | 4 | 4 | yes | piece | 1
GCVC PD 080.3/22-54 | GCVC PD | 080.3/22-54 | 6151608 | finoox | GCVC 080.3D/2x2-3559-2-D/3/80/2.10/2400/EXS/1/015023 | 22777 | 2 | 2 | 3559 | Axial | 188354 | 188553 | 301.1 | 84102 | 1045 | VT01445U.3 | 9181 | 1965-03-01 | E | 53.65 | 85.46 | 31.6 | VerticalCompact-BCD_2x2 | 2484 | 800 | 2161 |  |  | 409.9 | 54 | 54 | 800 | EC motor | 5060 | 2 | no | no | D | D | Epoxy coated aluminum | 2025-01-02 | 4 | 3 | yes | piece | 1
GCVC PD 045.2/14-54 | GCVC PD | 045.2/14-54 | 4249102 | finoox | GCVC 045.2C/1x4-2409-1-D/4/32/2.10/3600/EXS/1/015023 | 8632 | 4 | 1 | 2409 | Axial | 89667 | 89742 | 240.88 | 23908 | 1500 | VT03007U.1 | 2089 | 2025-02-02 | D | 53.78 | 85.4 | 2025-02-20 | VerticalCompact-BCD_1x4 | 3684 | 535 | 953 |  |  | 217 | 35 | 35 | 450 | EC motor | 5060 | 1 | no | no | C | D | Epoxy coated aluminum | 2025-01-02 | 4 | 4 | yes | piece | 1
GCVC PD 050.2/23-28 | GCVC PD | 050.2/23-28 | 4245351 | finoox | GCVC 050.2C/2x3-2391-L-D/6/64/2.10/2700/EXS/1/015023 | 12707 | 3 | 2 | 2391 | Axial | 85901 | 86391 | 541.97 | 15106 | 520 | VT01437 | 0.627 | 0.18 | B | 2025-12-28 | 59.87 | 45 | VerticalCompact-BCD_2x3 | 2784 | 800 | 1761 |  |  | 392.8 | 35 | 35 | 500 | AC motor | 60 | L | no | no | C | D | Epoxy coated aluminum | 2025-01-02 | 8 | 6 | yes | piece | 1
GCVC PD 050.2/24-40 | GCVC PD | 050.2/24-40 | 4245579 | finoox | GCVC 050.2C/2x4-2390-K-D/3/64/2.10/3600/EXS/1/015023 | 12166 | 4 | 2 | 2390 | Axial | 122533 | 122414 | 361.32 | 34799 | 760 | VT01437 | 1939-01-01 | 0.35 | C | 40.35 | 72.21 | 32 | VerticalCompact-BCD_2x4 | 3684 | 800 | 1761 |  |  | 408.5 | 42 | 42 | 500 | AC motor | 60 | K | no | no | C | D | Epoxy coated aluminum | 2025-01-02 | 4 | 3 | yes | piece | 1
GCVC PD 050.2/12-46 | GCVC PD | 050.2/12-46 | 4250396 | finoox | GCVC 050.2D/1x2-2348-S-D/3/40/2.10/2400/AXS/1/015023 | 4138 | 2 | 1 | 2348 | Axial | 53578 | 53548 | 150.55 | 15122 | 1180 | VT03150U | 1004 | 0.9 | D | 45.67 | 77.19 | 2025-09-12 | VerticalCompact-BCD_1x2 | 2484 | 569 | 1153 |  |  | 161.1 | 28 | 28 | 500 | AC motor | 50 | S | no | no | D | D | Aluminum | 2025-01-02 | 6 | 3 | yes | piece | 1
GCVC PD 040.2/11-47 | GCVC PD | 040.2/11-47 | 4243693 | finoox | GCVC 040.2A/1x1-2408-1-D/3/20/2.10/600/AXS/2/015023 | 1634 | 1 | 1 | 2408 | Axial | 10507 | 10616 | 18.82 | 3994 | 1630 | VT03142U.1 | 0.432 | 2025-06-02 | E | 46.53 | 77.61 | 2025-07-01 | VerticalCompact-A_1x1 | 660 | 355 | 507 |  |  | 2025-04-18 | 16 | 16 | 400 | EC motor | 5060 | 1 | no | no | A | D | Aluminum | 2025-01-02 | 10 | 3 | yes | piece | 1
GCVC PD 050.2/12-51 | GCVC PD | 050.2/12-51 | 4250565 | finoox | GCVC 050.2D/1x2-2559-2-D/4/40/2.10/2400/AXS/1/015023 | 6503 | 2 | 1 | 2559 | Axial | 64617 | 64695 | 200.73 | 15403 | 1330 | VT03013U.1 | 0.995 | 2025-08-01 | D | 50.59 | 82.11 | 2025-05-17 | VerticalCompact-BCD_1x2 | 2484 | 607 | 1153 |  |  | 176.2 | 35 | 35 | 500 | EC motor | 5060 | 2 | no | no | D | D | Aluminum | 2025-01-02 | 6 | 4 | yes | piece | 1
GCVC PD 080.2/13-36 | GCVC PD | 080.2/13-36 | 4253017 | finoox | GCVC 080.2D/1x3-2484-1-D/4/40/2.10/3600/AXS/1/015023 | 11262 | 3 | 1 | 2484 | Axial | 100789 | 100948 | 301.1 | 24232 | 505 | VT03061U.1 | 0.752 | 2015-01-01 | B | 36.24 | 67.92 | 2025-02-25 | VerticalCompact-BCD_1x3 | 3684 | 608 | 1153 |  |  | 266 | 35 | 35 | 800 | EC motor | 5060 | 1 | no | no | D | D | Aluminum | 2025-01-02 | 4 | 4 | yes | piece | 1
GCVC PD 063.2/12-24 | GCVC PD | 063.2/12-24 | 4252030 | finoox | GCVC 063.2D/1x2-2504-1-D/3/40/2.10/2400/AXS/1/015023 | 6650 | 2 | 1 | 2504 | Axial | 35933 | 35902 | 150.55 | 8666 | 460 | VT03145U.1 | 0.105 | 0.3 | A+ | 2025-06-24 | 55.58 | 2025-04-12 | VerticalCompact-BCD_1x2 | 2484 | 615 | 1153 |  |  | 152.9 | 22 | 22 | 630 | EC motor | 5060 | 1 | no | no | D | D | Aluminum | 2025-01-02 | 8 | 3 | yes | piece | 1
GCVC PD 045.2/23-40 | GCVC PD | 045.2/23-40 | 4244618 | finoox | GCVC 045.2C/2x3-2524-1-D/3/64/2.10/2700/AXS/1/015023 | 11011 | 3 | 2 | 2524 | Axial | 73169 | 73095 | 270.99 | 18107 | 750 | VT03007U.1 | 0.449 | 0.37 | B | 40.18 | 71.93 | 2025-09-23 | VerticalCompact-BCD_2x3 | 2784 | 800 | 1761 |  |  | 289.2 | 35 | 35 | 450 | EC motor | 5060 | 1 | no | no | C | D | Aluminum | 2025-01-02 | 6 | 3 | yes | piece | 1
GCVC PD 063.2/12-40 | GCVC PD | 063.2/12-40 | 4251229 | finoox | GCVC 063.2C/1x2-2555-2-D/6/32/2.10/1800/EXS/1/015023 | 7797 | 2 | 1 | 2555 | Axial | 58151 | 58364 | 180.66 | 12393 | 800 | VT03144U.1 | 0.759 | 0.69 | C | 40.27 | 71.66 | 2025-01-15 | VerticalCompact-BCD_1x2 | 1884 | 623 | 953 |  |  | 144.7 | 28 | 28 | 630 | EC motor | 5060 | 2 | no | no | C | D | Epoxy coated aluminum | 2025-01-02 | 8 | 6 | yes | piece | 1
GCVC PD 050.2/13-57 | GCVC PD | 050.2/13-57 | 4244406 | finoox | GCVC 050.2B/1x3-2563-2-D/3/24/2.10/2160/EXS/1/015023 | 7452 | 3 | 1 | 2563 | Axial | 52121 | 52396 | 81.3 | 23574 | 1680 | VT03013U.1 | 1936-03-01 | 1975-01-01 | E | 56.86 | 88.25 | 2025-01-07 | VerticalCompact-BCD_1x3a | 2244 | 607 | 753 |  |  | 128.1 | 28 | 28 | 500 | EC motor | 5060 | 2 | no | no | B | D | Epoxy coated aluminum | 2025-01-02 | 4 | 3 | yes | piece | 1
GCVC PD 080.2/21-23 | GCVC PD | 080.2/21-23 | 4248104 | finoox | GCVC 080.2D/2x1-2493-1-D/3/80/2.10/1200/AXS/1/015023 | 7321 | 1 | 2 | 2493 | Axial | 42031 | 42084 | 150.55 | 10448 | 320 | VT03062U.1 | 0.136 | 0.35 | A+ | 2025-06-22 | 54.25 | 14 | VerticalCompact-BCD_2x1 | 1284 | 800 | 2161 |  |  | 175.5 | 28 | 28 | 800 | EC motor | 5060 | 1 | no | no | D | D | Aluminum | 2025-01-02 | 10 | 3 | yes | piece | 1
GCVC PD 063.2/11-18 | GCVC PD | 063.2/11-18 | 4251777 | finoox | GCVC 063.2D/1x1-2502-1-D/6/40/2.10/1200/EXS/1/015023 | 5200 | 1 | 1 | 2502 | Axial | 18652 | 18813 | 150.55 | 3170 | 385 | VT03145U.1 | 0.037 | 0.2 | A+ | 17.87 | 49.23 | 2025-04-12 | VerticalCompact-BCD_1x1 | 1284 | 615 | 1153 |  |  | 104.2 | 16 | 16 | 630 | EC motor | 5060 | 1 | no | no | D | D | Epoxy coated aluminum | 2025-01-02 | 12 | 6 | yes | piece | 1
GCVC PD 080.2/23-34 | GCVC PD | 080.2/23-34 | 4248674 | finoox | GCVC 080.2D/2x3-2498-1-D/3/80/2.10/3600/EXS/1/015023 | 22989 | 3 | 2 | 2498 | Axial | 155048 | 154896 | 451.65 | 44390 | 440 | VT03062U.1 | 0.972 | 0.85 | B | 33.98 | 65.94 | 43.1 | VerticalCompact-BCD_2x3 | 3684 | 800 | 2161 |  |  | 469.2 | 54 | 54 | 800 | EC motor | 5060 | 1 | no | no | D | D | Epoxy coated aluminum | 2025-01-02 | 4 | 3 | yes | piece | 1
GCVC PD 050.2/13-35 | GCVC PD | 050.2/13-35 | 4249668 | finoox | GCVC 050.2C/1x3-2336-D-D/6/32/2.10/2700/AXS/1/015023 | 6154 | 3 | 1 | 2336 | Axial | 53378 | 53596 | 270.99 | 9758 | 660 | VT01437 | 0.386 | 0.33 | B | 34.84 | 66.35 | 22 | VerticalCompact-BCD_1x3 | 2784 | 596 | 953 |  |  | 204.1 | 28 | 28 | 500 | AC motor | 50 | D | no | no | C | D | Aluminum | 2025-01-02 | 8 | 6 | yes | piece | 1
GCVC PD 050.2/11-41 | GCVC PD | 050.2/11-41 | 4250198 | finoox | GCVC 050.2D/1x1-2386-K-D/3/40/2.10/1200/AXS/1/015023 | 2520 | 1 | 1 | 2386 | Axial | 24164 | 24189 | 75.27 | 6376 | 910 | VT01435 | 0.388 | 0.92 | D | 40.6 | 71.96 | 2025-04-06 | VerticalCompact-BCD_1x1 | 1284 | 596 | 1153 |  |  | 86.6 | 18 | 18 | 500 | AC motor | 60 | K | no | no | D | D | Aluminum | 2025-01-02 | 10 | 3 | yes | piece | 1
GCVC PD 063.2/22-62 | GCVC PD | 063.2/22-62 | 4247505 | finoox | GCVC 063.2D/2x2-2356-D-D/3/80/2.10/2400/EXS/1/015023 | 13562 | 2 | 2 | 2356 | Axial | 169997 | 170446 | 301.1 | 67694 | 1330 | VT01441 | 9642 | 5 | E | 61.52 | 93.33 | 31.6 | VerticalCompact-BCD_2x2 | 2484 | 800 | 2161 |  |  | 393.4 | 54 | 54 | 630 | AC motor | 50 | D | no | no | D | D | Epoxy coated aluminum | 2025-01-02 | 4 | 3 | yes | piece | 1
GCVC PD 050.2/22-29 | GCVC PD | 050.2/22-29 | 4246060 | finoox | GCVC 050.2D/2x2-2391-L-D/3/80/2.10/2400/AXS/1/015023 | 7765 | 2 | 2 | 2391 | Axial | 60245 | 60211 | 301.1 | 13504 | 520 | VT01437 | 0.402 | 0.18 | B | 28.66 | 60.46 | 2025-06-25 | VerticalCompact-BCD_2x2 | 2484 | 800 | 2161 |  |  | 298.7 | 28 | 28 | 500 | AC motor | 60 | L | no | no | D | D | Aluminum | 2025-01-02 | 8 | 3 | yes | piece | 1
GCVC PD 050.2/12-50 | GCVC PD | 050.2/12-50 | 4244252 | finoox | GCVC 050.2B/1x2-2559-2-D/3/24/2.10/1440/AXS/1/015023 | 4766 | 2 | 1 | 2559 | Axial | 31046 | 31075 | 54.2 | 12202 | 1330 | VT03013U.1 | 1117 | 2025-08-01 | E | 50.18 | 81.47 | 2025-07-04 | VerticalCompact-BCD_1x2 | 1524 | 607 | 753 |  |  | 88.4 | 22 | 22 | 500 | EC motor | 5060 | 2 | no | no | B | D | Aluminum | 2025-01-02 | 8 | 3 | yes | piece | 1
GCVC PD 050.2/21-35 | GCVC PD | 050.2/21-35 | 4245868 | finoox | GCVC 050.2D/2x1-2515-1-D/3/80/2.10/1200/AXS/1/015023 | 5882 | 1 | 2 | 2515 | Axial | 37311 | 37353 | 150.55 | 8871 | 755 | VT03011U.1 | 0.203 | 0.58 | A | 35.44 | 67.09 | 2025-02-13 | VerticalCompact-BCD_2x1 | 1284 | 800 | 2161 |  |  | 161 | 22 | 22 | 500 | EC motor | 5060 | 1 | no | no | D | D | Aluminum | 2025-01-02 | 10 | 3 | yes | piece | 1
GCVC PD 050.2/12-35 | GCVC PD | 050.2/12-35 | 4249566 | finoox | GCVC 050.2C/1x2-2515-1-D/3/32/2.10/1800/AXS/1/015023 | 4361 | 2 | 1 | 2515 | Axial | 29948 | 29925 | 90.33 | 8115 | 755 | VT03011U.1 | 0.217 | 0.58 | B | 34.92 | 66.31 | 2025-06-07 | VerticalCompact-BCD_1x2 | 1884 | 586 | 953 |  |  | 107.9 | 22 | 22 | 500 | EC motor | 5060 | 1 | no | no | C | D | Aluminum | 2025-01-02 | 8 | 3 | yes | piece | 1
GCVC PD 080.2/22-43 | GCVC PD | 080.2/22-43 | 4248455 | finoox | GCVC 080.2D/2x2-2542-2-D/4/80/2.10/2400/AXS/1/015023 | 19421 | 2 | 2 | 2542 | Axial | 154597 | 154.76 | 401.46 | 40621 | 615 | VT03060U.1 | 1816 | 0.92 | C | 43.11 | 74.92 | 39.4 | VerticalCompact-BCD_2x2 | 2484 | 800 | 2161 |  |  | 368.6 | 54 | 54 | 800 | EC motor | 5060 | 2 | no | no | D | D | Aluminum | 2025-01-02 | 6 | 4 | yes | piece | 1
GCVC PD 063.2/22-59 | GCVC PD | 063.2/22-59 | 4247671 | finoox | GCVC 063.2D/2x2-2547-2-D/4/80/2.10/2400/AXS/1/015023 | 19035 | 2 | 2 | 2547 | Axial | 168897 | 168727 | 401.46 | 47307 | 1055 | VT03143U.1 | 4462 | 2025-01-02 | D | 59.31 | 91.12 | 39.4 | VerticalCompact-BCD_2x2 | 2484 | 800 | 2161 |  |  | 420.9 | 54 | 54 | 630 | EC motor | 5060 | 2 | no | no | D | D | Aluminum | 2025-01-02 | 6 | 4 | yes | piece | 1
GCVC PD 063.2/12-25 | GCVC PD | 063.2/12-25 | 4251138 | finoox | GCVC 063.2C/1x2-2503-1-D/4/32/2.10/1800/EXS/1/015023 | 6306 | 2 | 1 | 2503 | Axial | 28384 | 28426 | 120.44 | 6079 | 425 | VT03145U.1 | 0.098 | 0.25 | A+ | 24.94 | 56.33 | 10 | VerticalCompact-BCD_1x2 | 1884 | 615 | 953 |  |  | 118.3 | 22 | 22 | 630 | EC motor | 5060 | 1 | no | no | C | D | Epoxy coated aluminum | 2025-01-02 | 8 | 4 | yes | piece | 1
GCVC PD 050.2/23-35 | GCVC PD | 050.2/23-35 | 4246338 | finoox | GCVC 050.2D/2x3-2513-1-D/6/80/2.10/3600/AXS/1/015023 | 19560 | 3 | 2 | 2513 | Axial | 123542 | 124217 | 903.29 | 20876 | 630 | VT03011U.1 | 0.395 | 0.37 | A+ | 35.37 | 67.33 | 75.1 | VerticalCompact-BCD_2x3 | 3684 | 800 | 2161 |  |  | 557.5 | 42 | 42 | 500 | EC motor | 5060 | 1 | no | no | D | D | Aluminum | 2025-01-02 | 6 | 6 | yes | piece | 1
GCVC PD 045.2/11-37 | GCVC PD | 045.2/11-37 | 4248859 | finoox | GCVC 045.2C/1x1-2526-1-D/4/32/2.10/900/AXS/1/015023 | 2722 | 1 | 1 | 2526 | Axial | 15851 | 15937 | 60.22 | 3540 | 900 | VT03007U.1 | 0.123 | 0.58 | B | 36.82 | 68.08 | 2025-01-05 | VerticalCompact-BCD_1x1 | 984 | 535 | 953 |  |  | 61.9 | 16 | 16 | 450 | EC motor | 5060 | 1 | no | no | C | D | Aluminum | 2025-01-02 | 8 | 4 | yes | piece | 1
GCVC PD 063.2/22-62 | GCVC PD | 063.2/22-62 | 4247678 | finoox | GCVC 063.2D/2x2-2548-2-D/6/80/2.10/2400/AXS/1/015023 | 21487 | 2 | 2 | 2548 | Axial | 217114 | 218014 | 602.19 | 47132 | 1135 | VT03143U.1 | 5659 | 1937-02-01 | E | 61.5 | 93.31 | 55.2 | VerticalCompact-BCD_2x2 | 2484 | 800 | 2161 |  |  | 481.5 | 54 | 54 | 630 | EC motor | 5060 | 2 | no | no | D | D | Aluminum | 2025-01-02 | 6 | 6 | yes | piece | 1
GCVC PD 063.2/12-60 | GCVC PD | 063.2/12-60 | 4251192 | finoox | GCVC 063.2C/1x2-2548-2-D/3/32/2.10/1800/AXS/1/015023 | 7954 | 2 | 1 | 2548 | Axial | 54478 | 54499 | 90.33 | 22074 | 1135 | VT03143U.1 | 2885 | 1937-02-01 | E | 59.59 | 90.98 | 8 | VerticalCompact-BCD_1x2 | 1884 | 611 | 953 |  |  | 154.7 | 28 | 28 | 630 | EC motor | 5060 | 2 | no | no | C | D | Aluminum | 2025-01-02 | 6 | 3 | yes | piece | 1
GCVC PD 050.2/11-26 | GCVC PD | 050.2/11-26 | 4249316 | finoox | GCVC 050.2C/1x1-2512-1-D/4/32/2.10/900/EXS/1/015023 | 2826 | 1 | 1 | 2512 | Axial | 13345 | 13421 | 60.22 | 2895 | 565 | VT03011U.1 | 0.053 | 0.28 | A+ | 25.55 | 56.81 | 2025-01-05 | VerticalCompact-BCD_1x1 | 984 | 586 | 953 |  |  | 63.6 | 16 | 16 | 500 | EC motor | 5060 | 1 | no | no | C | D | Epoxy coated aluminum | 2025-01-02 | 8 | 4 | yes | piece | 1
GCVC PD 050.2/12-31 | GCVC PD | 050.2/12-31 | 4250377 | finoox | GCVC 050.2D/1x2-2333-S-D/6/40/2.10/2400/EXS/1/015023 | 5915 | 2 | 1 | 2333 | Axial | 41939 | 42.45 | 301.1 | 7179 | 530 | VT01435 | 0.297 | 0.35 | B | 30.66 | 62.18 | 2025-06-24 | VerticalCompact-BCD_1x2 | 2484 | 596 | 1153 |  |  | 205.3 | 28 | 28 | 500 | AC motor | 50 | S | no | no | D | D | Epoxy coated aluminum | 2025-01-02 | 8 | 6 | yes | piece | 1
GCVC PD 050.2/12-28 | GCVC PD | 050.2/12-28 | 4250384 | finoox | GCVC 050.2D/1x2-2337-S-D/3/40/2.10/2400/AXS/1/015023 | 4064 | 2 | 1 | 2337 | Axial | 29.71 | 29699 | 150.55 | 6629 | 510 | VT01437 | 0.154 | 0.16 | A | 27.79 | 59.32 | 2025-04-12 | VerticalCompact-BCD_1x2 | 2484 | 596 | 1153 |  |  | 155.9 | 22 | 22 | 500 | AC motor | 50 | S | no | no | D | D | Aluminum | 2025-01-02 | 8 | 3 | yes | piece | 1
GCVC PD 050.2/21-27 | GCVC PD | 050.2/21-27 | 4244795 | finoox | GCVC 050.2C/2x1-2337-S-D/3/64/2.10/900/EXS/1/015023 | 4123 | 1 | 2 | 2337 | Axial | 23386 | 23445 | 90.33 | 5877 | 510 | VT01437 | 0.159 | 0.16 | B | 2025-02-27 | 58.53 | 8 | VerticalCompact-BCD_2x1 | 984 | 800 | 1761 |  |  | 121.4 | 18 | 18 | 500 | AC motor | 50 | S | no | no | C | D | Epoxy coated aluminum | 2025-01-02 | 12 | 3 | yes | piece | 1
GCVC PD 063.2/11-26 | GCVC PD | 063.2/11-26 | 4250846 | finoox | GCVC 063.2C/1x1-2358-D-D/3/32/2.10/900/EXS/1/015023 | 3182 | 1 | 1 | 2358 | Axial | 13764 | 13789 | 45.16 | 3708 | 430 | VT01442 | 0.119 | 0.32 | C | 25.82 | 57.09 | 2025-09-03 | VerticalCompact-BCD_1x1 | 984 | 598 | 953 |  |  | 63.5 | 16 | 16 | 630 | AC motor | 50 | D | no | no | C | D | Epoxy coated aluminum | 2025-01-02 | 12 | 3 | yes | piece | 1
GCVC PD 050.2/12-22 | GCVC PD | 050.2/12-22 | 4250458 | finoox | GCVC 050.2D/1x2-2389-J-D/6/40/2.10/2400/AXS/1/015023 | 5372 | 2 | 1 | 2389 | Axial | 32168 | 32428 | 301.1 | 5296 | 450 | VT01437 | 0.163 | 0.17 | A | 21.58 | 53.1 | 2025-02-24 | VerticalCompact-BCD_1x2 | 2484 | 596 | 1153 |  |  | 199.4 | 22 | 22 | 500 | AC motor | 60 | J | no | no | D | D | Aluminum | 2025-01-02 | 10 | 6 | yes | piece | 1
GCVC PD 063.2/11-41 | GCVC PD | 063.2/11-41 | 4251750 | finoox | GCVC 063.2D/1x1-2413-2-D/6/40/2.10/1200/AXS/1/015023 | 5296 | 1 | 1 | 2413 | Axial | 48101 | 48401 | 150.55 | 9869 | 1000 | VT03144U.1 | 0.632 | 2025-01-01 | C | 40.95 | 72.32 | 2025-01-13 | VerticalCompact-BCD_1x1 | 1284 | 623 | 1153 |  |  | 109.9 | 28 | 28 | 630 | EC motor | 5060 | 2 | no | no | D | D | Aluminum | 2025-01-02 | 10 | 6 | yes | piece | 1
GCVC PD 050.2/14-47 | GCVC PD | 050.2/14-47 | 4249920 | finoox | GCVC 050.2C/1x4-2348-S-D/3/32/2.10/3600/AXS/1/015023 | 6126 | 4 | 1 | 2348 | Axial | 80879 | 80557 | 180.66 | 27214 | 1180 | VT03150U | 2105 | 0.9 | D | 46.9 | 78.53 | 2025-05-15 | VerticalCompact-BCD_1x4 | 3684 | 569 | 953 |  |  | 223.8 | 35 | 35 | 500 | AC motor | 50 | S | no | no | C | D | Aluminum | 2025-01-02 | 4 | 3 | yes | piece | 1
GCVC PD 063.2/22-35 | GCVC PD | 063.2/22-35 | 4247654 | finoox | GCVC 063.2D/2x2-2509-1-D/6/80/2.10/2400/AXS/1/015023 | 16504 | 2 | 2 | 2509 | Axial | 115473 | 115341 | 602.19 | 22272 | 655 | VT03145U.1 | 0.561 | 0.75 | A | 34.65 | 66.46 | 52 | VerticalCompact-BCD_2x2 | 2484 | 800 | 2161 |  |  | 386.4 | 42 | 42 | 630 | EC motor | 5060 | 1 | no | no | D | D | Aluminum | 2025-01-02 | 12 | 6 | yes | piece | 1
GCVC PD 080.2/22-40 | GCVC PD | 080.2/22-40 | 4248339 | finoox | GCVC 080.2D/2x2-2484-1-D/6/80/2.10/2400/EXS/1/015023 | 21710 | 2 | 2 | 2484 | Axial | 143997 | 144497 | 602.19 | 28125 | 505 | VT03061U.1 | 1042 | 2015-01-01 | B | 39.86 | 71.66 | 52 | VerticalCompact-BCD_2x2 | 2484 | 800 | 2161 |  |  | 411.3 | 42 | 42 | 800 | EC motor | 5060 | 1 | no | no | D | D | Epoxy coated aluminum | 2025-01-02 | 8 | 6 | yes | piece | 1
GCVC PD 050.2/21-54 | GCVC PD | 050.2/21-54 | 4245935 | finoox | GCVC 050.2D/2x1-2562-2-D/4/80/2.10/1200/AXS/1/015023 | 7379 | 1 | 2 | 2562 | Axial | 74068 | 74408 | 200.73 | 18541 | 1595 | VT03013U.1 | 1699 | 1965-01-01 | D | 54.47 | 86.12 | 2025-04-19 | VerticalCompact-BCD_2x1 | 1284 | 800 | 2161 |  |  | 187.4 | 35 | 35 | 500 | EC motor | 5060 | 2 | no | no | D | D | Aluminum | 2025-01-02 | 10 | 4 | yes | piece | 1
GCVC PD 080.2/11-38 | GCVC PD | 080.2/11-38 | 4252598 | finoox | GCVC 080.2D/1x1-2544-2-D/3/40/2.10/1200/EXS/1/015023 | 4956 | 1 | 1 | 2544 | Axial | 33924 | 33888 | 75.27 | 11539 | 655 | VT03060U.1 | 0.52 | 2025-05-01 | D | 38.07 | 69.43 | 2025-06-06 | VerticalCompact-BCD_1x1 | 1284 | 613 | 1153 |  |  | 92.3 | 22 | 22 | 800 | EC motor | 5060 | 2 | no | no | D | D | Epoxy coated aluminum | 2025-01-02 | 10 | 3 | yes | piece | 1
GCVC PD 080.2/22-56 | GCVC PD | 080.2/22-56 | 4248539 | finoox | GCVC 080.2D/2x2-2710-2-D/3/80/2.10/2400/EXS/1/015023 | 21314 | 2 | 2 | 2710 | Axial | 176368 | 176853 | 301.1 | 73084 | 975 | VT03059U.2 | 7583 | 3 | E | 55.59 | 87.4 | 31.6 | VerticalCompact-BCD_2x2 | 2484 | 800 | 2161 |  |  | 372.3 | 54 | 54 | 800 | EC motor | 5060 | 2 | no | no | D | D | Epoxy coated aluminum | 2025-01-02 | 4 | 3 | yes | piece | 1
GCVC PD 035.2/11-37 | GCVC PD | 035.2/11-37 | 4243653 | finoox | GCVC 035.2A/1x1-2723-W-D/3/20/2.10/600/AXS/2/015023 | 1137 | 1 | 1 | 2723 | Axial | 7809 | 7876 | 18.82 | 2444 | 1390 | VT03167U | 0.162 | 0.62 | D | 37.39 | 68.47 | 2025-07-01 | VerticalCompact-A_1x1 | 660 | 330 | 507 |  |  | 2025-09-16 | 16 | 16 | 350 | AC motor | 50 | W | no | no | A | D | Aluminum | 2025-01-02 | 10 | 3 | yes | piece | 1
GCVC PD 080.3/12-50 | GCVC PD | 080.3/12-50 | 6057427 | finoox | GCVC 080.3D/1x2-3481-D-D/4/40/2.10/2400/AXS/1/015023 | 7239 | 2 | 1 | 3481 | Axial | 103327 | 103799 | 200.73 | 30587 | 850 | VT01526 | 3434 | 2025-03-03 | E | 50.33 | 81.86 | 2025-03-18 | VerticalCompact-BCD_1x2 | 2484 | 611 | 1153 |  |  | 222.5 | 42 | 42 | 800 | AC motor | 50 | D | no | no | D | D | Aluminum | 2025-01-02 | 4 | 4 | yes | piece | 1
GCVC PD 050.2/22-30 | GCVC PD | 050.2/22-30 | 4245032 | finoox | GCVC 050.2C/2x2-2337-S-D/4/64/2.10/1800/EXS/1/015023 | 7187 | 2 | 2 | 2337 | Axial | 53359 | 53488 | 240.88 | 11209 | 510 | VT01437 | 0.32 | 0.16 | B | 29.67 | 61.3 | 2025-06-20 | VerticalCompact-BCD_2x2 | 1884 | 800 | 1761 |  |  | 234 | 28 | 28 | 500 | AC motor | 50 | S | no | no | C | D | Epoxy coated aluminum | 2025-01-02 | 8 | 4 | yes | piece | 1
GCVC PD 050.2/13-31 | GCVC PD | 050.2/13-31 | 4250677 | finoox | GCVC 050.2D/1x3-2385-J-D/6/40/2.10/3600/EXS/1/015023 | 8903 | 3 | 1 | 2385 | Axial | 51925 | 52217 | 451.65 | 8733 | 430 | VT01435 | 0.398 | 0.32 | B | 30.59 | 62.27 | 36.2 | VerticalCompact-BCD_1x3 | 3684 | 596 | 1153 |  |  | 302.3 | 28 | 28 | 500 | AC motor | 60 | J | no | no | D | D | Epoxy coated aluminum | 2025-01-02 | 8 | 6 | yes | piece | 1
GCVC PD 050.2/12-39 | GCVC PD | 050.2/12-39 | 4250415 | finoox | GCVC 050.2D/1x2-2354-W-D/4/40/2.10/2400/AXS/1/015023 | 4449 | 2 | 1 | 2354 | Axial | 48411 | 48436 | 200.73 | 10493 | 865 | VT03093U | 0.4 | 0.97 | B | 38.95 | 70.47 | 2025-08-16 | VerticalCompact-BCD_1x2 | 2484 | 569 | 1153 |  |  | 172.6 | 28 | 28 | 500 | AC motor | 50 | W | no | no | D | D | Aluminum | 2025-01-02 | 8 | 4 | yes | piece | 1
GCVC PD 050.2/23-41 | GCVC PD | 050.2/23-41 | 4245297 | finoox | GCVC 050.2C/2x3-2354-W-D/6/64/2.10/2700/EXS/1/015023 | 12799 | 3 | 2 | 2354 | Axial | 130022 | 130694 | 541.97 | 24974 | 865 | VT03093U | 1307 | 0.97 | C | 40.75 | 72.5 | 46.3 | VerticalCompact-BCD_2x3 | 2784 | 800 | 1761 |  |  | 399.2 | 42 | 42 | 500 | AC motor | 50 | W | no | no | C | D | Epoxy coated aluminum | 2025-01-02 | 6 | 6 | yes | piece | 1
GCVC PD 050.2/23-48 | GCVC PD | 050.2/23-48 | 4246274 | finoox | GCVC 050.2D/2x3-2386-K-D/4/80/2.10/3600/EXS/1/015023 | 14307 | 3 | 2 | 2386 | Axial | 166052 | 166154 | 602.19 | 37577 | 910 | VT01435 | 2356 | 0.92 | D | 47.65 | 79.61 | 54.8 | VerticalCompact-BCD_2x3 | 3684 | 800 | 2161 |  |  | 503.8 | 54 | 54 | 500 | AC motor | 60 | K | no | no | D | D | Epoxy coated aluminum | 2025-01-02 | 4 | 4 | yes | piece | 1
GCVC PD 050.2/24-39 | GCVC PD | 050.2/24-39 | 4245567 | finoox | GCVC 050.2C/2x4-2388-I-D/3/64/2.10/3600/EXS/1/015023 | 12166 | 4 | 2 | 2388 | Axial | 118424 | 118287 | 361.32 | 32902 | 710 | VT01437 | 1265 | 0.34 | C | 39.37 | 71.24 | 32 | VerticalCompact-BCD_2x4 | 3684 | 800 | 1761 |  |  | 408.5 | 42 | 42 | 500 | AC motor | 60 | I | no | no | C | D | Epoxy coated aluminum | 2025-01-02 | 4 | 3 | yes | piece | 1
GCVC PD 050.2/12-36 | GCVC PD | 050.2/12-36 | 4249472 | finoox | GCVC 050.2C/1x2-2355-X-D/6/32/2.10/1800/AXS/1/015023 | 4182 | 2 | 1 | 2355 | Axial | 44243 | 44514 | 180.66 | 8361 | 810 | VT03093U | 0.59 | 2025-03-01 | C | 36.17 | 67.56 | 2025-01-15 | VerticalCompact-BCD_1x2 | 1884 | 569 | 953 |  |  | 140.7 | 28 | 28 | 500 | AC motor | 60 | X | no | no | C | D | Aluminum | 2025-01-02 | 8 | 6 | yes | piece | 1
GCVC PD 050.2/11-47 | GCVC PD | 050.2/11-47 | 4249381 | finoox | GCVC 050.2C/1x1-2559-2-D/3/32/2.10/900/EXS/1/015023 | 3208 | 1 | 1 | 2559 | Axial | 21126 | 21232 | 45.16 | 7245 | 1330 | VT03013U.1 | 0.521 | 2025-08-01 | D | 47.08 | 78.35 | 4 | VerticalCompact-BCD_1x1 | 984 | 607 | 953 |  |  | 63.9 | 18 | 18 | 500 | EC motor | 5060 | 2 | no | no | C | D | Epoxy coated aluminum | 2025-01-02 | 8 | 3 | yes | piece | 1
GCVC PD 063.2/22-40 | GCVC PD | 063.2/22-40 | 4247709 | finoox | GCVC 063.2D/2x2-2553-2-D/3/80/2.10/2400/EXS/1/015023 | 14874 | 2 | 2 | 2553 | Axial | 103696 | 103578 | 301.1 | 29803 | 700 | VT03144U.1 | 0.836 | 0.52 | B | 40.19 | 71.99 | 2025-09-26 | VerticalCompact-BCD_2x2 | 2484 | 800 | 2161 |  |  | 311 | 35 | 35 | 630 | EC motor | 5060 | 2 | no | no | D | D | Epoxy coated aluminum | 2025-01-02 | 6 | 3 | yes | piece | 1
GCVC PD 063.2/13-44 | GCVC PD | 063.2/13-44 | 4252388 | finoox | GCVC 063.2D/1x3-2557-2-D/4/40/2.10/3600/EXS/1/015023 | 11555 | 3 | 1 | 2557 | Axial | 108229 | 108328 | 301.1 | 28172 | 900 | VT03144U.1 | 1323 | 0.85 | C | 44.07 | 75.76 | 26 | VerticalCompact-BCD_1x3 | 3684 | 623 | 1153 |  |  | 261.3 | 42 | 42 | 630 | EC motor | 5060 | 2 | no | no | D | D | Epoxy coated aluminum | 2025-01-02 | 4 | 4 | yes | piece | 1
GCVC PD 063.2/12-38 | GCVC PD | 063.2/12-38 | 4251187 | finoox | GCVC 063.2C/1x2-2511-1-D/6/32/2.10/1800/EXS/1/015023 | 7230 | 2 | 1 | 2511 | Axial | 48364 | 48694 | 180.66 | 9614 | 730 | VT03145U.1 | 0.429 | 1 | C | 38.41 | 69.8 | 2025-01-15 | VerticalCompact-BCD_1x2 | 1884 | 615 | 953 |  |  | 136.3 | 28 | 28 | 630 | EC motor | 5060 | 1 | no | no | C | D | Epoxy coated aluminum | 2025-01-02 | 8 | 6 | yes | piece | 1
GCVC PD 050.2/12-38 | GCVC PD | 050.2/12-38 | 4250533 | finoox | GCVC 050.2D/1x2-2517-1-D/6/40/2.10/2400/EXS/1/015023 | 6949 | 2 | 1 | 2517 | Axial | 54.65 | 54925 | 301.1 | 9841 | 880 | VT03011U.1 | 0.323 | 0.84 | B | 38.42 | 69.95 | 2025-06-24 | VerticalCompact-BCD_1x2 | 2484 | 586 | 1153 |  |  | 195.3 | 28 | 28 | 500 | EC motor | 5060 | 1 | no | no | D | D | Epoxy coated aluminum | 2025-01-02 | 8 | 6 | yes | piece | 1
GCVC PD 050.2/11-38 | GCVC PD | 050.2/11-38 | 4244099 | finoox | GCVC 050.2B/1x1-2518-1-D/4/24/2.10/720/EXS/1/015023 | 2447 | 1 | 1 | 2518 | Axial | 14295 | 14415 | 36.13 | 3988 | 945 | VT03011U.1 | 0.221 | 1 | D | 37.61 | 68.79 | 2025-02-03 | VerticalCompact-BCD_1x1 | 804 | 586 | 753 |  |  | 47.3 | 16 | 16 | 500 | EC motor | 5060 | 1 | no | no | B | D | Epoxy coated aluminum | 2025-01-02 | 8 | 4 | yes | piece | 1
GCVC PD 080.2/11-43 | GCVC PD | 080.2/11-43 | 4252553 | finoox | GCVC 080.2D/1x1-2536-2-D/4/40/2.10/1200/AXS/1/015023 | 5519 | 1 | 1 | 2536 | Axial | 42.55 | 42.65 | 100.37 | 11474 | 700 | VT03059U.2 | 0.676 | 2025-04-01 | D | 43.3 | 74.67 | 2025-01-09 | VerticalCompact-BCD_1x1 | 1284 | 650 | 1153 |  |  | 108.5 | 28 | 28 | 800 | EC motor | 5060 | 2 | no | no | D | D | Aluminum | 2025-01-02 | 10 | 4 | yes | piece | 1
GCVC PD 045.2/24-57 | GCVC PD | 045.2/24-57 | 4244682 | finoox | GCVC 045.2C/2x4-0423-X-D/4/64/2.10/3600/EXS/1/015023 | 11381 | 4 | 2 | 423 | Axial | 182.06 | 182205 | 481.75 | 49075 | 1460 | VT0326U | 4826 | 3 | E | 56.8 | 88.66 | 44 | VerticalCompact-BCD_2x4 | 3684 | 800 | 1761 |  |  | 444.9 | 54 | 54 | 450 | AC motor | 60 | X | no | no | C | D | Epoxy coated aluminum | 2025-01-02 | 4 | 4 | yes | piece | 1
GCVC PD 035.2/12-28 | GCVC PD | 035.2/12-28 | 4243733 | finoox | GCVC 035.2B/1x2-2344-W-D/4/24/2.10/1440/AXS/1/015023 | 2476 | 2 | 1 | 2344 | Axial | 16733 | 16795 | 72.26 | 3497 | 910 | VT03149U | 0.143 | 0.35 | C | 28.22 | 59.5 | 2025-09-05 | VerticalCompact-BCD_1x2 | 1524 | 514 | 753 |  |  | 76 | 16 | 16 | 350 | AC motor | 50 | W | no | no | B | D | Aluminum | 2025-01-02 | 8 | 4 | yes | piece | 1
GCVC PD 050.2/11-45 | GCVC PD | 050.2/11-45 | 4249220 | finoox | GCVC 050.2C/1x1-2349-I-D/3/32/2.10/900/EXS/1/015023 | 2260 | 1 | 1 | 2349 | Axial | 23489 | 23619 | 45.16 | 8728 | 1590 | VT03150U | 0.868 | 2025-07-01 | E | 45.45 | 76.72 | 4 | VerticalCompact-BCD_1x1 | 984 | 569 | 953 |  |  | 63.9 | 18 | 18 | 500 | AC motor | 60 | I | no | no | C | D | Epoxy coated aluminum | 2025-01-02 | 8 | 3 | yes | piece | 1
GCVC PD 063.2/11-33 | GCVC PD | 063.2/11-33 | 4251759 | finoox | GCVC 063.2D/1x1-2414-1-D/6/40/2.10/1200/EXS/1/015023 | 5250 | 1 | 1 | 2414 | Axial | 34667 | 34906 | 150.55 | 6612 | 770 | VT03145U.1 | 0.22 | 2015-01-01 | B | 32.53 | 63.9 | 2025-07-12 | VerticalCompact-BCD_1x1 | 1284 | 615 | 1153 |  |  | 105 | 22 | 22 | 630 | EC motor | 5060 | 1 | no | no | D | D | Epoxy coated aluminum | 2025-01-02 | 10 | 6 | yes | piece | 1
GCVC PD 063.2/22-62 | GCVC PD | 063.2/22-62 | 4247507 | finoox | GCVC 063.2D/2x2-2356-D-D/6/80/2.10/2400/EXS/1/015023 | 17691 | 2 | 2 | 2356 | Axial | 246317 | 245972 | 602.19 | 59867 | 1330 | VT01441 | 10113 | 5 | E | 62.03 | 93.84 | 55.2 | VerticalCompact-BCD_2x2 | 2484 | 800 | 2161 |  |  | 483.1 | 54 | 54 | 630 | AC motor | 50 | D | no | no | D | D | Epoxy coated aluminum | 2025-01-02 | 6 | 6 | yes | piece | 1
GCVC PD 063.2/23-56 | GCVC PD | 063.2/23-56 | 4247758 | finoox | GCVC 063.2D/2x3-2357-S-D/4/80/2.10/3600/EXS/1/015023 | 21123 | 3 | 2 | 2357 | Axial | 252456 | 252225 | 602.19 | 73912 | 1040 | VT01441 | 9104 | 3 | E | 56.35 | 88.31 | 54.8 | VerticalCompact-BCD_2x3 | 3684 | 800 | 2161 |  |  | 614.9 | 54 | 54 | 630 | AC motor | 50 | S | no | no | D | D | Epoxy coated aluminum | 2025-01-02 | 4 | 4 | yes | piece | 1
GCVC PD 063.2/23-33 | GCVC PD | 063.2/23-33 | 4247807 | finoox | GCVC 063.2D/2x3-2398-I-D/6/80/2.10/3600/EXS/1/015023 | 21744 | 3 | 2 | 2398 | Axial | 148658 | 149411 | 903.29 | 26307 | 460 | VT01442 | 0.831 | 0.32 | B | 32.86 | 64.82 | 75.1 | VerticalCompact-BCD_2x3 | 3684 | 800 | 2161 |  |  | 583.3 | 42 | 42 | 630 | AC motor | 60 | I | no | no | D | D | Epoxy coated aluminum | 2025-01-02 | 6 | 6 | yes | piece | 1
GCVC PD 050.2/21-44 | GCVC PD | 050.2/21-44 | 4245848 | finoox | GCVC 050.2D/2x1-2421-1-D/4/80/2.10/1200/EXS/1/015023 | 6651 | 1 | 2 | 2421 | Axial | 59421 | 59507 | 200.73 | 13856 | 1150 | VT03011U.1 | 0.673 | 1975-01-01 | C | 43.6 | 75.26 | 2025-01-18 | VerticalCompact-BCD_2x1 | 1284 | 800 | 2161 |  |  | 177 | 28 | 28 | 500 | EC motor | 5060 | 1 | no | no | D | D | Epoxy coated aluminum | 2025-01-02 | 10 | 4 | yes | piece | 1
GCVC PD 050.2/14-59 | GCVC PD | 050.2/14-59 | 4249998 | finoox | GCVC 050.2C/1x4-2410-2-D/6/32/2.10/3600/AXS/1/015023 | 12295 | 4 | 1 | 2410 | Axial | 150584 | 151048 | 361.32 | 35332 | 1770 | VT03013U.1 | 5112 | 2025-01-02 | E | 58.72 | 90.35 | 31.4 | VerticalCompact-BCD_1x4 | 3684 | 607 | 953 |  |  | 279.2 | 42 | 42 | 500 | EC motor | 5060 | 2 | no | no | C | D | Aluminum | 2025-01-02 | 4 | 6 | yes | piece | 1
GCVC PD 050.2/11-48 | GCVC PD | 050.2/11-48 | 4244119 | finoox | GCVC 050.2B/1x1-2559-2-D/4/24/2.10/720/EXS/1/015023 | 2912 | 1 | 1 | 2559 | Axial | 17816 | 17987 | 36.13 | 5690 | 1330 | VT03013U.1 | 0.565 | 2025-08-01 | E | 47.92 | 79.11 | 2025-02-03 | VerticalCompact-BCD_1x1 | 804 | 607 | 753 |  |  | 51.9 | 16 | 16 | 500 | EC motor | 5060 | 2 | no | no | B | D | Epoxy coated aluminum | 2025-01-02 | 8 | 4 | yes | piece | 1
GCVC PD 080.2/12-31 | GCVC PD | 080.2/12-31 | 4252810 | finoox | GCVC 080.2D/1x2-2499-1-D/3/40/2.10/2400/AXS/1/015023 | 6968 | 2 | 1 | 2499 | Axial | 54744 | 54721 | 150.55 | 15675 | 465 | VT03062U.1 | 0.376 | 0.95 | B | 2025-08-30 | 62.32 | 2025-09-12 | VerticalCompact-BCD_1x2 | 2484 | 608 | 1153 |  |  | 164.9 | 28 | 28 | 800 | EC motor | 5060 | 1 | no | no | D | D | Aluminum | 2025-01-02 | 6 | 3 | yes | piece | 1
GCVC PD 050.2/12-36 | GCVC PD | 050.2/12-36 | 4249577 | finoox | GCVC 050.2C/1x2-2516-1-D/6/32/2.10/1800/EXS/1/015023 | 5504 | 2 | 1 | 2516 | Axial | 41487 | 41.73 | 180.66 | 7863 | 820 | VT03011U.1 | 0.285 | 0.68 | B | 36.38 | 67.77 | 2025-08-14 | VerticalCompact-BCD_1x2 | 1884 | 586 | 953 |  |  | 133.9 | 22 | 22 | 500 | EC motor | 5060 | 1 | no | no | C | D | Epoxy coated aluminum | 2025-01-02 | 8 | 6 | yes | piece | 1
GCVC PD 050.2/22-58 | GCVC PD | 050.2/22-58 | 4245230 | finoox | GCVC 050.2C/2x2-2563-2-D/3/64/2.10/1800/AXS/1/015023 | 10638 | 2 | 2 | 2563 | Axial | 99991 | 100061 | 180.66 | 36983 | 1680 | VT03013U.1 | 4175 | 1975-01-01 | E | 57.94 | 89.57 | 17 | VerticalCompact-BCD_2x2 | 1884 | 800 | 1761 |  |  | 226.4 | 35 | 35 | 500 | EC motor | 5060 | 2 | no | no | C | D | Aluminum | 2025-01-02 | 6 | 3 | yes | piece | 1
GCVC PD 063.2/13-43 | GCVC PD | 063.2/13-43 | 4252379 | finoox | GCVC 063.2D/1x3-2556-2-D/4/40/2.10/3600/AXS/1/015023 | 10944 | 3 | 1 | 2556 | Axial | 106901 | 107068 | 301.1 | 26554 | 850 | VT03144U.1 | 1122 | 0.77 | C | 42.79 | 74.48 | 26 | VerticalCompact-BCD_1x3 | 3684 | 623 | 1153 |  |  | 261.3 | 42 | 42 | 630 | EC motor | 5060 | 2 | no | no | D | D | Aluminum | 2025-01-02 | 4 | 4 | yes | piece | 1
GCVC PD 063.2/22-30 | GCVC PD | 063.2/22-30 | 4246731 | finoox | GCVC 063.2C/2x2-2503-1-D/6/64/2.10/1800/EXS/1/015023 | 14025 | 2 | 2 | 2503 | Axial | 59.74 | 60144 | 361.32 | 10540 | 425 | VT03145U.1 | 0.202 | 0.25 | A+ | 30.35 | 61.98 | 2025-01-30 | VerticalCompact-BCD_2x2 | 1884 | 800 | 1761 |  |  | 263.1 | 28 | 28 | 630 | EC motor | 5060 | 1 | no | no | C | D | Epoxy coated aluminum | 2025-01-02 | 8 | 6 | yes | piece | 1
GCVC PD 063.2/13-24 | GCVC PD | 063.2/13-24 | 4252275 | finoox | GCVC 063.2D/1x3-2503-1-D/6/40/2.10/3600/EXS/1/015023 | 12515 | 3 | 1 | 2503 | Axial | 61.61 | 62058 | 451.65 | 10524 | 425 | VT03145U.1 | 0.139 | 0.25 | A+ | 24.33 | 56.01 | 36.2 | VerticalCompact-BCD_1x3 | 3684 | 615 | 1153 |  |  | 290.1 | 28 | 28 | 630 | EC motor | 5060 | 1 | no | no | D | D | Epoxy coated aluminum | 2025-01-02 | 6 | 6 | yes | piece | 1
GCVC PD 063.2/23-64 | GCVC PD | 063.2/23-64 | 4246990 | finoox | GCVC 063.2C/2x3-2548-2-D/3/64/2.10/2700/AXS/1/015023 | 22868 | 3 | 2 | 2548 | Axial | 163905 | 163741 | 270.99 | 66222 | 1135 | VT03143U.1 | 8655 | 1937-02-01 | E | 64 | 95.75 | 2025-07-27 | VerticalCompact-BCD_2x3 | 2784 | 800 | 1761 |  |  | 444.9 | 54 | 54 | 630 | EC motor | 5060 | 2 | no | no | C | D | Aluminum | 2025-01-02 | 4 | 3 | yes | piece | 1
GCVC PD 050.2/12-29 | GCVC PD | 050.2/12-29 | 4250500 | finoox | GCVC 050.2D/1x2-2512-1-D/6/40/2.10/2400/AXS/1/015023 | 6411 | 2 | 1 | 2512 | Axial | 37.13 | 37414 | 301.1 | 6242 | 565 | VT03011U.1 | 0.102 | 0.28 | A+ | 28.72 | 60.24 | 2025-02-24 | VerticalCompact-BCD_1x2 | 2484 | 586 | 1153 |  |  | 194.6 | 22 | 22 | 500 | EC motor | 5060 | 1 | no | no | D | D | Aluminum | 2025-01-02 | 10 | 6 | yes | piece | 1
GCVC PD 045.2/13-46 | GCVC PD | 045.2/13-46 | 4249057 | finoox | GCVC 045.2C/1x3-2529-1-D/4/32/2.10/2700/AXS/1/015023 | 6373 | 3 | 1 | 2529 | Axial | 56.18 | 56201 | 180.66 | 13378 | 1125 | VT03007U.1 | 0.687 | 1 | C | 46.2 | 77.7 | 15 | VerticalCompact-BCD_1x3 | 2784 | 535 | 953 |  |  | 165.8 | 28 | 28 | 450 | EC motor | 5060 | 1 | no | no | C | D | Aluminum | 2025-01-02 | 6 | 4 | yes | piece | 1
GCVC PD 050.2/23-56 | GCVC PD | 050.2/23-56 | 4246431 | finoox | GCVC 050.2D/2x3-2790-K-D/6/80/2.10/3600/EXS/1/015023 | 18300 | 3 | 2 | 2790 | Axial | 272842 | 273874 | 903.29 | 56267 | 1640 | VT03150U | 5797 | 1964-01-01 | D | 55.85 | 87.81 | 81.5 | VerticalCompact-BCD_2x3 | 3684 | 800 | 2161 |  |  | 596.9 | 64 | 64 | 500 | AC motor | 60 | K | no | no | D | D | Epoxy coated aluminum | 2025-01-02 | 4 | 6 | yes | piece | 1
GCVC PD 080.3/21-53 | GCVC PD | 080.3/21-53 | 6123594 | finoox | GCVC 080.3D/2x1-3559-2-D/6/80/2.10/1200/AXS/1/015023 | 11839 | 1 | 2 | 3559 | Axial | 142953 | 144243 | 301.1 | 35657 | 1045 | VT01445U.3 | 4974 | 1965-03-01 | E | 52.7 | 84.35 | 2025-09-28 | VerticalCompact-BCD_2x1 | 1284 | 800 | 2161 |  |  | 267.3 | 42 | 42 | 800 | EC motor | 5060 | 2 | no | no | D | D | Aluminum | 2025-01-02 | 10 | 6 | yes | piece | 1
GCVC PD 050.3/11-46 | GCVC PD | 050.3/11-46 | 6118000 | finoox | GCVC 050.3D/1x1-3617-X-D/3/40/2.10/1200/AXS/1/015023 | 2515 | 1 | 1 | 3617 | Axial | 28992 | 29019 | 75.27 | 8399 | 1260 | VT01524 | 0.914 | 2025-04-04 | E | 46.44 | 77.8 | 2025-06-06 | VerticalCompact-BCD_1x1 | 1284 | 596 | 1153 |  |  | 88.2 | 22 | 22 | 500 | AC motor | 60 | X | no | no | D | D | Aluminum | 2025-01-02 | 10 | 3 | yes | piece | 1
GCVC PD 050.2/23-42 | GCVC PD | 050.2/23-42 | 4245246 | finoox | GCVC 050.2C/2x3-2332-D-D/3/64/2.10/2700/AXS/1/015023 | 9102 | 3 | 2 | 2332 | Axial | 100693 | 100504 | 270.99 | 30544 | 850 | VT01435 | 1557 | 0.74 | D | 42.46 | 74.21 | 2025-01-25 | VerticalCompact-BCD_2x3 | 2784 | 800 | 1761 |  |  | 331.2 | 42 | 42 | 500 | AC motor | 50 | D | no | no | C | D | Aluminum | 2025-01-02 | 6 | 3 | yes | piece | 1
GCVC PD 080.2/23-43 | GCVC PD | 080.2/23-43 | 4248587 | finoox | GCVC 080.2D/2x3-2448-1-D/4/80/2.10/3600/AXS/1/015023 | 25500 | 3 | 2 | 2448 | Axial | 234066 | 234397 | 602.19 | 61593 | 630 | VT03061U.1 | 2855 | 2025-01-02 | C | 43.02 | 74.98 | 54.8 | VerticalCompact-BCD_2x3 | 3684 | 800 | 2161 |  |  | 516.6 | 54 | 54 | 800 | EC motor | 5060 | 1 | no | no | D | D | Aluminum | 2025-01-02 | 4 | 4 | yes | piece | 1
GCVC PD 063.2/13-37 | GCVC PD | 063.2/13-37 | 4252246 | finoox | GCVC 063.2D/1x3-2414-1-D/3/40/2.10/3600/AXS/1/015023 | 9249 | 3 | 1 | 2414 | Axial | 79.1 | 79068 | 225.82 | 22065 | 770 | VT03145U.1 | 0.606 | 2015-01-01 | B | 36.83 | 68.52 | 2025-03-19 | VerticalCompact-BCD_1x3 | 3684 | 615 | 1153 |  |  | 225.6 | 35 | 35 | 630 | EC motor | 5060 | 1 | no | no | D | D | Aluminum | 2025-01-02 | 4 | 3 | yes | piece | 1
GCVC PD 063.2/13-25 | GCVC PD | 063.2/13-25 | 4252230 | finoox | GCVC 063.2D/1x3-2401-L-D/6/40/2.10/3600/AXS/1/015023 | 9943 | 3 | 1 | 2401 | Axial | 59015 | 59522 | 451.65 | 9950 | 340 | VT01442 | 0.264 | 0.16 | A | 25.42 | 57.1 | 36.2 | VerticalCompact-BCD_1x3 | 3684 | 598 | 1153 |  |  | 300.3 | 28 | 28 | 630 | AC motor | 60 | L | no | no | D | D | Aluminum | 2025-01-02 | 6 | 6 | yes | piece | 1
GCVC PD 050.2/13-26 | GCVC PD | 050.2/13-26 | 4249758 | finoox | GCVC 050.2C/1x3-2391-L-D/4/32/2.10/2700/EXS/1/015023 | 5484 | 3 | 1 | 2391 | Axial | 39031 | 39024 | 180.66 | 8432 | 520 | VT01437 | 0.31 | 0.18 | B | 25.84 | 57.35 | 2025-06-14 | VerticalCompact-BCD_1x3 | 2784 | 596 | 953 |  |  | 177.5 | 22 | 22 | 500 | AC motor | 60 | L | no | no | C | D | Epoxy coated aluminum | 2025-01-02 | 8 | 4 | yes | piece | 1
GCVC PD 050.2/14-56 | GCVC PD | 050.2/14-56 | 4250013 | finoox | GCVC 050.2C/1x4-2420-2-D/6/32/2.10/3600/EXS/1/015023 | 12954 | 4 | 1 | 2420 | Axial | 140361 | 140.8 | 361.32 | 33072 | 1600 | VT03013U.1 | 3892 | 1965-01-01 | E | 56.29 | 87.92 | 31.4 | VerticalCompact-BCD_1x4 | 3684 | 607 | 953 |  |  | 279.2 | 42 | 42 | 500 | EC motor | 5060 | 2 | no | no | C | D | Epoxy coated aluminum | 2025-01-02 | 4 | 6 | yes | piece | 1
GCVC PD 050.2/13-50 | GCVC PD | 050.2/13-50 | 4249682 | finoox | GCVC 050.2C/1x3-2347-D-D/4/32/2.10/2700/EXS/1/015023 | 5683 | 3 | 1 | 2347 | Axial | 79605 | 79806 | 180.66 | 22596 | 1390 | VT03150U | 2068 | 1941-01-01 | E | 49.82 | 81.33 | 2025-06-15 | VerticalCompact-BCD_1x3 | 2784 | 569 | 953 |  |  | 185.3 | 35 | 35 | 500 | AC motor | 50 | D | no | no | C | D | Epoxy coated aluminum | 2025-01-02 | 4 | 4 | yes | piece | 1
GCVC PD 050.2/13-37 | GCVC PD | 050.2/13-37 | 4249802 | finoox | GCVC 050.2C/1x3-2515-1-D/3/32/2.10/2700/AXS/1/015023 | 6507 | 3 | 1 | 2515 | Axial | 44217 | 44205 | 135.49 | 12172 | 755 | VT03011U.1 | 0.325 | 0.58 | B | 36.56 | 68.07 | 2025-05-11 | VerticalCompact-BCD_1x3 | 2784 | 586 | 953 |  |  | 158 | 28 | 28 | 500 | EC motor | 5060 | 1 | no | no | C | D | Aluminum | 2025-01-02 | 6 | 3 | yes | piece | 1
GCVC PD 050.2/23-58 | GCVC PD | 050.2/23-58 | 4245463 | finoox | GCVC 050.2C/2x3-2562-2-D/3/64/2.10/2700/EXS/1/015023 | 16584 | 3 | 2 | 2562 | Axial | 140447 | 140631 | 270.99 | 52467 | 1595 | VT03013U.1 | 1934-05-01 | 1965-01-01 | E | 58.4 | 90.14 | 2025-01-25 | VerticalCompact-BCD_2x3 | 2784 | 800 | 1761 |  |  | 329 | 42 | 42 | 500 | EC motor | 5060 | 2 | no | no | C | D | Epoxy coated aluminum | 2025-01-02 | 4 | 3 | yes | piece | 1
GCVC PD 063.2/24-68 | GCVC PD | 063.2/24-68 | 4247206 | finoox | GCVC 063.2C/2x4-2550-2-D/3/64/2.10/3600/EXS/1/015023 | 30788 | 4 | 2 | 2550 | Axial | 235969 | 232408 | 361.32 | 100944 | 1285 | VT03143U.1 | 16728 | 2026-03-01 | E | 67.77 | 99.63 | 34.6 | VerticalCompact-BCD_2x4 | 3684 | 800 | 1761 |  |  | 579.1 | 54 | 54 | 630 | EC motor | 5060 | 2 | no | no | C | D | Epoxy coated aluminum | 2025-01-02 | 2 | 3 | yes | piece | 1
GCVC PD 080.2/13-24 | GCVC PD | 080.2/13-24 | 4253062 | finoox | GCVC 080.2D/1x3-2493-1-D/3/40/2.10/3600/EXS/1/015023 | 10261 | 3 | 1 | 2493 | Axial | 61.99 | 61937 | 225.82 | 15671 | 320 | VT03062U.1 | 0.205 | 0.35 | A+ | 24.33 | 56.01 | 2025-06-18 | VerticalCompact-BCD_1x3 | 3684 | 608 | 1153 |  |  | 241.8 | 28 | 28 | 800 | EC motor | 5060 | 1 | no | no | D | D | Epoxy coated aluminum | 2025-01-02 | 4 | 3 | yes | piece | 1
GCVC PD 063.2/13-19 | GCVC PD | 063.2/13-19 | 4251325 | finoox | GCVC 063.2C/1x3-2500-1-D/3/32/2.10/2700/EXS/1/015023 | 8237 | 3 | 1 | 2500 | Axial | 29843 | 29826 | 135.49 | 6951 | 310 | VT03145U.1 | 0.075 | 0.13 | A+ | 18.88 | 50.39 | 2025-01-11 | VerticalCompact-BCD_1x3 | 2784 | 615 | 953 |  |  | 160.1 | 22 | 22 | 630 | EC motor | 5060 | 1 | no | no | C | D | Epoxy coated aluminum | 2025-01-02 | 6 | 3 | yes | piece | 1
GCVC PD 050.2/23-33 | GCVC PD | 050.2/23-33 | 4245379 | finoox | GCVC 050.2C/2x3-2512-1-D/3/64/2.10/2700/EXS/1/015023 | 13172 | 3 | 2 | 2512 | Axial | 71708 | 71603 | 270.99 | 18057 | 565 | VT03011U.1 | 0.312 | 0.28 | A | 33.02 | 64.76 | 2025-09-23 | VerticalCompact-BCD_2x3 | 2784 | 800 | 1761 |  |  | 299.2 | 35 | 35 | 500 | EC motor | 5060 | 1 | no | no | C | D | Epoxy coated aluminum | 2025-01-02 | 6 | 3 | yes | piece | 1
GCVC PD 050.2/13-45 | GCVC PD | 050.2/13-45 | 4244380 | finoox | GCVC 050.2B/1x3-2521-1-D/3/24/2.10/2160/AXS/1/015023 | 5663 | 3 | 1 | 2521 | Axial | 41946 | 41846 | 81.3 | 15606 | 1135 | VT03011U.1 | 1103 | 1965-01-01 | D | 45.38 | 76.77 | 2025-01-07 | VerticalCompact-BCD_1x3a | 2244 | 586 | 753 |  |  | 114.3 | 28 | 28 | 500 | EC motor | 5060 | 1 | no | no | B | D | Aluminum | 2025-01-02 | 6 | 3 | yes | piece | 1
GCVC PD 050.3/21-46 | GCVC PD | 050.3/21-46 | 6054637 | finoox | GCVC 050.3C/2x1-3616-W-D/4/64/2.10/900/AXS/1/015023 | 4225 | 1 | 2 | 3616 | Axial | 51.32 | 51697 | 120.44 | 13833 | 1240 | VT01524 | 1353 | 2025-02-03 | E | 46.49 | 78 | 2025-04-11 | VerticalCompact-BCD_2x1 | 984 | 800 | 1761 |  |  | 139.4 | 28 | 28 | 500 | AC motor | 50 | W | no | no | C | D | Aluminum | 2025-01-02 | 8 | 4 | yes | piece | 1
GCVC PD 050.2/22-48 | GCVC PD | 050.2/22-48 | 4245124 | finoox | GCVC 050.2C/2x2-2411-1-D/6/64/2.10/1800/AXS/1/015023 | 10394 | 2 | 2 | 2411 | Axial | 119007 | 119529 | 361.32 | 24812 | 1260 | VT03011U.1 | 1949 | 2025-02-02 | D | 48.48 | 80.11 | 32.4 | VerticalCompact-BCD_2x2 | 1884 | 800 | 1761 |  |  | 263 | 42 | 42 | 500 | EC motor | 5060 | 1 | no | no | C | D | Aluminum | 2025-01-02 | 8 | 6 | yes | piece | 1
GCVC PD 050.2/12-36 | GCVC PD | 050.2/12-36 | 4250462 | finoox | GCVC 050.2D/1x2-2390-K-D/3/40/2.10/2400/AXS/1/015023 | 4079 | 2 | 1 | 2390 | Axial | 39588 | 39574 | 150.55 | 9582 | 760 | VT01437 | 0.331 | 0.35 | B | 35.8 | 67.33 | 2025-04-12 | VerticalCompact-BCD_1x2 | 2484 | 596 | 1153 |  |  | 156 | 22 | 22 | 500 | AC motor | 60 | K | no | no | D | D | Aluminum | 2025-01-02 | 6 | 3 | yes | piece | 1
GCVC PD 050.2/21-40 | GCVC PD | 050.2/21-40 | 4245776 | finoox | GCVC 050.2D/2x1-2355-X-D/4/80/2.10/1200/EXS/1/015023 | 5484 | 1 | 2 | 2355 | Axial | 50.56 | 50704 | 200.73 | 11118 | 810 | VT03093U | 0.567 | 2025-03-01 | C | 40.47 | 72.12 | 2025-01-18 | VerticalCompact-BCD_2x1 | 1284 | 800 | 2161 |  |  | 183.2 | 28 | 28 | 500 | AC motor | 60 | X | no | no | D | D | Epoxy coated aluminum | 2025-01-02 | 10 | 4 | yes | piece | 1
GCVC PD 063.2/14-35 | GCVC PD | 063.2/14-35 | 4251569 | finoox | GCVC 063.2C/1x4-2506-1-D/6/32/2.10/3600/EXS/1/015023 | 12794 | 4 | 1 | 2506 | Axial | 73403 | 73649 | 361.32 | 13747 | 540 | VT03145U.1 | 0.371 | 0.45 | A | 35.12 | 66.75 | 2025-05-29 | VerticalCompact-BCD_1x4 | 3684 | 615 | 953 |  |  | 261.9 | 35 | 35 | 630 | EC motor | 5060 | 1 | no | no | C | D | Epoxy coated aluminum | 2025-01-02 | 6 | 6 | yes | piece | 1
GCVC PD 080.2/13-22 | GCVC PD | 080.2/13-22 | 4253053 | finoox | GCVC 080.2D/1x3-2491-1-D/4/40/2.10/3600/AXS/1/015023 | 10488 | 3 | 1 | 2491 | Axial | 59325 | 59354 | 301.1 | 12199 | 270 | VT03062U.1 | 0.141 | 0.25 | A+ | 21.61 | 53.29 | 2025-05-24 | VerticalCompact-BCD_1x3 | 3684 | 608 | 1153 |  |  | 263.5 | 28 | 28 | 800 | EC motor | 5060 | 1 | no | no | D | D | Aluminum | 2025-01-02 | 6 | 4 | yes | piece | 1
GCVC PD 045.2/14-49 | GCVC PD | 045.2/14-49 | 4249153 | finoox | GCVC 045.2C/1x4-2530-1-D/4/32/2.10/3600/AXS/1/015023 | 8131 | 4 | 1 | 2530 | Axial | 79761 | 79885 | 240.88 | 19067 | 1200 | VT03007U.1 | 1102 | 2025-01-01 | C | 48.73 | 80.35 | 2025-02-20 | VerticalCompact-BCD_1x4 | 3684 | 535 | 953 |  |  | 217 | 35 | 35 | 450 | EC motor | 5060 | 1 | no | no | C | D | Aluminum | 2025-01-02 | 4 | 4 | yes | piece | 1
GCVC PD 080.2/12-40 | GCVC PD | 080.2/12-40 | 4252865 | finoox | GCVC 080.2D/1x2-2542-2-D/4/40/2.10/2400/EXS/1/015023 | 9013 | 2 | 1 | 2542 | Axial | 74869 | 74889 | 200.73 | 20311 | 615 | VT03060U.1 | 0.908 | 0.92 | C | 40.38 | 71.91 | 2025-05-17 | VerticalCompact-BCD_1x2 | 2484 | 613 | 1153 |  |  | 187 | 35 | 35 | 800 | EC motor | 5060 | 2 | no | no | D | D | Epoxy coated aluminum | 2025-01-02 | 6 | 4 | yes | piece | 1
GCVC PD 050.2/23-56 | GCVC PD | 050.2/23-56 | 4246403 | finoox | GCVC 050.2D/2x3-2560-2-D/4/80/2.10/3600/AXS/1/015023 | 20061 | 3 | 2 | 2560 | Axial | 203968 | 204288 | 602.19 | 49346 | 1415 | VT03013U.1 | 3605 | 2021-01-01 | D | 56.34 | 88.3 | 54.8 | VerticalCompact-BCD_2x3 | 3684 | 800 | 2161 |  |  | 501.5 | 54 | 54 | 500 | EC motor | 5060 | 2 | no | no | D | D | Aluminum | 2025-01-02 | 4 | 4 | yes | piece | 1
GCVC PD 050.2/24-57 | GCVC PD | 050.2/24-57 | 4245689 | finoox | GCVC 050.2C/2x4-2560-2-D/6/64/2.10/3600/EXS/1/015023 | 25951 | 4 | 2 | 2560 | Axial | 252294 | 253226 | 722.63 | 55836 | 1415 | VT03013U.1 | 5299 | 2021-01-01 | D | 56.68 | 88.54 | 62.7 | VerticalCompact-BCD_2x4 | 3684 | 800 | 1761 |  |  | 536.7 | 54 | 54 | 500 | EC motor | 5060 | 2 | no | no | C | D | Epoxy coated aluminum | 2025-01-02 | 4 | 6 | yes | piece | 1
GCVC PD 063.2/11-26 | GCVC PD | 063.2/11-26 | 4251803 | finoox | GCVC 063.2D/1x1-2507-1-D/4/40/2.10/1200/AXS/1/015023 | 4262 | 1 | 1 | 2507 | Axial | 24702 | 24784 | 100.37 | 5272 | 580 | VT03145U.1 | 0.095 | 0.55 | A+ | 2025-02-26 | 57.39 | 2025-04-08 | VerticalCompact-BCD_1x1 | 1284 | 615 | 1153 |  |  | 89.8 | 18 | 18 | 630 | EC motor | 5060 | 1 | no | no | D | D | Aluminum | 2025-01-02 | 10 | 4 | yes | piece | 1
GCVC PD 063.2/22-32 | GCVC PD | 063.2/22-32 | 4247643 | finoox | GCVC 063.2D/2x2-2507-1-D/3/80/2.10/2400/EXS/1/015023 | 13653 | 2 | 2 | 2507 | Axial | 85.11 | 85029 | 301.1 | 21845 | 580 | VT03145U.1 | 0.368 | 0.55 | A | 31.66 | 63.47 | 2025-09-26 | VerticalCompact-BCD_2x2 | 2484 | 800 | 2161 |  |  | 294.2 | 35 | 35 | 630 | EC motor | 5060 | 1 | no | no | D | D | Epoxy coated aluminum | 2025-01-02 | 6 | 3 | yes | piece | 1
GCVC PD 050.2/21-38 | GCVC PD | 050.2/21-38 | 4244937 | finoox | GCVC 050.2C/2x1-2517-1-D/3/64/2.10/900/EXS/1/015023 | 5304 | 1 | 2 | 2517 | Axial | 32499 | 32629 | 90.33 | 9521 | 880 | VT03011U.1 | 0.331 | 0.84 | C | 38.18 | 69.69 | 2025-03-08 | VerticalCompact-BCD_2x1 | 984 | 800 | 1761 |  |  | 117.7 | 22 | 22 | 500 | EC motor | 5060 | 1 | no | no | C | D | Epoxy coated aluminum | 2025-01-02 | 8 | 3 | yes | piece | 1
GCVC PD 050.2/23-50 | GCVC PD | 050.2/23-50 | 4246390 | finoox | GCVC 050.2D/2x3-2522-1-D/3/80/2.10/3600/AXS/1/015023 | 15210 | 3 | 2 | 2522 | Axial | 154.45 | 154382 | 451.65 | 42451 | 1200 | VT03011U.1 | 2215 | 2025-09-01 | D | 49.95 | 81.92 | 43.1 | VerticalCompact-BCD_2x3 | 3684 | 800 | 2161 |  |  | 430.1 | 54 | 54 | 500 | EC motor | 5060 | 1 | no | no | D | D | Aluminum | 2025-01-02 | 4 | 3 | yes | piece | 1
GCVC PD 063.2/24-66 | GCVC PD | 063.2/24-66 | 4247197 | finoox | GCVC 063.2C/2x4-2548-2-D/4/64/2.10/3600/AXS/1/015023 | 31335 | 4 | 2 | 2548 | Axial | 247269 | 245462 | 481.75 | 82525 | 1135 | VT03143U.1 | 11657 | 1937-02-01 | E | 65.84 | 97.7 | 46.7 | VerticalCompact-BCD_2x4 | 3684 | 800 | 1761 |  |  | 618.4 | 64 | 64 | 630 | EC motor | 5060 | 2 | no | no | C | D | Aluminum | 2025-01-02 | 4 | 4 | yes | piece | 1
GCVC PD 045.2/13-46 | GCVC PD | 045.2/13-46 | 4249060 | finoox | GCVC 045.2C/1x3-2529-1-D/4/32/2.10/2700/EXS/1/015023 | 6757 | 3 | 1 | 2529 | Axial | 55049 | 55032 | 180.66 | 13378 | 1125 | VT03007U.1 | 0.687 | 1 | C | 46.2 | 77.7 | 15 | VerticalCompact-BCD_1x3 | 2784 | 535 | 953 |  |  | 165.8 | 28 | 28 | 450 | EC motor | 5060 | 1 | no | no | C | D | Epoxy coated aluminum | 2025-01-02 | 6 | 4 | yes | piece | 1
GCVC PD 080.3/13-39 | GCVC PD | 080.3/13-39 | 6167725 | finoox | GCVC 080.3D/1x3-3489-J-D/3/40/2.10/3600/EXS/1/015023 | 9733 | 3 | 1 | 3489 | Axial | 85452 | 85371 | 225.82 | 26273 | 480 | VT01371 | 1712 | 2025-01-01 | D | 39.21 | 70.89 | 2025-03-19 | VerticalCompact-BCD_1x3 | 3684 | 605 | 1153 |  |  | 307.9 | 35 | 35 | 800 | AC motor | 60 | J | no | no | D | D | Epoxy coated aluminum | 2025-01-02 | 4 | 3 | yes | piece | 1
GCVC PD 045.2/23-56 | GCVC PD | 045.2/23-56 | 4244592 | finoox | GCVC 045.2C/2x3-0423-X-D/4/64/2.10/2700/EXS/1/015023 | 8824 | 3 | 2 | 423 | Axial | 132515 | 132365 | 361.32 | 36806 | 1460 | VT0326U | 3619 | 3 | E | 55.66 | 87.41 | 32.1 | VerticalCompact-BCD_2x3 | 2784 | 800 | 1761 |  |  | 339.6 | 42 | 42 | 450 | AC motor | 60 | X | no | no | C | D | Epoxy coated aluminum | 2025-01-02 | 6 | 4 | yes | piece | 1
GCVC PD 050.2/11-31 | GCVC PD | 050.2/11-31 | 4244011 | finoox | GCVC 050.2B/1x1-2336-D-D/4/24/2.10/720/AXS/1/015023 | 1849 | 1 | 1 | 2336 | Axial | 11602 | 11681 | 36.13 | 2792 | 660 | VT01437 | 0.132 | 0.33 | C | 30.67 | 61.86 | 2025-02-03 | VerticalCompact-BCD_1x1 | 804 | 596 | 753 |  |  | 49.7 | 16 | 16 | 500 | AC motor | 50 | D | no | no | B | D | Aluminum | 2025-01-02 | 12 | 4 | yes | piece | 1
GCVC PD 050.2/12-38 | GCVC PD | 050.2/12-38 | 4249421 | finoox | GCVC 050.2C/1x2-2332-D-D/3/32/2.10/1800/EXS/1/015023 | 3498 | 2 | 1 | 2332 | Axial | 33506 | 33457 | 90.33 | 10181 | 850 | VT01435 | 0.519 | 0.74 | D | 38.04 | 69.43 | 2025-06-07 | VerticalCompact-BCD_1x2 | 1884 | 596 | 953 |  |  | 117.8 | 22 | 22 | 500 | AC motor | 50 | D | no | no | C | D | Epoxy coated aluminum | 2025-01-02 | 8 | 3 | yes | piece | 1
GCVC PD 063.2/12-22 | GCVC PD | 063.2/12-22 | 4251931 | finoox | GCVC 063.2D/1x2-2359-S-D/3/40/2.10/2400/EXS/1/015023 | 5804 | 2 | 1 | 2359 | Axial | 31.13 | 30993 | 150.55 | 7197 | 320 | VT01442 | 0.124 | 0.14 | A+ | 2025-02-22 | 53.54 | 2025-04-12 | VerticalCompact-BCD_1x2 | 2484 | 598 | 1153 |  |  | 159.7 | 22 | 22 | 630 | AC motor | 50 | S | no | no | D | D | Epoxy coated aluminum | 2025-01-02 | 8 | 3 | yes | piece | 1
GCVC PD 063.2/13-25 | GCVC PD | 063.2/13-25 | 4251305 | finoox | GCVC 063.2C/1x3-2401-L-D/4/32/2.10/2700/EXS/1/015023 | 6980 | 3 | 1 | 2401 | Axial | 38682 | 38.68 | 180.66 | 8324 | 340 | VT01442 | 0.269 | 0.16 | B | 25.15 | 56.66 | 2025-06-14 | VerticalCompact-BCD_1x3 | 2784 | 598 | 953 |  |  | 183.2 | 22 | 22 | 630 | AC motor | 60 | L | no | no | C | D | Epoxy coated aluminum | 2025-01-02 | 8 | 4 | yes | piece | 1
GCVC PD 050.2/21-36 | GCVC PD | 050.2/21-36 | 4245814 | finoox | GCVC 050.2D/2x1-2390-K-D/3/80/2.10/1200/AXS/1/015023 | 4744 | 1 | 2 | 2390 | Axial | 39472 | 39518 | 150.55 | 9582 | 760 | VT01437 | 0.331 | 0.35 | B | 35.68 | 67.33 | 2025-02-13 | VerticalCompact-BCD_2x1 | 1284 | 800 | 2161 |  |  | 165.8 | 22 | 22 | 500 | AC motor | 60 | K | no | no | D | D | Aluminum | 2025-01-02 | 10 | 3 | yes | piece | 1
GCVC PD 050.2/23-43 | GCVC PD | 050.2/23-43 | 4245298 | finoox | GCVC 050.2C/2x3-2355-X-D/3/64/2.10/2700/AXS/1/015023 | 8985 | 3 | 2 | 2355 | Axial | 99398 | 99221 | 270.99 | 29821 | 810 | VT03093U | 1736 | 2025-03-01 | D | 42.93 | 74.68 | 2025-09-23 | VerticalCompact-BCD_2x3 | 2784 | 800 | 1761 |  |  | 317.8 | 35 | 35 | 500 | AC motor | 60 | X | no | no | C | D | Aluminum | 2025-01-02 | 6 | 3 | yes | piece | 1
GCVC PD 050.2/24-62 | GCVC PD | 050.2/24-62 | 4245592 | finoox | GCVC 050.2C/2x4-2410-2-D/4/64/2.10/3600/EXS/1/015023 | 23041 | 4 | 2 | 2410 | Axial | 229455 | 228623 | 481.75 | 75685 | 1770 | VT03013U.1 | 9899 | 2025-01-02 | E | 61.63 | 93.49 | 44 | VerticalCompact-BCD_2x4 | 3684 | 800 | 1761 |  |  | 465.9 | 54 | 54 | 500 | EC motor | 5060 | 2 | no | no | C | D | Epoxy coated aluminum | 2025-01-02 | 4 | 4 | yes | piece | 1
GCVC PD 080.2/11-24 | GCVC PD | 080.2/11-24 | 4252523 | finoox | GCVC 080.2D/1x1-2495-1-D/4/40/2.10/1200/EXS/1/015023 | 4614 | 1 | 1 | 2495 | Axial | 25733 | 25807 | 100.37 | 5694 | 365 | VT03062U.1 | 0.102 | 0.5 | A+ | 23.54 | 54.91 | 2025-04-08 | VerticalCompact-BCD_1x1 | 1284 | 608 | 1153 |  |  | 95.4 | 18 | 18 | 800 | EC motor | 5060 | 1 | no | no | D | D | Epoxy coated aluminum | 2025-01-02 | 10 | 4 | yes | piece | 1
GCVC PD 080.2/23-36 | GCVC PD | 080.2/23-36 | 4248597 | finoox | GCVC 080.2D/2x3-2482-1-D/4/80/2.10/3600/AXS/1/015023 | 25500 | 3 | 2 | 2482 | Axial | 182981 | 183201 | 602.19 | 41944 | 440 | VT03061U.1 | 1032 | 0.75 | B | 36.23 | 68.19 | 54.8 | VerticalCompact-BCD_2x3 | 3684 | 800 | 2161 |  |  | 516.6 | 54 | 54 | 800 | EC motor | 5060 | 1 | no | no | D | D | Aluminum | 2025-01-02 | 4 | 4 | yes | piece | 1
GCVC PD 063.2/22-45 | GCVC PD | 063.2/22-45 | 4247731 | finoox | GCVC 063.2D/2x2-2557-2-D/4/80/2.10/2400/AXS/1/015023 | 15401 | 2 | 2 | 2557 | Axial | 147467 | 147648 | 401.46 | 37562 | 900 | VT03144U.1 | 1765 | 0.85 | C | 45.2 | 77.01 | 36.3 | VerticalCompact-BCD_2x2 | 2484 | 800 | 2161 |  |  | 342.8 | 42 | 42 | 630 | EC motor | 5060 | 2 | no | no | D | D | Aluminum | 2025-01-02 | 6 | 4 | yes | piece | 1
GCVC PD 045.2/23-42 | GCVC PD | 045.2/23-42 | 4244626 | finoox | GCVC 045.2C/2x3-2525-1-D/6/64/2.10/2700/AXS/1/015023 | 13361 | 3 | 2 | 2525 | Axial | 100736 | 101204 | 541.97 | 18132 | 825 | VT03007U.1 | 0.589 | 0.47 | B | 42.48 | 74.23 | 45 | VerticalCompact-BCD_2x3 | 2784 | 800 | 1761 |  |  | 368.4 | 35 | 35 | 450 | EC motor | 5060 | 1 | no | no | C | D | Aluminum | 2025-01-02 | 8 | 6 | yes | piece | 1
GCVC PD 080.2/23-28 | GCVC PD | 080.2/23-28 | 4248653 | finoox | GCVC 080.2D/2x3-2493-1-D/4/80/2.10/3600/AXS/1/015023 | 23472 | 3 | 2 | 2493 | Axial | 135559 | 135555 | 602.19 | 29253 | 320 | VT03062U.1 | 0.421 | 0.35 | A+ | 27.77 | 59.73 | 51.6 | VerticalCompact-BCD_2x3 | 3684 | 800 | 2161 |  |  | 506.8 | 42 | 42 | 800 | EC motor | 5060 | 1 | no | no | D | D | Aluminum | 2025-01-02 | 6 | 4 | yes | piece | 1
GCVC PD 050.2/21-40 | GCVC PD | 050.2/21-40 | 4245886 | finoox | GCVC 050.2D/2x1-2518-1-D/3/80/2.10/1200/AXS/1/015023 | 5888 | 1 | 2 | 2518 | Axial | 43971 | 44046 | 150.55 | 11129 | 945 | VT03011U.1 | 0.375 | 1 | B | 40.32 | 71.97 | 14 | VerticalCompact-BCD_2x1 | 1284 | 800 | 2161 |  |  | 162.4 | 28 | 28 | 500 | EC motor | 5060 | 1 | no | no | D | D | Aluminum | 2025-01-02 | 10 | 3 | yes | piece | 1
GCVC PD 063.2/12-60 | GCVC PD | 063.2/12-60 | 4251195 | finoox | GCVC 063.2C/1x2-2548-2-D/4/32/2.10/1800/EXS/1/015023 | 8546 | 2 | 1 | 2548 | Axial | 62781 | 62935 | 120.44 | 20631 | 1135 | VT03143U.1 | 2914 | 1937-02-01 | E | 60.29 | 91.68 | 2025-04-10 | VerticalCompact-BCD_1x2 | 1884 | 611 | 953 |  |  | 163.3 | 28 | 28 | 630 | EC motor | 5060 | 2 | no | no | C | D | Epoxy coated aluminum | 2025-01-02 | 6 | 4 | yes | piece | 1
GCVC PD 045.2/22-46 | GCVC PD | 045.2/22-46 | 4244552 | finoox | GCVC 045.2C/2x2-2528-1-D/3/64/2.10/1800/AXS/1/015023 | 7858 | 2 | 2 | 2528 | Axial | 61806 | 61762 | 180.66 | 17061 | 1050 | VT03007U.1 | 0.745 | 0.84 | C | 45.87 | 77.5 | 2025-09-15 | VerticalCompact-BCD_2x2 | 1884 | 800 | 1761 |  |  | 200 | 28 | 28 | 450 | EC motor | 5060 | 1 | no | no | C | D | Aluminum | 2025-01-02 | 8 | 3 | yes | piece | 1
GCVC PD 080.2/21-42 | GCVC PD | 080.2/21-42 | 4248191 | finoox | GCVC 080.2D/2x1-2544-2-D/4/80/2.10/1200/EXS/1/015023 | 9356 | 1 | 2 | 2544 | Axial | 79829 | 79.97 | 200.73 | 21682 | 655 | VT03060U.1 | 1074 | 2025-05-01 | C | 41.51 | 73.16 | 2025-04-19 | VerticalCompact-BCD_2x1 | 1284 | 800 | 2161 |  |  | 198.3 | 35 | 35 | 800 | EC motor | 5060 | 2 | no | no | D | D | Epoxy coated aluminum | 2025-01-02 | 10 | 4 | yes | piece | 1
GCVC PD 080.3/13-53 | GCVC PD | 080.3/13-53 | 6143644 | finoox | GCVC 080.3D/1x3-3485-I-D/4/40/2.10/3600/AXS/1/015023 | 10214 | 3 | 1 | 3485 | Axial | 147766 | 147146 | 301.1 | 46977 | 900 | VT01526 | 6879 | 2025-09-03 | E | 52.57 | 84.25 | 2025-07-27 | VerticalCompact-BCD_1x3 | 3684 | 611 | 1153 |  |  | 330.3 | 54 | 54 | 800 | AC motor | 60 | I | no | no | D | D | Aluminum | 2025-01-02 | 4 | 4 | yes | piece | 1
GCVC PD 080.3/22-53 | GCVC PD | 080.3/22-53 | 6195752 | finoox | GCVC 080.3D/2x2-3560-2-D/4/80/2.10/2400/EXS/1/015023 | 24355 | 2 | 2 | 3560 | Axial | 223002 | 223885 | 401.46 | 75371 | 990 | VT01445U.3 | 8067 | 2025-01-03 | E | 52.97 | 84.78 | 39.5 | VerticalCompact-BCD_2x2 | 2484 | 800 | 2161 |  |  | 439.1 | 54 | 54 | 800 | EC motor | 5060 | 2 | no | no | D | D | Epoxy coated aluminum | 2025-01-02 | 4 | 4 | yes | piece | 1
GCVC PD 050.3/21-47 | GCVC PD | 050.3/21-47 | 6199081 | finoox | GCVC 050.3C/2x1-3617-X-D/6/64/2.10/900/EXS/1/015023 | 5251 | 1 | 2 | 3617 | Axial | 60886 | 61418 | 180.66 | 13367 | 1260 | VT01524 | 1941 | 2025-04-04 | E | 46.93 | 78.44 | 2025-03-16 | VerticalCompact-BCD_2x1 | 984 | 800 | 1761 |  |  | 157.1 | 28 | 28 | 500 | AC motor | 60 | X | no | no | C | D | Epoxy coated aluminum | 2025-01-02 | 8 | 6 | yes | piece | 1
GCVC PD 045.2/24-57 | GCVC PD | 045.2/24-57 | 4244678 | finoox | GCVC 045.2C/2x4-0423-X-D/3/64/2.10/3600/AXS/1/015023 | 9428 | 4 | 2 | 423 | Axial | 155096 | 154779 | 361.32 | 50420 | 1460 | VT0326U | 4746 | 3 | E | 57.01 | 88.87 | 34.6 | VerticalCompact-BCD_2x4 | 3684 | 800 | 1761 |  |  | 410 | 54 | 54 | 450 | AC motor | 60 | X | no | no | C | D | Aluminum | 2025-01-02 | 4 | 3 | yes | piece | 1
GCVC PD 050.2/11-26 | GCVC PD | 050.2/11-26 | 4249246 | finoox | GCVC 050.2C/1x1-2385-J-D/3/32/2.10/900/AXS/1/015023 | 2132 | 1 | 1 | 2385 | Axial | 11397 | 11426 | 45.16 | 2765 | 430 | VT01435 | 0.133 | 0.32 | C | 25.82 | 57.09 | 2025-09-03 | VerticalCompact-BCD_1x1 | 984 | 596 | 953 |  |  | 64.2 | 16 | 16 | 500 | AC motor | 60 | J | no | no | C | D | Aluminum | 2025-01-02 | 12 | 3 | yes | piece | 1
GCVC PD 050.2/12-43 | GCVC PD | 050.2/12-43 | 4250441 | finoox | GCVC 050.2D/1x2-2386-K-D/3/40/2.10/2400/EXS/1/015023 | 4356 | 2 | 1 | 2386 | Axial | 47077 | 47047 | 150.55 | 12752 | 910 | VT01435 | 0.776 | 0.92 | D | 43.45 | 74.97 | 2025-09-12 | VerticalCompact-BCD_1x2 | 2484 | 596 | 1153 |  |  | 161.9 | 28 | 28 | 500 | AC motor | 60 | K | no | no | D | D | Epoxy coated aluminum | 2025-01-02 | 6 | 3 | yes | piece | 1
GCVC PD 040.2/11-38 | GCVC PD | 040.2/11-38 | 4243782 | finoox | GCVC 040.2B/1x1-2346-W-D/3/24/2.10/720/EXS/1/015023 | 1740 | 1 | 1 | 2346 | Axial | 8619 | 8662 | 2025-01-27 | 2404 | 895 | VT0607 | 0.088 | 0.33 | C | 38.33 | 69.51 | 2025-04-02 | VerticalCompact-BCD_1x1 | 804 | 530 | 753 |  |  | 41.7 | 16 | 16 | 400 | AC motor | 50 | W | no | no | B | D | Epoxy coated aluminum | 2025-01-02 | 12 | 3 | yes | piece | 1
GCVC PD 063.2/22-26 | GCVC PD | 063.2/22-26 | 4246691 | finoox | GCVC 063.2C/2x2-2401-L-D/4/64/2.10/1800/EXS/1/015023 | 9806 | 2 | 2 | 2401 | Axial | 52951 | 53083 | 240.88 | 11099 | 340 | VT01442 | 0.358 | 0.16 | B | 26.28 | 57.91 | 2025-06-20 | VerticalCompact-BCD_2x2 | 1884 | 800 | 1761 |  |  | 241.3 | 28 | 28 | 630 | AC motor | 60 | L | no | no | C | D | Epoxy coated aluminum | 2025-01-02 | 8 | 4 | yes | piece | 1
GCVC PD 050.2/11-29 | GCVC PD | 050.2/11-29 | 4249263 | finoox | GCVC 050.2C/1x1-2387-L-D/6/32/2.10/900/EXS/1/015023 | 2711 | 1 | 1 | 2387 | Axial | 15303 | 15437 | 90.33 | 2761 | 500 | VT01435 | 0.178 | 0.37 | C | 28.77 | 60.04 | 2025-06-07 | VerticalCompact-BCD_1x1 | 984 | 596 | 953 |  |  | 77.3 | 16 | 16 | 500 | AC motor | 60 | L | no | no | C | D | Epoxy coated aluminum | 2025-01-02 | 12 | 6 | yes | piece | 1
GCVC PD 050.2/11-33 | GCVC PD | 050.2/11-33 | 4250223 | finoox | GCVC 050.2D/1x1-2390-K-D/4/40/2.10/1200/AXS/1/015023 | 2647 | 1 | 1 | 2390 | Axial | 22594 | 22699 | 100.37 | 4706 | 760 | VT01437 | 0.167 | 0.35 | B | 32.76 | 64.13 | 2025-04-08 | VerticalCompact-BCD_1x1 | 1284 | 596 | 1153 |  |  | 91.3 | 18 | 18 | 500 | AC motor | 60 | K | no | no | D | D | Aluminum | 2025-01-02 | 10 | 4 | yes | piece | 1
GCVC PD 050.2/14-46 | GCVC PD | 050.2/14-46 | 4250018 | finoox | GCVC 050.2C/1x4-2421-1-D/4/32/2.10/3600/EXS/1/015023 | 9267 | 4 | 1 | 2421 | Axial | 92043 | 92115 | 240.88 | 25016 | 1150 | VT03011U.1 | 1436 | 1975-01-01 | D | 45.91 | 77.53 | 2025-02-20 | VerticalCompact-BCD_1x4 | 3684 | 586 | 953 |  |  | 222.7 | 35 | 35 | 500 | EC motor | 5060 | 1 | no | no | C | D | Epoxy coated aluminum | 2025-01-02 | 4 | 4 | yes | piece | 1
GCVC PD 050.2/11-47 | GCVC PD | 050.2/11-47 | 4249380 | finoox | GCVC 050.2C/1x1-2559-2-D/6/32/2.10/900/AXS/1/015023 | 3532 | 1 | 1 | 2559 | Axial | 30697 | 30921 | 90.33 | 6519 | 1330 | VT03013U.1 | 0.548 | 2025-08-01 | D | 46.85 | 78.12 | 2025-08-07 | VerticalCompact-BCD_1x1 | 984 | 607 | 953 |  |  | 77.5 | 22 | 22 | 500 | EC motor | 5060 | 2 | no | no | C | D | Aluminum | 2025-01-02 | 12 | 6 | yes | piece | 1
GCVC PD 050.2/22-53 | GCVC PD | 050.2/22-53 | 4245209 | finoox | GCVC 050.2C/2x2-2559-2-D/3/64/2.10/1800/EXS/1/015023 | 11027 | 2 | 2 | 2559 | Axial | 84715 | 84.8 | 180.66 | 28979 | 1330 | VT03013U.1 | 2085 | 2025-08-01 | D | 52.74 | 84.38 | 17 | VerticalCompact-BCD_2x2 | 1884 | 800 | 1761 |  |  | 226.4 | 35 | 35 | 500 | EC motor | 5060 | 2 | no | no | C | D | Epoxy coated aluminum | 2025-01-02 | 6 | 3 | yes | piece | 1
GCVC PD 063.2/24-48 | GCVC PD | 063.2/24-48 | 4247249 | finoox | GCVC 063.2C/2x4-2558-2-D/3/64/2.10/3600/EXS/1/015023 | 23700 | 4 | 2 | 2558 | Axial | 177428 | 177044 | 361.32 | 70982 | 950 | VT03144U.1 | 4534 | 1 | D | 47.87 | 79.73 | 34.6 | VerticalCompact-BCD_2x4 | 3684 | 800 | 1761 |  |  | 434.9 | 54 | 54 | 630 | EC motor | 5060 | 2 | no | no | C | D | Epoxy coated aluminum | 2025-01-02 | 4 | 3 | yes | piece | 1
GCVC PD 080.2/12-19 | GCVC PD | 080.2/12-19 | 4252778 | finoox | GCVC 080.2D/1x2-2491-1-D/3/40/2.10/2400/AXS/1/015023 | 6943 | 2 | 1 | 2491 | Axial | 36125 | 36089 | 150.55 | 8733 | 270 | VT03062U.1 | 0.091 | 0.25 | A+ | 2025-02-19 | 50.72 | 2025-04-12 | VerticalCompact-BCD_1x2 | 2484 | 608 | 1153 |  |  | 164.2 | 22 | 22 | 800 | EC motor | 5060 | 1 | no | no | D | D | Aluminum | 2025-01-02 | 8 | 3 | yes | piece | 1
GCVC PD 063.2/13-67 | GCVC PD | 063.2/13-67 | 4251417 | finoox | GCVC 063.2C/1x3-2552-2-D/4/32/2.10/2700/EXS/1/015023 | 12166 | 3 | 1 | 2552 | Axial | 107187 | 107534 | 180.66 | 39965 | 1435 | VT03143U.1 | 8836 | 2025-03-04 | E | 66.86 | 98.38 | 2025-02-16 | VerticalCompact-BCD_1x3 | 2784 | 611 | 953 |  |  | 242 | 42 | 42 | 630 | EC motor | 5060 | 2 | no | no | C | D | Epoxy coated aluminum | 2025-01-02 | 4 | 4 | yes | piece | 1
GCVC PD 050.2/21-38 | GCVC PD | 050.2/21-38 | 4245882 | finoox | GCVC 050.2D/2x1-2517-1-D/6/80/2.10/1200/AXS/1/015023 | 7362 | 1 | 2 | 2517 | Axial | 55004 | 55489 | 301.1 | 9841 | 880 | VT03011U.1 | 0.323 | 0.84 | B | 38.3 | 69.95 | 2025-01-26 | VerticalCompact-BCD_2x1 | 1284 | 800 | 2161 |  |  | 208.1 | 28 | 28 | 500 | EC motor | 5060 | 1 | no | no | D | D | Aluminum | 2025-01-02 | 10 | 6 | yes | piece | 1
GCVC PD 045.2/12-44 | GCVC PD | 045.2/12-44 | 4243917 | finoox | GCVC 045.2B/1x2-2528-1-D/4/24/2.10/1440/AXS/1/015023 | 3979 | 2 | 1 | 2528 | Axial | 27415 | 27542 | 72.26 | 6900 | 1050 | VT03007U.1 | 0.382 | 0.84 | D | 44.33 | 75.61 | 2025-01-06 | VerticalCompact-BCD_1x2 | 1524 | 535 | 753 |  |  | 81.6 | 22 | 22 | 450 | EC motor | 5060 | 1 | no | no | B | D | Aluminum | 2025-01-02 | 8 | 4 | yes | piece | 1
GCVC PD 035.2/12-41 | GCVC PD | 035.2/12-41 | 4243674 | finoox | GCVC 035.2A/1x2-2723-W-D/2/20/2.10/1200/EXS/2/015023 | 1397 | 2 | 1 | 2723 | Axial | 11886 | 11886 | 2025-09-25 | 5121 | 1390 | VT03167U | 0.316 | 0.62 | E | 40.57 | 71.73 | 2025-01-02 | VerticalCompact-A_1x2 | 1260 | 330 | 507 |  |  | 2025-07-26 | 16 | 16 | 350 | AC motor | 50 | W | no | no | A | D | Epoxy coated aluminum | 2025-01-02 | 8 | 2 | yes | piece | 1
GCVC PD 080.3/13-45 | GCVC PD | 080.3/13-45 | 6120540 | finoox | GCVC 080.3D/1x3-1333-D-D/3/40/2.10/3600/AXS/1/015023 | 9267 | 3 | 1 | 1333 | Axial | 106.73 | 106378 | 225.82 | 37893 | 670 | VT01371 | 2562 | 1995-01-01 | D | 44.9 | 76.58 | 2025-01-20 | VerticalCompact-BCD_1x3 | 3684 | 605 | 1153 |  |  | 309.3 | 42 | 42 | 800 | AC motor | 50 | D | no | no | D | D | Aluminum | 2025-01-02 | 4 | 3 | yes | piece | 1
GCVC PD 045.2/11-45 | GCVC PD | 045.2/11-45 | 4248822 | finoox | GCVC 045.2C/1x1-0426-W-D/3/32/2.10/900/AXS/1/015023 | 2064 | 1 | 1 | 426 | Axial | 18411 | 18513 | 45.16 | 5512 | 1360 | VT0326U | 0.409 | 2025-02-02 | D | 44.82 | 76.07 | 2025-09-03 | VerticalCompact-BCD_1x1 | 984 | 521 | 953 |  |  | 61.2 | 16 | 16 | 450 | AC motor | 50 | W | no | no | C | D | Aluminum | 2025-01-02 | 8 | 3 | yes | piece | 1
GCVC PD 045.2/14-50 | GCVC PD | 045.2/14-50 | 4249097 | finoox | GCVC 045.2C/1x4-0426-W-D/6/32/2.10/3600/EXS/1/015023 | 7572 | 4 | 1 | 426 | Axial | 101559 | 102024 | 361.32 | 20402 | 1360 | VT0326U | 1733 | 2025-02-02 | D | 50.04 | 81.65 | 2025-03-31 | VerticalCompact-BCD_1x4 | 3684 | 521 | 953 |  |  | 269.8 | 35 | 35 | 450 | AC motor | 50 | W | no | no | C | D | Epoxy coated aluminum | 2025-01-02 | 4 | 6 | yes | piece | 1
GCVC PD 050.2/23-32 | GCVC PD | 050.2/23-32 | 4245267 | finoox | GCVC 050.2C/2x3-2337-S-D/3/64/2.10/2700/EXS/1/015023 | 9558 | 3 | 2 | 2337 | Axial | 70563 | 70461 | 270.99 | 17631 | 510 | VT01437 | 0.476 | 0.16 | B | 31.55 | 63.3 | 2025-09-23 | VerticalCompact-BCD_2x3 | 2784 | 800 | 1761 |  |  | 313.6 | 35 | 35 | 500 | AC motor | 50 | S | no | no | C | D | Epoxy coated aluminum | 2025-01-02 | 6 | 3 | yes | piece | 1
GCVC PD 050.2/22-30 | GCVC PD | 050.2/22-30 | 4245980 | finoox | GCVC 050.2D/2x2-2337-S-D/4/80/2.10/2400/EXS/1/015023 | 9341 | 2 | 2 | 2337 | Axial | 66365 | 66515 | 401.46 | 12953 | 510 | VT01437 | 0.31 | 0.16 | A | 30.35 | 62.16 | 34.8 | VerticalCompact-BCD_2x2 | 2484 | 800 | 2161 |  |  | 329.1 | 35 | 35 | 500 | AC motor | 50 | S | no | no | D | D | Epoxy coated aluminum | 2025-01-02 | 8 | 4 | yes | piece | 1
GCVC PD 035.2/11-25 | GCVC PD | 035.2/11-25 | 4243640 | finoox | GCVC 035.2A/1x1-2344-W-D/2/20/2.10/600/AXS/2/015023 | 940 | 1 | 1 | 2344 | Axial | 2025-07-04 | 4728 | 1955-12-01 | 1720 | 910 | VT03149U | 0.072 | 0.35 | D | 25.35 | 56.43 | 2025-02-01 | VerticalCompact-A_1x1 | 660 | 326 | 507 |  |  | 2025-03-14 | 16 | 16 | 350 | AC motor | 50 | W | no | no | A | D | Aluminum | 2025-01-02 | 10 | 2 | yes | piece | 1
GCVC PD 050.2/13-35 | GCVC PD | 050.2/13-35 | 4249740 | finoox | GCVC 050.2C/1x3-2388-I-D/4/32/2.10/2700/EXS/1/015023 | 5537 | 3 | 1 | 2388 | Axial | 50826 | 50864 | 180.66 | 11834 | 710 | VT01437 | 0.481 | 0.34 | C | 34.95 | 66.46 | 15 | VerticalCompact-BCD_1x3 | 2784 | 596 | 953 |  |  | 178.2 | 28 | 28 | 500 | AC motor | 60 | I | no | no | C | D | Epoxy coated aluminum | 2025-01-02 | 6 | 4 | yes | piece | 1
GCVC PD 063.2/11-56 | GCVC PD | 063.2/11-56 | 4251664 | finoox | GCVC 063.2D/1x1-2356-D-D/3/40/2.10/1200/AXS/1/015023 | 4003 | 1 | 1 | 2356 | Axial | 44096 | 44239 | 75.27 | 16923 | 1330 | VT01441 | 2411 | 5 | E | 55.94 | 87.3 | 2025-01-07 | VerticalCompact-BCD_1x1 | 1284 | 606 | 1153 |  |  | 106.5 | 28 | 28 | 630 | AC motor | 50 | D | no | no | D | D | Aluminum | 2025-01-02 | 8 | 3 | yes | piece | 1
GCVC PD 050.2/11-29 | GCVC PD | 050.2/11-29 | 4249261 | finoox | GCVC 050.2C/1x1-2387-L-D/3/32/2.10/900/EXS/1/015023 | 2229 | 1 | 1 | 2387 | Axial | 12484 | 12515 | 45.16 | 3222 | 500 | VT01435 | 0.177 | 0.37 | D | 29.49 | 60.76 | 2025-09-03 | VerticalCompact-BCD_1x1 | 984 | 596 | 953 |  |  | 64.2 | 16 | 16 | 500 | AC motor | 60 | L | no | no | C | D | Epoxy coated aluminum | 2025-01-02 | 12 | 3 | yes | piece | 1
GCVC PD 063.2/21-30 | GCVC PD | 063.2/21-30 | 4247313 | finoox | GCVC 063.2D/2x1-2398-I-D/3/80/2.10/1200/EXS/1/015023 | 6654 | 1 | 2 | 2398 | Axial | 39878 | 39907 | 150.55 | 9972 | 460 | VT01442 | 0.265 | 0.32 | B | 29.99 | 61.64 | 2025-02-13 | VerticalCompact-BCD_2x1 | 1284 | 800 | 2161 |  |  | 169.7 | 22 | 22 | 630 | AC motor | 60 | I | no | no | D | D | Epoxy coated aluminum | 2025-01-02 | 10 | 3 | yes | piece | 1
GCVC PD 050.2/13-45 | GCVC PD | 050.2/13-45 | 4250733 | finoox | GCVC 050.2D/1x3-2421-1-D/4/40/2.10/3600/AXS/1/015023 | 8394 | 3 | 1 | 2421 | Axial | 90933 | 91.03 | 301.1 | 20783 | 1150 | VT03011U.1 | 2025-01-01 | 1975-01-01 | C | 45.34 | 77.02 | 2025-02-25 | VerticalCompact-BCD_1x3 | 3684 | 586 | 1153 |  |  | 244.6 | 35 | 35 | 500 | EC motor | 5060 | 1 | no | no | D | D | Aluminum | 2025-01-02 | 4 | 4 | yes | piece | 1
GCVC PD 080.2/23-55 | GCVC PD | 080.2/23-55 | 4248716 | finoox | GCVC 080.2D/2x3-2540-2-D/3/80/2.10/3600/AXS/1/015023 | 29337 | 3 | 2 | 2540 | Axial | 238354 | 237258 | 451.65 | 96703 | 900 | VT03059U.2 | 8377 | 1952-02-01 | E | 55.07 | 87.03 | 43.1 | VerticalCompact-BCD_2x3 | 3684 | 800 | 2161 |  |  | 539.4 | 54 | 54 | 800 | EC motor | 5060 | 2 | no | no | D | D | Aluminum | 2025-01-02 | 4 | 3 | yes | piece | 1
GCVC PD 045.2/13-52 | GCVC PD | 045.2/13-52 | 4243997 | finoox | GCVC 045.2B/1x3-2533-1-D/4/24/2.10/2160/AXS/1/015023 | 5465 | 3 | 1 | 2533 | Axial | 49715 | 49805 | 108.39 | 14369 | 1425 | VT03007U.1 | 1387 | 2025-09-01 | E | 52.41 | 83.79 | 2025-02-09 | VerticalCompact-BCD_1x3a | 2244 | 535 | 753 |  |  | 118.2 | 28 | 28 | 450 | EC motor | 5060 | 1 | no | no | B | D | Aluminum | 2025-01-02 | 6 | 4 | yes | piece | 1
GCVC PD 063.2/23-44 | GCVC PD | 063.2/23-44 | 4247028 | finoox | GCVC 063.2C/2x3-2556-2-D/3/64/2.10/2700/AXS/1/015023 | 17563 | 3 | 2 | 2556 | Axial | 138.28 | 138315 | 270.99 | 47328 | 850 | VT03144U.1 | 2464 | 0.77 | D | 44.29 | 76.04 | 2025-01-25 | VerticalCompact-BCD_2x3 | 2784 | 800 | 1761 |  |  | 331.9 | 42 | 42 | 630 | EC motor | 5060 | 2 | no | no | C | D | Aluminum | 2025-01-02 | 4 | 3 | yes | piece | 1
GCVC PD 063.2/11-25 | GCVC PD | 063.2/11-25 | 4250933 | finoox | GCVC 063.2C/1x1-2503-1-D/6/32/2.10/900/EXS/1/015023 | 4394 | 1 | 1 | 2503 | Axial | 14711 | 14841 | 90.33 | 2635 | 425 | VT03145U.1 | 0.051 | 0.25 | A+ | 24.68 | 55.95 | 2025-06-07 | VerticalCompact-BCD_1x1 | 984 | 615 | 953 |  |  | 73.2 | 16 | 16 | 630 | EC motor | 5060 | 1 | no | no | C | D | Epoxy coated aluminum | 2025-01-02 | 12 | 6 | yes | piece | 1
GCVC PD 045.2/11-38 | GCVC PD | 045.2/11-38 | 4243850 | finoox | GCVC 045.2B/1x1-2526-1-D/3/24/2.10/720/EXS/1/015023 | 2429 | 1 | 1 | 2526 | Axial | 10138 | 10204 | 2025-01-27 | 3115 | 900 | VT03007U.1 | 0.124 | 0.58 | C | 37.59 | 68.77 | 2025-04-02 | VerticalCompact-BCD_1x1 | 804 | 535 | 753 |  |  | 42.4 | 16 | 16 | 450 | EC motor | 5060 | 1 | no | no | B | D | Epoxy coated aluminum | 2025-01-02 | 8 | 3 | yes | piece | 1
GCVC PD 045.2/22-51 | GCVC PD | 045.2/22-51 | 4244577 | finoox | GCVC 045.2C/2x2-2532-1-D/4/64/2.10/1800/AXS/1/015023 | 8351 | 2 | 2 | 2532 | Axial | 86053 | 86155 | 240.88 | 21533 | 1350 | VT03007U.1 | 1549 | 1965-01-01 | D | 51.28 | 82.91 | 2025-07-21 | VerticalCompact-BCD_2x2 | 1884 | 800 | 1761 |  |  | 218.4 | 35 | 35 | 450 | EC motor | 5060 | 1 | no | no | C | D | Aluminum | 2025-01-02 | 8 | 4 | yes | piece | 1
GCVC PD 045.2/13-50 | GCVC PD | 045.2/13-50 | 4249075 | finoox | GCVC 045.2C/1x3-2532-1-D/4/32/2.10/2700/AXS/1/015023 | 6391 | 3 | 1 | 2532 | Axial | 63039 | 63041 | 180.66 | 16150 | 1350 | VT03007U.1 | 1161 | 1965-01-01 | D | 50.16 | 81.66 | 2025-06-15 | VerticalCompact-BCD_1x3 | 2784 | 535 | 953 |  |  | 166.4 | 35 | 35 | 450 | EC motor | 5060 | 1 | no | no | C | D | Aluminum | 2025-01-02 | 6 | 4 | yes | piece | 1
GCVC PD 080.2/21-42 | GCVC PD | 080.2/21-42 | 4248192 | finoox | GCVC 080.2D/2x1-2545-2-D/3/80/2.10/1200/AXS/1/015023 | 8434 | 1 | 2 | 2545 | Axial | 72472 | 72483 | 150.55 | 24526 | 695 | VT03060U.1 | 1237 | 2015-01-01 | D | 42 | 73.65 | 2025-03-15 | VerticalCompact-BCD_2x1 | 1284 | 800 | 2161 |  |  | 183.7 | 35 | 35 | 800 | EC motor | 5060 | 2 | no | no | D | D | Aluminum | 2025-01-02 | 10 | 3 | yes | piece | 1
GCVC PD 080.3/21-58 | GCVC PD | 080.3/21-58 | 6180181 | finoox | GCVC 080.3D/2x1-3557-2-D/3/80/2.10/1200/EXS/1/015023 | 10378 | 1 | 2 | 3557 | Axial | 92511 | 92743 | 150.55 | 40966 | 1100 | VT01445U.3 | 5416 | 2025-02-04 | E | 58.22 | 89.87 | 2025-04-15 | VerticalCompact-BCD_2x1 | 1284 | 800 | 2161 |  |  | 218.9 | 35 | 35 | 800 | EC motor | 5060 | 2 | no | no | D | D | Epoxy coated aluminum | 2025-01-02 | 8 | 3 | yes | piece | 1
GCVC PD 050.2/12-38 | GCVC PD | 050.2/12-38 | 4249419 | finoox | GCVC 050.2C/1x2-2332-D-D/4/32/2.10/1800/AXS/1/015023 | 3592 | 2 | 1 | 2332 | Axial | 40507 | 40562 | 120.44 | 9801 | 850 | VT01435 | 0.529 | 0.74 | C | 37.87 | 69.26 | 2025-04-10 | VerticalCompact-BCD_1x2 | 1884 | 596 | 953 |  |  | 127.1 | 28 | 28 | 500 | AC motor | 50 | D | no | no | C | D | Aluminum | 2025-01-02 | 8 | 4 | yes | piece | 1
GCVC PD 050.2/13-40 | GCVC PD | 050.2/13-40 | 4250656 | finoox | GCVC 050.2D/1x3-2354-W-D/6/40/2.10/3600/AXS/1/015023 | 8149 | 3 | 1 | 2354 | Axial | 83669 | 84.06 | 451.65 | 15032 | 865 | VT03093U | 0.613 | 0.97 | B | 39.68 | 71.36 | 36.9 | VerticalCompact-BCD_1x3 | 3684 | 569 | 1153 |  |  | 297.4 | 35 | 35 | 500 | AC motor | 50 | W | no | no | D | D | Aluminum | 2025-01-02 | 6 | 6 | yes | piece | 1
GCVC PD 050.2/12-54 | GCVC PD | 050.2/12-54 | 4250486 | finoox | GCVC 050.2D/1x2-2420-2-D/3/40/2.10/2400/AXS/1/015023 | 6087 | 2 | 1 | 2420 | Axial | 62352 | 62296 | 150.55 | 19703 | 1600 | VT03013U.1 | 1729 | 1965-01-01 | E | 54.35 | 85.88 | 2025-05-13 | VerticalCompact-BCD_1x2 | 2484 | 607 | 1153 |  |  | 161.7 | 35 | 35 | 500 | EC motor | 5060 | 2 | no | no | D | D | Aluminum | 2025-01-02 | 6 | 3 | yes | piece | 1
GCVC PD 063.2/21-20 | GCVC PD | 063.2/21-20 | 4247319 | finoox | GCVC 063.2D/2x1-2399-J-D/3/80/2.10/1200/EXS/1/015023 | 6654 | 1 | 2 | 2399 | Axial | 30336 | 30324 | 150.55 | 6883 | 290 | VT01442 | 0.14 | 0.14 | A | 2025-01-20 | 51.66 | 2025-02-13 | VerticalCompact-BCD_2x1 | 1284 | 800 | 2161 |  |  | 169.7 | 22 | 22 | 630 | AC motor | 60 | J | no | no | D | D | Epoxy coated aluminum | 2025-01-02 | 10 | 3 | yes | piece | 1
GCVC PD 063.2/13-32 | GCVC PD | 063.2/13-32 | 4251300 | finoox | GCVC 063.2C/1x3-2400-K-D/3/32/2.10/2700/EXS/1/015023 | 6513 | 3 | 1 | 2400 | Axial | 45.11 | 44919 | 135.49 | 13010 | 490 | VT01442 | 0.485 | 0.34 | C | 31.94 | 63.45 | 2025-05-11 | VerticalCompact-BCD_1x3 | 2784 | 598 | 953 |  |  | 170.9 | 28 | 28 | 630 | AC motor | 60 | K | no | no | C | D | Epoxy coated aluminum | 2025-01-02 | 6 | 3 | yes | piece | 1
GCVC PD 080.2/21-53 | GCVC PD | 080.2/21-53 | 4248170 | finoox | GCVC 080.2D/2x1-2540-2-D/6/80/2.10/1200/AXS/1/015023 | 11237 | 1 | 2 | 2540 | Axial | 117.66 | 118334 | 301.1 | 26263 | 900 | VT03059U.2 | 2904 | 1952-02-01 | D | 53.12 | 84.77 | 2025-09-28 | VerticalCompact-BCD_2x1 | 1284 | 800 | 2161 |  |  | 248.5 | 42 | 42 | 800 | EC motor | 5060 | 2 | no | no | D | D | Aluminum | 2025-01-02 | 10 | 6 | yes | piece | 1
GCVC PD 063.2/11-57 | GCVC PD | 063.2/11-57 | 4251849 | finoox | GCVC 063.2D/1x1-2549-2-D/6/40/2.10/1200/EXS/1/015023 | 6397 | 1 | 1 | 2549 | Axial | 55809 | 56091 | 150.55 | 12615 | 1210 | VT03143U.1 | 1713 | 1986-02-01 | E | 57.29 | 88.65 | 2025-01-13 | VerticalCompact-BCD_1x1 | 1284 | 611 | 1153 |  |  | 127.9 | 28 | 28 | 630 | EC motor | 5060 | 2 | no | no | D | D | Epoxy coated aluminum | 2025-01-02 | 10 | 6 | yes | piece | 1
GCVC PD 050.2/11-40 | GCVC PD | 050.2/11-40 | 4250310 | finoox | GCVC 050.2D/1x1-2520-1-D/4/40/2.10/1200/EXS/1/015023 | 3348 | 1 | 1 | 2520 | Axial | 27451 | 27482 | 100.37 | 6222 | 1070 | VT03011U.1 | 0.272 | 2025-04-01 | C | 40.18 | 71.54 | 2025-06-08 | VerticalCompact-BCD_1x1 | 1284 | 586 | 1153 |  |  | 89.6 | 22 | 22 | 500 | EC motor | 5060 | 1 | no | no | D | D | Epoxy coated aluminum | 2025-01-02 | 10 | 4 | yes | piece | 1
GCVC PD 045.2/13-39 | GCVC PD | 045.2/13-39 | 4249032 | finoox | GCVC 045.2C/1x3-2525-1-D/3/32/2.10/2700/AXS/1/015023 | 6002 | 3 | 1 | 2525 | Axial | 39.11 | 39047 | 135.49 | 9986 | 825 | VT03007U.1 | 0.288 | 0.47 | B | 39.49 | 70.99 | 2025-01-11 | VerticalCompact-BCD_1x3 | 2784 | 535 | 953 |  |  | 152.3 | 22 | 22 | 450 | EC motor | 5060 | 1 | no | no | C | D | Aluminum | 2025-01-02 | 6 | 3 | yes | piece | 1
GCVC PD 050.2/23-58 | GCVC PD | 050.2/23-58 | 4245461 | finoox | GCVC 050.2C/2x3-2562-2-D/4/64/2.10/2700/AXS/1/015023 | 17093 | 3 | 2 | 2562 | Axial | 176453 | 177084 | 361.32 | 50881 | 1595 | VT03013U.1 | 5441 | 1965-01-01 | E | 58.19 | 89.93 | 34.7 | VerticalCompact-BCD_2x3 | 2784 | 800 | 1761 |  |  | 360.2 | 54 | 54 | 500 | EC motor | 5060 | 2 | no | no | C | D | Aluminum | 2025-01-02 | 4 | 4 | yes | piece | 1
GCVC PD 063.2/22-33 | GCVC PD | 063.2/22-33 | 4246750 | finoox | GCVC 063.2C/2x2-2507-1-D/3/64/2.10/1800/AXS/1/015023 | 11138 | 2 | 2 | 2507 | Axial | 64383 | 64334 | 180.66 | 18230 | 580 | VT03145U.1 | 0.415 | 0.55 | B | 32.95 | 64.58 | 2025-09-16 | VerticalCompact-BCD_2x2 | 1884 | 800 | 1761 |  |  | 211.2 | 35 | 35 | 630 | EC motor | 5060 | 1 | no | no | C | D | Aluminum | 2025-01-02 | 8 | 3 | yes | piece | 1
GCVC PD 063.2/22-33 | GCVC PD | 063.2/22-33 | 4247648 | finoox | GCVC 063.2D/2x2-2508-1-D/6/80/2.10/2400/AXS/1/015023 | 16570 | 2 | 2 | 2508 | Axial | 115.97 | 116562 | 602.19 | 20887 | 615 | VT03145U.1 | 0.476 | 0.65 | A | 33.37 | 65.17 | 52 | VerticalCompact-BCD_2x2 | 2484 | 800 | 2161 |  |  | 386.4 | 42 | 42 | 630 | EC motor | 5060 | 1 | no | no | D | D | Aluminum | 2025-01-02 | 8 | 6 | yes | piece | 1
GCVC PD 050.2/12-45 | GCVC PD | 050.2/12-45 | 4249609 | finoox | GCVC 050.2C/1x2-2522-1-D/4/32/2.10/1800/AXS/1/015023 | 4615 | 2 | 1 | 2522 | Axial | 47432 | 47465 | 120.44 | 12636 | 1200 | VT03011U.1 | 0.807 | 2025-09-01 | D | 44.8 | 76.19 | 2025-04-10 | VerticalCompact-BCD_1x2 | 1884 | 586 | 953 |  |  | 117.1 | 28 | 28 | 500 | EC motor | 5060 | 1 | no | no | C | D | Aluminum | 2025-01-02 | 8 | 4 | yes | piece | 1
GCVC PD 063.2/12-57 | GCVC PD | 063.2/12-57 | 4252079 | finoox | GCVC 063.2D/1x2-2547-2-D/4/40/2.10/2400/AXS/1/015023 | 9347 | 2 | 1 | 2547 | Axial | 83835 | 83841 | 200.73 | 23653 | 1055 | VT03143U.1 | 2231 | 2025-01-02 | E | 56.59 | 88.11 | 2025-05-17 | VerticalCompact-BCD_1x2 | 2484 | 611 | 1153 |  |  | 213.2 | 35 | 35 | 630 | EC motor | 5060 | 2 | no | no | D | D | Aluminum | 2025-01-02 | 6 | 4 | yes | piece | 1
GCVC PD 063.2/21-20 | GCVC PD | 063.2/21-20 | 4246508 | finoox | GCVC 063.2C/2x1-2501-1-D/3/64/2.10/900/AXS/1/015023 | 6665 | 1 | 2 | 2501 | Axial | 21967 | 22032 | 90.33 | 5262 | 345 | VT03145U.1 | 0.062 | 0.15 | A+ | 19.53 | 51.04 | 8 | VerticalCompact-BCD_2x1 | 984 | 800 | 1761 |  |  | 118.4 | 18 | 18 | 630 | EC motor | 5060 | 1 | no | no | C | D | Aluminum | 2025-01-02 | 12 | 3 | yes | piece | 1
GCVC PD 063.2/12-19 | GCVC PD | 063.2/12-19 | 4252014 | finoox | GCVC 063.2D/1x2-2501-1-D/6/40/2.10/2400/AXS/1/015023 | 8264 | 2 | 1 | 2501 | Axial | 34135 | 34407 | 301.1 | 5666 | 345 | VT03145U.1 | 0.06 | 0.15 | A+ | 18.51 | 50.03 | 2025-02-24 | VerticalCompact-BCD_1x2 | 2484 | 615 | 1153 |  |  | 196.3 | 22 | 22 | 630 | EC motor | 5060 | 1 | no | no | D | D | Aluminum | 2025-01-02 | 10 | 6 | yes | piece | 1
GCVC PD 063.2/21-25 | GCVC PD | 063.2/21-25 | 4246521 | finoox | GCVC 063.2C/2x1-2503-1-D/4/64/2.10/900/AXS/1/015023 | 6876 | 1 | 2 | 2503 | Axial | 28418 | 28514 | 120.44 | 6079 | 425 | VT03145U.1 | 0.098 | 0.25 | A+ | 24.82 | 56.33 | 2025-07-10 | VerticalCompact-BCD_2x1 | 984 | 800 | 1761 |  |  | 128.2 | 22 | 22 | 630 | EC motor | 5060 | 1 | no | no | C | D | Aluminum | 2025-01-02 | 12 | 4 | yes | piece | 1
GCVC PD 063.2/13-29 | GCVC PD | 063.2/13-29 | 4251345 | finoox | GCVC 063.2C/1x3-2503-1-D/6/32/2.10/2700/EXS/1/015023 | 9996 | 3 | 1 | 2503 | Axial | 44621 | 44848 | 270.99 | 7905 | 425 | VT03145U.1 | 0.152 | 0.25 | A+ | 29.21 | 60.73 | 22 | VerticalCompact-BCD_1x3 | 2784 | 615 | 953 |  |  | 199.6 | 28 | 28 | 630 | EC motor | 5060 | 1 | no | no | C | D | Epoxy coated aluminum | 2025-01-02 | 8 | 6 | yes | piece | 1
GCVC PD 063.2/14-63 | GCVC PD | 063.2/14-63 | 4251607 | finoox | GCVC 063.2C/1x4-2548-2-D/4/32/2.10/3600/EXS/1/015023 | 15654 | 4 | 1 | 2548 | Axial | 119358 | 118694 | 240.88 | 41262 | 1135 | VT03143U.1 | 5829 | 1937-02-01 | E | 63.06 | 94.69 | 2025-08-20 | VerticalCompact-BCD_1x4 | 3684 | 611 | 953 |  |  | 317.2 | 42 | 42 | 630 | EC motor | 5060 | 2 | no | no | C | D | Epoxy coated aluminum | 2025-01-02 | 4 | 4 | yes | piece | 1
GCVC PD 050.2/11-26 | GCVC PD | 050.2/11-26 | 4244074 | finoox | GCVC 050.2B/1x1-2512-1-D/3/24/2.10/720/EXS/1/015023 | 2393 | 1 | 1 | 2512 | Axial | 8776 | 8819 | 2025-01-27 | 2469 | 565 | VT03011U.1 | 0.056 | 0.28 | B | 26.16 | 57.35 | 2025-04-02 | VerticalCompact-BCD_1x1 | 804 | 586 | 753 |  |  | 44.1 | 16 | 16 | 500 | EC motor | 5060 | 1 | no | no | B | D | Epoxy coated aluminum | 2025-01-02 | 12 | 3 | yes | piece | 1
GCVC PD 050.2/24-49 | GCVC PD | 050.2/24-49 | 4245667 | finoox | GCVC 050.2C/2x4-2521-1-D/4/64/2.10/3600/AXS/1/015023 | 17620 | 4 | 2 | 2521 | Axial | 183875 | 184136 | 481.75 | 47785 | 1135 | VT03011U.1 | 2762 | 1965-01-01 | D | 49.16 | 81.02 | 44 | VerticalCompact-BCD_2x4 | 3684 | 800 | 1761 |  |  | 429.1 | 54 | 54 | 500 | EC motor | 5060 | 1 | no | no | C | D | Aluminum | 2025-01-02 | 4 | 4 | yes | piece | 1
GCVC PD 080.3/13-59 | GCVC PD | 080.3/13-59 | 6127118 | finoox | GCVC 080.3D/1x3-3558-2-D/3/40/2.10/3600/EXS/1/015023 | 14327 | 3 | 1 | 3558 | Axial | 124378 | 123018 | 225.82 | 59157 | 1060 | VT01445U.3 | 7297 | 2025-04-04 | E | 59 | 90.68 | 2025-01-20 | VerticalCompact-BCD_1x3 | 3684 | 620 | 1153 |  |  | 307.2 | 42 | 42 | 800 | EC motor | 5060 | 2 | no | no | D | D | Epoxy coated aluminum | 2025-01-02 | 4 | 3 | yes | piece | 1
GCVC PD 080.3/21-51 | GCVC PD | 080.3/21-51 | 6196625 | finoox | GCVC 080.3D/2x1-3562-2-D/6/80/2.10/1200/EXS/1/015023 | 12446 | 1 | 2 | 3562 | Axial | 108.63 | 109188 | 301.1 | 24228 | 800 | VT01445U.3 | 2237 | 1985-01-01 | D | 50.63 | 82.28 | 2025-09-28 | VerticalCompact-BCD_2x1 | 1284 | 800 | 2161 |  |  | 267.3 | 42 | 42 | 800 | EC motor | 5060 | 2 | no | no | D | D | Epoxy coated aluminum | 2025-01-02 | 10 | 6 | yes | piece | 1
GCVC PD 050.3/21-47 | GCVC PD | 050.3/21-47 | 6103984 | finoox | GCVC 050.3D/2x1-3616-W-D/4/80/2.10/1200/EXS/1/015023 | 5557 | 1 | 2 | 3616 | Axial | 63866 | 64017 | 200.73 | 15412 | 1240 | VT01524 | 1294 | 2025-02-03 | D | 47.04 | 78.69 | 2025-04-19 | VerticalCompact-BCD_2x1 | 1284 | 800 | 2161 |  |  | 190 | 35 | 35 | 500 | AC motor | 50 | W | no | no | D | D | Epoxy coated aluminum | 2025-01-02 | 10 | 4 | yes | piece | 1
GCVC PD 045.2/11-47 | GCVC PD | 045.2/11-47 | 4243822 | finoox | GCVC 045.2B/1x1-0423-X-D/3/24/2.10/720/EXS/1/015023 | 1823 | 1 | 1 | 423 | Axial | 14165 | 14283 | 2025-01-27 | 5437 | 1460 | VT0326U | 0.643 | 3 | E | 47.36 | 78.54 | 2025-04-02 | VerticalCompact-BCD_1x1 | 804 | 521 | 753 |  |  | 46.1 | 16 | 16 | 450 | AC motor | 60 | X | no | no | B | D | Epoxy coated aluminum | 2025-01-02 | 8 | 3 | yes | piece | 1
GCVC PD 050.2/11-35 | GCVC PD | 050.2/11-35 | 4249185 | finoox | GCVC 050.2C/1x1-2332-D-D/3/32/2.10/900/EXS/1/015023 | 2242 | 1 | 1 | 2332 | Axial | 16978 | 17048 | 45.16 | 5091 | 850 | VT01435 | 0.26 | 0.74 | D | 35.15 | 66.42 | 2025-09-03 | VerticalCompact-BCD_1x1 | 984 | 596 | 953 |  |  | 64.2 | 16 | 16 | 500 | AC motor | 50 | D | no | no | C | D | Epoxy coated aluminum | 2025-01-02 | 8 | 3 | yes | piece | 1
GCVC PD 050.2/22-31 | GCVC PD | 050.2/22-31 | 4245075 | finoox | GCVC 050.2C/2x2-2385-J-D/4/64/2.10/1800/AXS/1/015023 | 6798 | 2 | 2 | 2385 | Axial | 51288 | 51497 | 240.88 | 10478 | 430 | VT01435 | 0.532 | 0.32 | C | 31.04 | 62.67 | 2025-06-20 | VerticalCompact-BCD_2x2 | 1884 | 800 | 1761 |  |  | 244.3 | 28 | 28 | 500 | AC motor | 60 | J | no | no | C | D | Aluminum | 2025-01-02 | 8 | 4 | yes | piece | 1
GCVC PD 050.2/12-49 | GCVC PD | 050.2/12-49 | 4244156 | finoox | GCVC 050.2B/1x2-2347-D-D/3/24/2.10/1440/EXS/1/015023 | 2931 | 2 | 1 | 2347 | Axial | 30608 | 30584 | 54.2 | 12905 | 1390 | VT03150U | 1468 | 1941-01-01 | E | 48.54 | 79.83 | 2025-07-04 | VerticalCompact-BCD_1x2 | 1524 | 569 | 753 |  |  | 88.4 | 22 | 22 | 500 | AC motor | 50 | D | no | no | B | D | Epoxy coated aluminum | 2025-01-02 | 8 | 3 | yes | piece | 1
GCVC PD 050.2/21-49 | GCVC PD | 050.2/21-49 | 4245746 | finoox | GCVC 050.2D/2x1-2347-D-D/4/80/2.10/1200/EXS/1/015023 | 5616 | 1 | 2 | 2347 | Axial | 67683 | 67854 | 200.73 | 16800 | 1390 | VT03150U | 1292 | 1941-01-01 | D | 48.98 | 80.63 | 2025-04-19 | VerticalCompact-BCD_2x1 | 1284 | 800 | 2161 |  |  | 187.4 | 35 | 35 | 500 | AC motor | 50 | D | no | no | D | D | Epoxy coated aluminum | 2025-01-02 | 10 | 4 | yes | piece | 1
GCVC PD 080.2/11-35 | GCVC PD | 080.2/11-35 | 4252486 | finoox | GCVC 080.2D/1x1-2487-1-D/3/40/2.10/1200/AXS/1/015023 | 4465 | 1 | 1 | 2487 | Axial | 32947 | 32962 | 75.27 | 10362 | 600 | VT03061U.1 | 0.398 | 1985-01-01 | C | 34.55 | 65.92 | 2025-06-06 | VerticalCompact-BCD_1x1 | 1284 | 608 | 1153 |  |  | 89.4 | 22 | 22 | 800 | EC motor | 5060 | 1 | no | no | D | D | Aluminum | 2025-01-02 | 10 | 3 | yes | piece | 1
GCVC PD 050.2/14-53 | GCVC PD | 050.2/14-53 | 4250089 | finoox | GCVC 050.2C/1x4-2559-2-D/3/32/2.10/3600/EXS/1/015023 | 10734 | 4 | 1 | 2559 | Axial | 80711 | 80556 | 180.66 | 28979 | 1330 | VT03013U.1 | 2085 | 2025-08-01 | D | 52.75 | 84.38 | 2025-05-15 | VerticalCompact-BCD_1x4 | 3684 | 607 | 953 |  |  | 223.8 | 35 | 35 | 500 | EC motor | 5060 | 2 | no | no | C | D | Epoxy coated aluminum | 2025-01-02 | 4 | 3 | yes | piece | 1
GCVC PD 080.2/12-26 | GCVC PD | 080.2/12-26 | 4252796 | finoox | GCVC 080.2D/1x2-2495-1-D/3/40/2.10/2400/EXS/1/015023 | 7290 | 2 | 1 | 2495 | Axial | 45722 | 45658 | 150.55 | 12177 | 365 | VT03062U.1 | 0.198 | 0.5 | A | 25.76 | 57.29 | 2025-09-12 | VerticalCompact-BCD_1x2 | 2484 | 608 | 1153 |  |  | 164.9 | 28 | 28 | 800 | EC motor | 5060 | 1 | no | no | D | D | Epoxy coated aluminum | 2025-01-02 | 6 | 3 | yes | piece | 1
GCVC PD 063.2/12-34 | GCVC PD | 063.2/12-34 | 4251171 | finoox | GCVC 063.2C/1x2-2509-1-D/4/32/2.10/1800/AXS/1/015023 | 6093 | 2 | 1 | 2509 | Axial | 40359 | 40416 | 120.44 | 9747 | 655 | VT03145U.1 | 0.3 | 0.75 | B | 33.77 | 65.16 | 2025-04-10 | VerticalCompact-BCD_1x2 | 1884 | 615 | 953 |  |  | 118.9 | 28 | 28 | 630 | EC motor | 5060 | 1 | no | no | C | D | Aluminum | 2025-01-02 | 8 | 4 | yes | piece | 1
GCVC PD 050.2/21-35 | GCVC PD | 050.2/21-35 | 4244924 | finoox | GCVC 050.2C/2x1-2515-1-D/6/64/2.10/900/AXS/1/015023 | 5960 | 1 | 2 | 2515 | Axial | 38735 | 39078 | 180.66 | 7224 | 755 | VT03011U.1 | 0.229 | 0.58 | B | 34.53 | 66.04 | 2025-06-15 | VerticalCompact-BCD_2x1 | 984 | 800 | 1761 |  |  | 144.2 | 22 | 22 | 500 | EC motor | 5060 | 1 | no | no | C | D | Aluminum | 2025-01-02 | 12 | 6 | yes | piece | 1
GCVC PD 063.2/11-36 | GCVC PD | 063.2/11-36 | 4251022 | finoox | GCVC 063.2C/1x1-2555-2-D/4/32/2.10/900/EXS/1/015023 | 4199 | 1 | 1 | 2555 | Axial | 25046 | 25208 | 60.22 | 6990 | 800 | VT03144U.1 | 0.357 | 0.69 | D | 35.7 | 66.97 | 2025-02-05 | VerticalCompact-BCD_1x1 | 984 | 623 | 953 |  |  | 68.8 | 18 | 18 | 630 | EC motor | 5060 | 2 | no | no | C | D | Epoxy coated aluminum | 2025-01-02 | 8 | 4 | yes | piece | 1
GCVC PD 050.2/23-59 | GCVC PD | 050.2/23-59 | 4246415 | finoox | GCVC 050.2D/2x3-2562-2-D/4/80/2.10/3600/AXS/1/015023 | 20061 | 3 | 2 | 2562 | Axial | 220094 | 220416 | 602.19 | 55623 | 1595 | VT03013U.1 | 5097 | 1965-01-01 | D | 58.93 | 90.9 | 54.8 | VerticalCompact-BCD_2x3 | 3684 | 800 | 2161 |  |  | 501.5 | 54 | 54 | 500 | EC motor | 5060 | 2 | no | no | D | D | Aluminum | 2025-01-02 | 4 | 4 | yes | piece | 1
GCVC PD 063.2/23-33 | GCVC PD | 063.2/23-33 | 4247886 | finoox | GCVC 063.2D/2x3-2507-1-D/3/80/2.10/3600/AXS/1/015023 | 18441 | 3 | 2 | 2507 | Axial | 130368 | 130372 | 451.65 | 32767 | 580 | VT03145U.1 | 0.552 | 0.55 | A+ | 33.27 | 65.23 | 40 | VerticalCompact-BCD_2x3 | 3684 | 800 | 2161 |  |  | 429.4 | 42 | 42 | 630 | EC motor | 5060 | 1 | no | no | D | D | Aluminum | 2025-01-02 | 4 | 3 | yes | piece | 1
GCVC PD 050.2/23-45 | GCVC PD | 050.2/23-45 | 4245420 | finoox | GCVC 050.2C/2x3-2519-1-D/6/64/2.10/2700/AXS/1/015023 | 15473 | 3 | 2 | 2519 | Axial | 149444 | 150211 | 541.97 | 29399 | 1010 | VT03011U.1 | 1535 | 2015-01-01 | C | 45.29 | 77.03 | 46.3 | VerticalCompact-BCD_2x3 | 2784 | 800 | 1761 |  |  | 380.6 | 42 | 42 | 500 | EC motor | 5060 | 1 | no | no | C | D | Aluminum | 2025-01-02 | 6 | 6 | yes | piece | 1
GCVC PD 063.2/23-43 | GCVC PD | 063.2/23-43 | 4247018 | finoox | GCVC 063.2C/2x3-2554-2-D/6/64/2.10/2700/AXS/1/015023 | 20964 | 3 | 2 | 2554 | Axial | 168099 | 168662 | 541.97 | 34652 | 750 | VT03144U.1 | 1892 | 0.6 | C | 43.42 | 75.17 | 48.8 | VerticalCompact-BCD_2x3 | 2784 | 800 | 1761 |  |  | 416.2 | 54 | 54 | 630 | EC motor | 5060 | 2 | no | no | C | D | Aluminum | 2025-01-02 | 6 | 6 | yes | piece | 1
GCVC PD 035.2/11-40 | GCVC PD | 035.2/11-40 | 4243728 | finoox | GCVC 035.2B/1x1-2724-X-D/3/24/2.10/720/AXS/1/015023 | 1628 | 1 | 1 | 2724 | Axial | 9957 | 10028 | 2025-01-27 | 2905 | 1550 | VT03167U | 0.221 | 0.95 | D | 39.65 | 70.83 | 2025-04-02 | VerticalCompact-BCD_1x1 | 804 | 518 | 753 |  |  | 40.1 | 16 | 16 | 350 | AC motor | 60 | X | no | no | B | D | Aluminum | 2025-01-02 | 8 | 3 | yes | piece | 1
GCVC PD 063.2/12-29 | GCVC PD | 063.2/12-29 | 4251051 | finoox | GCVC 063.2C/1x2-2358-D-D/4/32/2.10/1800/AXS/1/015023 | 4894 | 2 | 1 | 2358 | Axial | 31743 | 31811 | 120.44 | 6911 | 430 | VT01442 | 0.241 | 0.32 | B | 29 | 60.39 | 10 | VerticalCompact-BCD_1x2 | 1884 | 598 | 953 |  |  | 125.1 | 22 | 22 | 630 | AC motor | 50 | D | no | no | C | D | Aluminum | 2025-01-02 | 8 | 4 | yes | piece | 1
GCVC PD 063.2/22-31 | GCVC PD | 063.2/22-31 | 4246644 | finoox | GCVC 063.2C/2x2-2358-D-D/3/64/2.10/1800/EXS/1/015023 | 9085 | 2 | 2 | 2358 | Axial | 55299 | 55272 | 180.66 | 14833 | 430 | VT01442 | 0.476 | 0.32 | B | 31.48 | 63.11 | 2025-09-15 | VerticalCompact-BCD_2x2 | 1884 | 800 | 1761 |  |  | 223.9 | 28 | 28 | 630 | AC motor | 50 | D | no | no | C | D | Epoxy coated aluminum | 2025-01-02 | 8 | 3 | yes | piece | 1
GCVC PD 050.2/22-51 | GCVC PD | 050.2/22-51 | 4245049 | finoox | GCVC 050.2C/2x2-2349-I-D/4/64/2.10/1800/EXS/1/015023 | 7444 | 2 | 2 | 2349 | Axial | 107.85 | 107668 | 240.88 | 33670 | 1590 | VT03150U | 3551 | 2025-07-01 | E | 50.62 | 82.25 | 2025-09-22 | VerticalCompact-BCD_2x2 | 1884 | 800 | 1761 |  |  | 245.9 | 42 | 42 | 500 | AC motor | 60 | I | no | no | C | D | Epoxy coated aluminum | 2025-01-02 | 8 | 4 | yes | piece | 1
GCVC PD 050.2/12-42 | GCVC PD | 050.2/12-42 | 4250430 | finoox | GCVC 050.2D/1x2-2384-I-D/4/40/2.10/2400/EXS/1/015023 | 4813 | 2 | 1 | 2384 | Axial | 50299 | 50299 | 200.73 | 11369 | 790 | VT01435 | 0.709 | 0.88 | D | 41.76 | 73.29 | 2025-08-16 | VerticalCompact-BCD_1x2 | 2484 | 596 | 1153 |  |  | 176.3 | 28 | 28 | 500 | AC motor | 60 | I | no | no | D | D | Epoxy coated aluminum | 2025-01-02 | 8 | 4 | yes | piece | 1
GCVC PD 050.2/23-45 | GCVC PD | 050.2/23-45 | 4246256 | finoox | GCVC 050.2D/2x3-2355-X-D/4/80/2.10/3600/EXS/1/015023 | 14004 | 3 | 2 | 2355 | Axial | 152365 | 152614 | 602.19 | 33354 | 810 | VT03093U | 1701 | 2025-03-01 | C | 44.93 | 76.89 | 51.7 | VerticalCompact-BCD_2x3 | 3684 | 800 | 2161 |  |  | 486.4 | 42 | 42 | 500 | AC motor | 60 | X | no | no | D | D | Epoxy coated aluminum | 2025-01-02 | 4 | 4 | yes | piece | 1
GCVC PD 045.2/13-49 | GCVC PD | 045.2/13-49 | 4249019 | finoox | GCVC 045.2C/1x3-2419-1-D/6/32/2.10/2700/EXS/1/015023 | 7791 | 3 | 1 | 2419 | Axial | 76862 | 77325 | 270.99 | 15680 | 1350 | VT03007U.1 | 1139 | 1965-01-01 | D | 49.31 | 80.81 | 2025-06-22 | VerticalCompact-BCD_1x3 | 2784 | 535 | 953 |  |  | 192.4 | 35 | 35 | 450 | EC motor | 5060 | 1 | no | no | C | D | Epoxy coated aluminum | 2025-01-02 | 6 | 6 | yes | piece | 1
GCVC PD 063.2/21-30 | GCVC PD | 063.2/21-30 | 4246480 | finoox | GCVC 063.2C/2x1-2400-K-D/3/64/2.10/900/EXS/1/015023 | 5672 | 1 | 2 | 2400 | Axial | 30538 | 30656 | 90.33 | 8673 | 490 | VT01442 | 0.323 | 0.34 | C | 30.18 | 61.69 | 2025-03-08 | VerticalCompact-BCD_2x1 | 984 | 800 | 1761 |  |  | 126.3 | 22 | 22 | 630 | AC motor | 60 | K | no | no | C | D | Epoxy coated aluminum | 2025-01-02 | 8 | 3 | yes | piece | 1
GCVC PD 063.2/14-66 | GCVC PD | 063.2/14-66 | 4251618 | finoox | GCVC 063.2C/1x4-2551-2-D/3/32/2.10/3600/EXS/1/015023 | 15013 | 4 | 1 | 2551 | Axial | 121816 | 119947 | 180.66 | 53651 | 1360 | VT03143U.1 | 9911 | 4 | E | 66.19 | 97.82 | 2025-04-17 | VerticalCompact-BCD_1x4 | 3684 | 611 | 953 |  |  | 302.3 | 42 | 42 | 630 | EC motor | 5060 | 2 | no | no | C | D | Epoxy coated aluminum | 2025-01-02 | 2 | 3 | yes | piece | 1
GCVC PD 063.2/11-40 | GCVC PD | 063.2/11-40 | 4251895 | finoox | GCVC 063.2D/1x1-2557-2-D/3/40/2.10/1200/EXS/1/015023 | 4541 | 1 | 1 | 2557 | Axial | 30661 | 30656 | 75.27 | 9649 | 900 | VT03144U.1 | 0.429 | 0.85 | D | 40.24 | 71.6 | 2025-06-06 | VerticalCompact-BCD_1x1 | 1284 | 623 | 1153 |  |  | 87.4 | 22 | 22 | 630 | EC motor | 5060 | 2 | no | no | D | D | Epoxy coated aluminum | 2025-01-02 | 10 | 3 | yes | piece | 1
GCVC PD 063.2/23-34 | GCVC PD | 063.2/23-34 | 4246943 | finoox | GCVC 063.2C/2x3-2504-1-D/6/64/2.10/2700/EXS/1/015023 | 19930 | 3 | 2 | 2504 | Axial | 96435 | 96869 | 541.97 | 17402 | 460 | VT03145U.1 | 0.375 | 0.3 | A+ | 33.71 | 65.46 | 45 | VerticalCompact-BCD_2x3 | 2784 | 800 | 1761 |  |  | 383.7 | 35 | 35 | 630 | EC motor | 5060 | 1 | no | no | C | D | Epoxy coated aluminum | 2025-01-02 | 8 | 6 | yes | piece | 1
GCVC PD 050.2/12-42 | GCVC PD | 050.2/12-42 | 4249597 | finoox | GCVC 050.2C/1x2-2520-1-D/4/32/2.10/1800/AXS/1/015023 | 4615 | 2 | 1 | 2520 | Axial | 44232 | 44279 | 120.44 | 11254 | 1070 | VT03011U.1 | 0.585 | 2025-04-01 | C | 42.36 | 73.75 | 2025-04-10 | VerticalCompact-BCD_1x2 | 1884 | 586 | 953 |  |  | 117.1 | 28 | 28 | 500 | EC motor | 5060 | 1 | no | no | C | D | Aluminum | 2025-01-02 | 8 | 4 | yes | piece | 1
GCVC PD 080.2/21-40 | GCVC PD | 080.2/21-40 | 4248181 | finoox | GCVC 080.2D/2x1-2542-2-D/4/80/2.10/1200/AXS/1/015023 | 8933 | 1 | 2 | 2542 | Axial | 78613 | 78.98 | 200.73 | 20311 | 615 | VT03060U.1 | 0.908 | 0.92 | C | 40.26 | 71.91 | 2025-04-19 | VerticalCompact-BCD_2x1 | 1284 | 800 | 2161 |  |  | 198.3 | 35 | 35 | 800 | EC motor | 5060 | 2 | no | no | D | D | Aluminum | 2025-01-02 | 10 | 4 | yes | piece | 1
GCVC PD 063.2/24-46 | GCVC PD | 063.2/24-46 | 4247233 | finoox | GCVC 063.2C/2x4-2555-2-D/6/64/2.10/3600/EXS/1/015023 | 28679 | 4 | 2 | 2555 | Axial | 233195 | 234071 | 722.63 | 49573 | 800 | VT03144U.1 | 3037 | 0.69 | C | 45.82 | 77.68 | 62.7 | VerticalCompact-BCD_2x4 | 3684 | 800 | 1761 |  |  | 540.6 | 54 | 54 | 630 | EC motor | 5060 | 2 | no | no | C | D | Epoxy coated aluminum | 2025-01-02 | 4 | 6 | yes | piece | 1
GCVC PD 050.2/12-41 | GCVC PD | 050.2/12-41 | 4249591 | finoox | GCVC 050.2C/1x2-2519-1-D/4/32/2.10/1800/AXS/1/015023 | 4615 | 2 | 1 | 2519 | Axial | 42522 | 42569 | 120.44 | 10566 | 1010 | VT03011U.1 | 0.493 | 2015-01-01 | C | 41.03 | 72.42 | 2025-04-10 | VerticalCompact-BCD_1x2 | 1884 | 586 | 953 |  |  | 117.1 | 28 | 28 | 500 | EC motor | 5060 | 1 | no | no | C | D | Aluminum | 2025-01-02 | 8 | 4 | yes | piece | 1
GCVC PD 050.2/21-40 | GCVC PD | 050.2/21-40 | 4244944 | finoox | GCVC 050.2C/2x1-2518-1-D/4/64/2.10/900/EXS/1/015023 | 5526 | 1 | 2 | 2518 | Axial | 39656 | 39854 | 120.44 | 9877 | 945 | VT03011U.1 | 0.41 | 1 | C | 39.5 | 71.01 | 2025-07-10 | VerticalCompact-BCD_2x1 | 984 | 800 | 1761 |  |  | 126.4 | 22 | 22 | 500 | EC motor | 5060 | 1 | no | no | C | D | Epoxy coated aluminum | 2025-01-02 | 8 | 4 | yes | piece | 1
GCVC PD 045.2/24-45 | GCVC PD | 045.2/24-45 | 4244725 | finoox | GCVC 045.2C/2x4-2526-1-D/6/64/2.10/3600/EXS/1/015023 | 18687 | 4 | 2 | 2526 | Axial | 142753 | 143267 | 722.63 | 26498 | 900 | VT03007U.1 | 0.994 | 0.58 | B | 45.48 | 77.34 | 60.1 | VerticalCompact-BCD_2x4 | 3684 | 800 | 1761 |  |  | 481 | 42 | 42 | 450 | EC motor | 5060 | 1 | no | no | C | D | Epoxy coated aluminum | 2025-01-02 | 6 | 6 | yes | piece | 1
GCVC PD 050.2/23-38 | GCVC PD | 050.2/23-38 | 4246342 | finoox | GCVC 050.2D/2x3-2514-1-D/3/80/2.10/3600/AXS/1/015023 | 14964 | 3 | 2 | 2514 | Axial | 101441 | 101138 | 451.65 | 24356 | 695 | VT03011U.1 | 0.483 | 0.47 | A | 37.99 | 69.95 | 38.5 | VerticalCompact-BCD_2x3 | 3684 | 800 | 2161 |  |  | 421.3 | 35 | 35 | 500 | EC motor | 5060 | 1 | no | no | D | D | Aluminum | 2025-01-02 | 6 | 3 | yes | piece | 1
GCVC PD 080.2/12-39 | GCVC PD | 080.2/12-39 | 4252721 | finoox | GCVC 080.2D/1x2-2448-1-D/4/40/2.10/2400/AXS/1/015023 | 7954 | 2 | 1 | 2448 | Axial | 77291 | 77351 | 200.73 | 20531 | 630 | VT03061U.1 | 0.952 | 2025-01-02 | C | 38.68 | 70.21 | 2025-05-17 | VerticalCompact-BCD_1x2 | 2484 | 608 | 1153 |  |  | 181.2 | 35 | 35 | 800 | EC motor | 5060 | 1 | no | no | D | D | Aluminum | 2025-01-02 | 6 | 4 | yes | piece | 1
GCVC PD 063.2/13-47 | GCVC PD | 063.2/13-47 | 4252243 | finoox | GCVC 063.2D/1x3-2413-2-D/3/40/2.10/3600/EXS/1/015023 | 10575 | 3 | 1 | 2413 | Axial | 95206 | 95098 | 225.82 | 32256 | 1000 | VT03144U.1 | 1748 | 2025-01-01 | D | 47.05 | 78.73 | 2025-03-19 | VerticalCompact-BCD_1x3 | 3684 | 623 | 1153 |  |  | 238.2 | 35 | 35 | 630 | EC motor | 5060 | 2 | no | no | D | D | Epoxy coated aluminum | 2025-01-02 | 4 | 3 | yes | piece | 1
GCVC PD 080.2/23-42 | GCVC PD | 080.2/23-42 | 4248629 | finoox | GCVC 080.2D/2x3-2487-1-D/3/80/2.10/3600/EXS/1/015023 | 24696 | 3 | 2 | 2487 | Axial | 186901 | 186709 | 451.65 | 62173 | 600 | VT03061U.1 | 2388 | 1985-01-01 | C | 41.74 | 73.7 | 43.1 | VerticalCompact-BCD_2x3 | 3684 | 800 | 2161 |  |  | 472.8 | 54 | 54 | 800 | EC motor | 5060 | 1 | no | no | D | D | Epoxy coated aluminum | 2025-01-02 | 4 | 3 | yes | piece | 1
GCVC PD 050.2/13-52 | GCVC PD | 050.2/13-52 | 4244389 | finoox | GCVC 050.2B/1x3-2559-2-D/4/24/2.10/2160/AXS/1/015023 | 7492 | 3 | 1 | 2559 | Axial | 54523 | 54486 | 108.39 | 17071 | 1330 | VT03013U.1 | 1696 | 2025-08-01 | E | 52.49 | 83.88 | 2025-02-09 | VerticalCompact-BCD_1x3a | 2244 | 607 | 753 |  |  | 137.1 | 28 | 28 | 500 | EC motor | 5060 | 2 | no | no | B | D | Aluminum | 2025-01-02 | 6 | 4 | yes | piece | 1
GCVC PD 063.2/21-44 | GCVC PD | 063.2/21-44 | 4246633 | finoox | GCVC 063.2C/2x1-2558-2-D/6/64/2.10/900/EXS/1/015023 | 8903 | 1 | 2 | 2558 | Axial | 65904 | 66458 | 180.66 | 14944 | 950 | VT03144U.1 | 1248 | 1 | D | 43.56 | 75.07 | 2025-04-17 | VerticalCompact-BCD_2x1 | 984 | 800 | 1761 |  |  | 156.5 | 35 | 35 | 630 | EC motor | 5060 | 2 | no | no | C | D | Epoxy coated aluminum | 2025-01-02 | 8 | 6 | yes | piece | 1
GCVC PD 045.2/14-49 | GCVC PD | 045.2/14-49 | 4249154 | finoox | GCVC 045.2C/1x4-2530-1-D/6/32/2.10/3600/AXS/1/015023 | 9237 | 4 | 1 | 2530 | Axial | 90134 | 90312 | 361.32 | 17928 | 1200 | VT03007U.1 | 1119 | 2025-01-01 | C | 48.88 | 80.5 | 2025-05-29 | VerticalCompact-BCD_1x4 | 3684 | 535 | 953 |  |  | 251.6 | 35 | 35 | 450 | EC motor | 5060 | 1 | no | no | C | D | Aluminum | 2025-01-02 | 6 | 6 | yes | piece | 1
GCVC PD 045.2/22-49 | GCVC PD | 045.2/22-49 | 4244567 | finoox | GCVC 045.2C/2x2-2530-1-D/3/64/2.10/1800/EXS/1/015023 | 8274 | 2 | 2 | 2530 | Axial | 65503 | 65411 | 180.66 | 19567 | 1200 | VT03007U.1 | 1089 | 2025-01-01 | D | 48.78 | 80.41 | 2025-09-16 | VerticalCompact-BCD_2x2 | 1884 | 800 | 1761 |  |  | 200.9 | 35 | 35 | 450 | EC motor | 5060 | 1 | no | no | C | D | Epoxy coated aluminum | 2025-01-02 | 8 | 3 | yes | piece | 1
GCVC PD 063.2/23-69 | GCVC PD | 063.2/23-69 | 4247008 | finoox | GCVC 063.2C/2x3-2552-2-D/3/64/2.10/2700/EXS/1/015023 | 23568 | 3 | 2 | 2552 | Axial | 175373 | 174284 | 270.99 | 85258 | 1435 | VT03143U.1 | 17458 | 2025-03-04 | E | 68.97 | 100.71 | 2025-07-27 | VerticalCompact-BCD_2x3 | 2784 | 800 | 1761 |  |  | 444.9 | 54 | 54 | 630 | EC motor | 5060 | 2 | no | no | C | D | Epoxy coated aluminum | 2025-01-02 | 4 | 3 | yes | piece | 1
GCVC PD 063.2/22-29 | GCVC PD | 063.2/22-29 | 4246736 | finoox | GCVC 063.2C/2x2-2504-1-D/4/64/2.10/1800/EXS/1/015023 | 12282 | 2 | 2 | 2504 | Axial | 60864 | 60.97 | 240.88 | 13364 | 460 | VT03145U.1 | 0.241 | 0.3 | A+ | 29.47 | 61.1 | 2025-06-20 | VerticalCompact-BCD_2x2 | 1884 | 800 | 1761 |  |  | 227.7 | 28 | 28 | 630 | EC motor | 5060 | 1 | no | no | C | D | Epoxy coated aluminum | 2025-01-02 | 8 | 4 | yes | piece | 1
GCVC PD 063.2/11-39 | GCVC PD | 063.2/11-39 | 4251026 | finoox | GCVC 063.2C/1x1-2556-2-D/6/32/2.10/900/AXS/1/015023 | 4525 | 1 | 1 | 2556 | Axial | 31043 | 31267 | 90.33 | 6620 | 850 | VT03144U.1 | 0.452 | 0.77 | D | 38.58 | 69.85 | 2025-08-07 | VerticalCompact-BCD_1x1 | 984 | 623 | 953 |  |  | 78 | 22 | 22 | 630 | EC motor | 5060 | 2 | no | no | C | D | Aluminum | 2025-01-02 | 12 | 6 | yes | piece | 1
GCVC PD 063.2/23-23 | GCVC PD | 063.2/23-23 | 4246915 | finoox | GCVC 063.2C/2x3-2500-1-D/4/64/2.10/2700/AXS/1/015023 | 16629 | 3 | 2 | 2500 | Axial | 64982 | 65073 | 361.32 | 12895 | 310 | VT03145U.1 | 0.152 | 0.13 | A+ | 22.94 | 54.69 | 2025-09-30 | VerticalCompact-BCD_2x3 | 2784 | 800 | 1761 |  |  | 330.6 | 35 | 35 | 630 | EC motor | 5060 | 1 | no | no | C | D | Aluminum | 2025-01-02 | 8 | 4 | yes | piece | 1
GCVC PD 063.2/21-20 | GCVC PD | 063.2/21-20 | 4246511 | finoox | GCVC 063.2C/2x1-2501-1-D/3/64/2.10/900/EXS/1/015023 | 6891 | 1 | 2 | 2501 | Axial | 21596 | 21.65 | 90.33 | 5262 | 345 | VT03145U.1 | 0.062 | 0.15 | A+ | 19.53 | 51.04 | 8 | VerticalCompact-BCD_2x1 | 984 | 800 | 1761 |  |  | 118.4 | 18 | 18 | 630 | EC motor | 5060 | 1 | no | no | C | D | Epoxy coated aluminum | 2025-01-02 | 12 | 3 | yes | piece | 1
GCVC PD 045.2/11-46 | GCVC PD | 045.2/11-46 | 4248896 | finoox | GCVC 045.2C/1x1-2532-1-D/6/32/2.10/900/AXS/1/015023 | 3076 | 1 | 1 | 2532 | Axial | 2025-03-25 | 25608 | 90.33 | 5071 | 1350 | VT03007U.1 | 0.393 | 1965-01-01 | D | 45.74 | 77 | 2025-07-07 | VerticalCompact-BCD_1x1 | 984 | 535 | 953 |  |  | 70.7 | 18 | 18 | 450 | EC motor | 5060 | 1 | no | no | C | D | Aluminum | 2025-01-02 | 12 | 6 | yes | piece | 1
GCVC PD 050.2/23-48 | GCVC PD | 050.2/23-48 | 4245432 | finoox | GCVC 050.2C/2x3-2521-1-D/6/64/2.10/2700/AXS/1/015023 | 15624 | 3 | 2 | 2521 | Axial | 163645 | 164131 | 541.97 | 33298 | 1135 | VT03011U.1 | 2154 | 1965-01-01 | C | 47.84 | 79.59 | 48.8 | VerticalCompact-BCD_2x3 | 2784 | 800 | 1761 |  |  | 385.7 | 54 | 54 | 500 | EC motor | 5060 | 1 | no | no | C | D | Aluminum | 2025-01-02 | 6 | 6 | yes | piece | 1
GCVC PD 080.3/22-53 | GCVC PD | 080.3/22-53 | 6124108 | finoox | GCVC 080.3D/2x2-3560-2-D/3/80/2.10/2400/AXS/1/015023 | 21943 | 2 | 2 | 3560 | Axial | 192318 | 192326 | 301.1 | 79442 | 990 | VT01445U.3 | 7827 | 2025-01-03 | E | 52.5 | 84.31 | 31.6 | VerticalCompact-BCD_2x2 | 2484 | 800 | 2161 |  |  | 409.9 | 54 | 54 | 800 | EC motor | 5060 | 2 | no | no | D | D | Aluminum | 2025-01-02 | 4 | 3 | yes | piece | 1
GCVC PD 050.2/12-29 | GCVC PD | 050.2/12-29 | 4249429 | finoox | GCVC 050.2C/1x2-2333-S-D/6/32/2.10/1800/EXS/1/015023 | 4470 | 2 | 1 | 2333 | Axial | 32458 | 32643 | 180.66 | 5817 | 530 | VT01435 | 0.299 | 0.35 | C | 29.42 | 60.81 | 2025-08-14 | VerticalCompact-BCD_1x2 | 1884 | 596 | 953 |  |  | 143.8 | 22 | 22 | 500 | AC motor | 50 | S | no | no | C | D | Epoxy coated aluminum | 2025-01-02 | 8 | 6 | yes | piece | 1
GCVC PD 080.2/11-35 | GCVC PD | 080.2/11-35 | 4252446 | finoox | GCVC 080.2D/1x1-2448-1-D/3/40/2.10/1200/AXS/1/015023 | 4465 | 1 | 1 | 2448 | Axial | 33964 | 33976 | 75.27 | 10921 | 630 | VT03061U.1 | 0.461 | 2025-01-02 | C | 35.42 | 66.78 | 2025-06-06 | VerticalCompact-BCD_1x1 | 1284 | 608 | 1153 |  |  | 89.4 | 22 | 22 | 800 | EC motor | 5060 | 1 | no | no | D | D | Aluminum | 2025-01-02 | 10 | 3 | yes | piece | 1
GCVC PD 050.2/12-29 | GCVC PD | 050.2/12-29 | 4250434 | finoox | GCVC 050.2D/1x2-2385-J-D/6/40/2.10/2400/AXS/1/015023 | 5386 | 2 | 1 | 2385 | Axial | 34955 | 35231 | 301.1 | 5822 | 430 | VT01435 | 0.265 | 0.32 | B | 28.99 | 60.51 | 2025-02-24 | VerticalCompact-BCD_1x2 | 2484 | 596 | 1153 |  |  | 204.5 | 22 | 22 | 500 | AC motor | 60 | J | no | no | D | D | Aluminum | 2025-01-02 | 10 | 6 | yes | piece | 1
GCVC PD 063.2/13-37 | GCVC PD | 063.2/13-37 | 4252248 | finoox | GCVC 063.2D/1x3-2414-1-D/6/40/2.10/3600/AXS/1/015023 | 11691 | 3 | 1 | 2414 | Axial | 103.29 | 103728 | 451.65 | 19837 | 770 | VT03145U.1 | 0.661 | 2015-01-01 | B | 36.99 | 68.67 | 36.9 | VerticalCompact-BCD_1x3 | 3684 | 615 | 1153 |  |  | 290.7 | 35 | 35 | 630 | EC motor | 5060 | 1 | no | no | D | D | Aluminum | 2025-01-02 | 6 | 6 | yes | piece | 1
GCVC PD 063.2/23-39 | GCVC PD | 063.2/23-39 | 4246975 | finoox | GCVC 063.2C/2x3-2510-1-D/4/64/2.10/2700/AXS/1/015023 | 16763 | 3 | 2 | 2510 | Axial | 123303 | 123319 | 361.32 | 31104 | 695 | VT03145U.1 | 1056 | 0.9 | B | 39.35 | 71.1 | 32.1 | VerticalCompact-BCD_2x3 | 2784 | 800 | 1761 |  |  | 332.7 | 42 | 42 | 630 | EC motor | 5060 | 1 | no | no | C | D | Aluminum | 2025-01-02 | 6 | 4 | yes | piece | 1
GCVC PD 063.2/22-36 | GCVC PD | 063.2/22-36 | 4247663 | finoox | GCVC 063.2D/2x2-2510-1-D/6/80/2.10/2400/EXS/1/015023 | 17784 | 2 | 2 | 2510 | Axial | 126.46 | 126.97 | 602.19 | 23661 | 695 | VT03145U.1 | 0.657 | 0.9 | A | 35.87 | 67.68 | 52 | VerticalCompact-BCD_2x2 | 2484 | 800 | 2161 |  |  | 386.4 | 42 | 42 | 630 | EC motor | 5060 | 1 | no | no | D | D | Epoxy coated aluminum | 2025-01-02 | 8 | 6 | yes | piece | 1
GCVC PD 063.2/23-46 | GCVC PD | 063.2/23-46 | 4247034 | finoox | GCVC 063.2C/2x3-2557-2-D/3/64/2.10/2700/AXS/1/015023 | 17563 | 3 | 2 | 2557 | Axial | 142788 | 142882 | 270.99 | 50278 | 900 | VT03144U.1 | 2907 | 0.85 | D | 45.55 | 77.29 | 2025-01-25 | VerticalCompact-BCD_2x3 | 2784 | 800 | 1761 |  |  | 331.9 | 42 | 42 | 630 | EC motor | 5060 | 2 | no | no | C | D | Aluminum | 2025-01-02 | 4 | 3 | yes | piece | 1
GCVC PD 063.2/24-47 | GCVC PD | 063.2/24-47 | 4247243 | finoox | GCVC 063.2C/2x4-2557-2-D/3/64/2.10/3600/EXS/1/015023 | 23700 | 4 | 2 | 2557 | Axial | 172.98 | 172849 | 361.32 | 67037 | 900 | VT03144U.1 | 3876 | 0.85 | D | 46.68 | 78.54 | 34.6 | VerticalCompact-BCD_2x4 | 3684 | 800 | 1761 |  |  | 434.9 | 54 | 54 | 630 | EC motor | 5060 | 2 | no | no | C | D | Epoxy coated aluminum | 2025-01-02 | 4 | 3 | yes | piece | 1
GCVC PD 080.2/22-22 | GCVC PD | 080.2/22-22 | 4248370 | finoox | GCVC 080.2D/2x2-2491-1-D/3/80/2.10/2400/AXS/1/015023 | 15160 | 2 | 2 | 2491 | Axial | 72253 | 72182 | 301.1 | 17467 | 270 | VT03062U.1 | 0.183 | 0.25 | A+ | 21.92 | 53.73 | 2025-09-26 | VerticalCompact-BCD_2x2 | 2484 | 800 | 2161 |  |  | 316.6 | 35 | 35 | 800 | EC motor | 5060 | 1 | no | no | D | D | Aluminum | 2025-01-02 | 8 | 3 | yes | piece | 1
GCVC PD 050.2/13-41 | GCVC PD | 050.2/13-41 | 4250768 | finoox | GCVC 050.2D/1x3-2517-1-D/3/40/2.10/3600/AXS/1/015023 | 7712 | 3 | 1 | 2517 | Axial | 62891 | 62868 | 225.82 | 15564 | 880 | VT03011U.1 | 0.464 | 0.84 | B | 40.54 | 72.22 | 2025-03-19 | VerticalCompact-BCD_1x3 | 3684 | 586 | 1153 |  |  | 222.9 | 35 | 35 | 500 | EC motor | 5060 | 1 | no | no | D | D | Aluminum | 2025-01-02 | 4 | 3 | yes | piece | 1
GCVC PD 050.2/11-36 | GCVC PD | 050.2/11-36 | 4244095 | finoox | GCVC 050.2B/1x1-2517-1-D/4/24/2.10/720/EXS/1/015023 | 2447 | 1 | 1 | 2517 | Axial | 13621 | 13733 | 36.13 | 3701 | 880 | VT03011U.1 | 0.182 | 0.84 | C | 36.18 | 67.37 | 2025-02-03 | VerticalCompact-BCD_1x1 | 804 | 586 | 753 |  |  | 47.3 | 16 | 16 | 500 | EC motor | 5060 | 1 | no | no | B | D | Epoxy coated aluminum | 2025-01-02 | 8 | 4 | yes | piece | 1
GCVC PD 050.2/13-43 | GCVC PD | 050.2/13-43 | 4250784 | finoox | GCVC 050.2D/1x3-2519-1-D/4/40/2.10/3600/EXS/1/015023 | 8935 | 3 | 1 | 2519 | Axial | 79062 | 79174 | 301.1 | 17548 | 1010 | VT03011U.1 | 0.686 | 2015-01-01 | B | 43.3 | 74.98 | 2025-02-25 | VerticalCompact-BCD_1x3 | 3684 | 586 | 1153 |  |  | 244.6 | 35 | 35 | 500 | EC motor | 5060 | 1 | no | no | D | D | Epoxy coated aluminum | 2025-01-02 | 4 | 4 | yes | piece | 1
GCVC PD 050.2/22-48 | GCVC PD | 050.2/22-48 | 4245201 | finoox | GCVC 050.2C/2x2-2522-1-D/4/64/2.10/1800/AXS/1/015023 | 9053 | 2 | 2 | 2522 | Axial | 94866 | 94.93 | 240.88 | 25273 | 1200 | VT03011U.1 | 1614 | 2025-09-01 | D | 47.57 | 79.2 | 2025-07-21 | VerticalCompact-BCD_2x2 | 1884 | 800 | 1761 |  |  | 225.4 | 35 | 35 | 500 | EC motor | 5060 | 1 | no | no | C | D | Aluminum | 2025-01-02 | 8 | 4 | yes | piece | 1
GCVC PD 063.2/23-22 | GCVC PD | 063.2/23-22 | 4247853 | finoox | GCVC 063.2D/2x3-2501-1-D/3/80/2.10/3600/EXS/1/015023 | 19352 | 3 | 2 | 2501 | Axial | 85224 | 85091 | 451.65 | 19281 | 345 | VT03145U.1 | 0.17 | 0.15 | A+ | 2025-12-22 | 54.08 | 38.5 | VerticalCompact-BCD_2x3 | 3684 | 800 | 2161 |  |  | 426.7 | 35 | 35 | 630 | EC motor | 5060 | 1 | no | no | D | D | Epoxy coated aluminum | 2025-01-02 | 6 | 3 | yes | piece | 1
GCVC PD 080.2/23-53 | GCVC PD | 080.2/23-53 | 4248694 | finoox | GCVC 080.2D/2x3-2536-2-D/6/80/2.10/3600/AXS/1/015023 | 35613 | 3 | 2 | 2536 | Axial | 290494 | 291814 | 903.29 | 59742 | 700 | VT03059U.2 | 4145 | 2025-04-01 | D | 52.54 | 84.51 | 81.5 | VerticalCompact-BCD_2x3 | 3684 | 800 | 2161 |  |  | 678.6 | 64 | 64 | 800 | EC motor | 5060 | 2 | no | no | D | D | Aluminum | 2025-01-02 | 4 | 6 | yes | piece | 1
GCVC PD 050.2/11-41 | GCVC PD | 050.2/11-41 | 4244111 | finoox | GCVC 050.2B/1x1-2521-1-D/4/24/2.10/720/EXS/1/015023 | 2447 | 1 | 1 | 2521 | Axial | 16209 | 16354 | 36.13 | 4862 | 1135 | VT03011U.1 | 0.374 | 1965-01-01 | D | 41.37 | 72.56 | 2025-02-03 | VerticalCompact-BCD_1x1 | 804 | 586 | 753 |  |  | 47.3 | 16 | 16 | 500 | EC motor | 5060 | 1 | no | no | B | D | Epoxy coated aluminum | 2025-01-02 | 8 | 4 | yes | piece | 1
GCVC PD 050.2/12-52 | GCVC PD | 050.2/12-52 | 4250599 | finoox | GCVC 050.2D/1x2-2790-K-D/6/40/2.10/2400/EXS/1/015023 | 6000 | 2 | 1 | 2790 | Axial | 90865 | 91206 | 301.1 | 18756 | 1640 | VT03150U | 1932 | 1964-01-01 | D | 51.52 | 83.04 | 2025-04-25 | VerticalCompact-BCD_1x2 | 2484 | 569 | 1153 |  |  | 205.2 | 35 | 35 | 500 | AC motor | 60 | K | no | no | D | D | Epoxy coated aluminum | 2025-01-02 | 6 | 6 | yes | piece | 1
GCVC PD 080.3/21-53 | GCVC PD | 080.3/21-53 | 6145770 | finoox | GCVC 080.3D/2x1-3483-K-D/4/80/2.10/1200/EXS/1/015023 | 7900 | 1 | 2 | 3483 | Axial | 105463 | 105.87 | 200.73 | 34213 | 960 | VT01526 | 5261 | 4 | E | 52.79 | 84.44 | 2025-04-19 | VerticalCompact-BCD_2x1 | 1284 | 800 | 2161 |  |  | 232.4 | 35 | 35 | 800 | AC motor | 60 | K | no | no | D | D | Epoxy coated aluminum | 2025-01-02 | 8 | 4 | yes | piece | 1
GCVC PD 080.3/13-46 | GCVC PD | 080.3/13-46 | 6090676 | finoox | GCVC 080.3D/1x3-3563-2-D/4/40/2.10/3600/AXS/1/015023 | 14659 | 3 | 1 | 3563 | Axial | 123.97 | 123954 | 301.1 | 33958 | 670 | VT01445U.3 | 1958 | 2015-01-01 | D | 46.18 | 77.86 | 26 | VerticalCompact-BCD_1x3 | 3684 | 620 | 1153 |  |  | 328.9 | 42 | 42 | 800 | EC motor | 5060 | 2 | no | no | D | D | Aluminum | 2025-01-02 | 4 | 4 | yes | piece | 1
GCVC PD 040.2/12-45 | GCVC PD | 040.2/12-45 | 4243789 | finoox | GCVC 040.2B/1x2-1734-W-D/4/24/2.10/1440/AXS/1/015023 | 2569 | 2 | 1 | 1734 | Axial | 26597 | 26715 | 72.26 | 6593 | 1310 | VT0605 | 0.399 | 0.85 | D | 44.78 | 76.05 | 2025-01-06 | VerticalCompact-BCD_1x2 | 1524 | 476 | 753 |  |  | 80.3 | 22 | 22 | 400 | AC motor | 50 | W | no | no | B | D | Aluminum | 2025-01-02 | 8 | 4 | yes | piece | 1
GCVC PD 050.2/21-33 | GCVC PD | 050.2/21-33 | 4244787 | finoox | GCVC 050.2C/2x1-2336-D-D/4/64/2.10/900/AXS/1/015023 | 4120 | 1 | 2 | 2336 | Axial | 32009 | 32169 | 120.44 | 7121 | 660 | VT01437 | 0.252 | 0.33 | B | 33.18 | 64.69 | 2025-07-10 | VerticalCompact-BCD_2x1 | 984 | 800 | 1761 |  |  | 131.2 | 22 | 22 | 500 | AC motor | 50 | D | no | no | C | D | Aluminum | 2025-01-02 | 12 | 4 | yes | piece | 1
GCVC PD 050.2/11-30 | GCVC PD | 050.2/11-30 | 4249198 | finoox | GCVC 050.2C/1x1-2336-D-D/4/32/2.10/900/EXS/1/015023 | 2317 | 1 | 1 | 2336 | Axial | 15629 | 15719 | 60.22 | 3560 | 660 | VT01437 | 0.126 | 0.33 | B | 30.41 | 61.68 | 2025-01-05 | VerticalCompact-BCD_1x1 | 984 | 596 | 953 |  |  | 66 | 16 | 16 | 500 | AC motor | 50 | D | no | no | C | D | Epoxy coated aluminum | 2025-01-02 | 8 | 4 | yes | piece | 1
GCVC PD 050.2/13-28 | GCVC PD | 050.2/13-28 | 4249674 | finoox | GCVC 050.2C/1x3-2337-S-D/6/32/2.10/2700/AXS/1/015023 | 6154 | 3 | 1 | 2337 | Axial | 43586 | 43864 | 270.99 | 7602 | 510 | VT01437 | 0.244 | 0.16 | B | 28.21 | 59.72 | 22 | VerticalCompact-BCD_1x3 | 2784 | 596 | 953 |  |  | 204.1 | 28 | 28 | 500 | AC motor | 50 | S | no | no | C | D | Aluminum | 2025-01-02 | 8 | 6 | yes | piece | 1
GCVC PD 045.2/11-48 | GCVC PD | 045.2/11-48 | 4248833 | finoox | GCVC 045.2C/1x1-2409-1-D/6/32/2.10/900/EXS/1/015023 | 3267 | 1 | 1 | 2409 | Axial | 2025-07-27 | 27231 | 90.33 | 5645 | 1500 | VT03007U.1 | 0.532 | 2025-02-02 | D | 48.17 | 79.43 | 2025-08-07 | VerticalCompact-BCD_1x1 | 984 | 535 | 953 |  |  | 71.2 | 22 | 22 | 450 | EC motor | 5060 | 1 | no | no | C | D | Epoxy coated aluminum | 2025-01-02 | 12 | 6 | yes | piece | 1
GCVC PD 050.2/11-35 | GCVC PD | 050.2/11-35 | 4249235 | finoox | GCVC 050.2C/1x1-2355-X-D/4/32/2.10/900/AXS/1/015023 | 2197 | 1 | 1 | 2355 | Axial | 19607 | 19731 | 60.22 | 4702 | 810 | VT03093U | 0.292 | 2025-03-01 | D | 34.69 | 65.96 | 2025-01-05 | VerticalCompact-BCD_1x1 | 984 | 569 | 953 |  |  | 66.7 | 16 | 16 | 500 | AC motor | 60 | X | no | no | C | D | Aluminum | 2025-01-02 | 8 | 4 | yes | piece | 1
GCVC PD 050.2/12-56 | GCVC PD | 050.2/12-56 | 4249527 | finoox | GCVC 050.2C/1x2-2410-2-D/3/32/2.10/1800/EXS/1/015023 | 5520 | 2 | 1 | 2410 | Axial | 49287 | 49346 | 90.33 | 19495 | 1770 | VT03013U.1 | 2429 | 2025-01-02 | E | 56.3 | 87.69 | 8 | VerticalCompact-BCD_1x2 | 1884 | 607 | 953 |  |  | 117.7 | 28 | 28 | 500 | EC motor | 5060 | 2 | no | no | C | D | Epoxy coated aluminum | 2025-01-02 | 6 | 3 | yes | piece | 1
GCVC PD 063.2/14-32 | GCVC PD | 063.2/14-32 | 4251567 | finoox | GCVC 063.2C/1x4-2506-1-D/3/32/2.10/3600/EXS/1/015023 | 10496 | 4 | 1 | 2506 | Axial | 60259 | 60196 | 180.66 | 16930 | 540 | VT03145U.1 | 0.346 | 0.45 | A | 31.52 | 63.15 | 2025-09-14 | VerticalCompact-BCD_1x4 | 3684 | 615 | 953 |  |  | 209.4 | 28 | 28 | 630 | EC motor | 5060 | 1 | no | no | C | D | Epoxy coated aluminum | 2025-01-02 | 4 | 3 | yes | piece | 1
GCVC PD 080.2/22-56 | GCVC PD | 080.2/22-56 | 4248447 | finoox | GCVC 080.2D/2x2-2540-2-D/6/80/2.10/2400/EXS/1/015023 | 25929 | 2 | 2 | 2540 | Axial | 227009 | 227421 | 602.19 | 52526 | 900 | VT03059U.2 | 5808 | 1952-02-01 | D | 55.98 | 87.79 | 55.2 | VerticalCompact-BCD_2x2 | 2484 | 800 | 2161 |  |  | 462 | 54 | 54 | 800 | EC motor | 5060 | 2 | no | no | D | D | Epoxy coated aluminum | 2025-01-02 | 6 | 6 | yes | piece | 1
GCVC PD 063.2/23-70 | GCVC PD | 063.2/23-70 | 4247009 | finoox | GCVC 063.2C/2x3-2552-2-D/4/64/2.10/2700/EXS/1/015023 | 24837 | 3 | 2 | 2552 | Axial | 214374 | 215068 | 361.32 | 79930 | 1435 | VT03143U.1 | 17672 | 2025-03-04 | E | 69.64 | 101.39 | 34.7 | VerticalCompact-BCD_2x3 | 2784 | 800 | 1761 |  |  | 471.1 | 54 | 54 | 630 | EC motor | 5060 | 2 | no | no | C | D | Epoxy coated aluminum | 2025-01-02 | 4 | 4 | yes | piece | 1
GCVC PD 050.2/13-53 | GCVC PD | 050.2/13-53 | 4244392 | finoox | GCVC 050.2B/1x3-2560-2-D/3/24/2.10/2160/AXS/1/015023 | 7252 | 3 | 1 | 2560 | Axial | 49964 | 50248 | 81.3 | 19614 | 1415 | VT03013U.1 | 2025 | 2021-01-01 | E | 53.21 | 84.6 | 2025-01-07 | VerticalCompact-BCD_1x3a | 2244 | 607 | 753 |  |  | 128.1 | 28 | 28 | 500 | EC motor | 5060 | 2 | no | no | B | D | Aluminum | 2025-01-02 | 4 | 3 | yes | piece | 1
GCVC PD 050.2/13-44 | GCVC PD | 050.2/13-44 | 4244373 | finoox | GCVC 050.2B/1x3-2519-1-D/4/24/2.10/2160/AXS/1/015023 | 5919 | 3 | 1 | 2519 | Axial | 46641 | 46739 | 108.39 | 12837 | 1010 | VT03011U.1 | 0.798 | 2015-01-01 | D | 43.51 | 74.89 | 2025-02-09 | VerticalCompact-BCD_1x3a | 2244 | 586 | 753 |  |  | 123.3 | 28 | 28 | 500 | EC motor | 5060 | 1 | no | no | B | D | Aluminum | 2025-01-02 | 6 | 4 | yes | piece | 1
GCVC PD 045.2/23-44 | GCVC PD | 045.2/23-44 | 4244630 | finoox | GCVC 045.2C/2x3-2526-1-D/3/64/2.10/2700/AXS/1/015023 | 11011 | 3 | 2 | 2526 | Axial | 82.77 | 82642 | 270.99 | 21842 | 900 | VT03007U.1 | 0.728 | 0.58 | B | 44.15 | 75.9 | 2025-09-23 | VerticalCompact-BCD_2x3 | 2784 | 800 | 1761 |  |  | 289.2 | 35 | 35 | 450 | EC motor | 5060 | 1 | no | no | C | D | Aluminum | 2025-01-02 | 6 | 3 | yes | piece | 1
GCVC PD 045.2/13-50 | GCVC PD | 045.2/13-50 | 4249074 | finoox | GCVC 045.2C/1x3-2532-1-D/3/32/2.10/2700/AXS/1/015023 | 6026 | 3 | 1 | 2532 | Axial | 56006 | 56.08 | 135.49 | 16559 | 1350 | VT03007U.1 | 1148 | 1965-01-01 | D | 50.23 | 81.73 | 2025-05-11 | VerticalCompact-BCD_1x3 | 2784 | 535 | 953 |  |  | 152.9 | 28 | 28 | 450 | EC motor | 5060 | 1 | no | no | C | D | Aluminum | 2025-01-02 | 4 | 3 | yes | piece | 1
GCVC PD 080.3/22-53 | GCVC PD | 080.3/22-53 | 6220254 | finoox | GCVC 080.3D/2x2-3481-D-D/4/80/2.10/2400/EXS/1/015023 | 16873 | 2 | 2 | 3481 | Axial | 187453 | 187207 | 401.46 | 61173 | 850 | VT01526 | 6868 | 2025-03-03 | E | 53.06 | 84.87 | 39.4 | VerticalCompact-BCD_2x2 | 2484 | 800 | 2161 |  |  | 436.6 | 54 | 54 | 800 | AC motor | 50 | D | no | no | D | D | Epoxy coated aluminum | 2025-01-02 | 6 | 4 | yes | piece | 1
GCVC PD 050.2/22-41 | GCVC PD | 050.2/22-41 | 4245962 | finoox | GCVC 050.2D/2x2-2332-D-D/4/80/2.10/2400/EXS/1/015023 | 9381 | 2 | 2 | 2332 | Axial | 98184 | 98132 | 401.46 | 21919 | 850 | VT01435 | 0.995 | 0.74 | C | 41.25 | 73.06 | 34.8 | VerticalCompact-BCD_2x2 | 2484 | 800 | 2161 |  |  | 339.5 | 35 | 35 | 500 | AC motor | 50 | D | no | no | D | D | Epoxy coated aluminum | 2025-01-02 | 8 | 4 | yes | piece | 1
GCVC PD 050.2/23-37 | GCVC PD | 050.2/23-37 | 4246278 | finoox | GCVC 050.2D/2x3-2387-L-D/6/80/2.10/3600/AXS/1/015023 | 16045 | 3 | 2 | 2387 | Axial | 120088 | 121023 | 903.29 | 20271 | 500 | VT01435 | 1057 | 0.37 | C | 36.86 | 68.82 | 75.1 | VerticalCompact-BCD_2x3 | 3684 | 800 | 2161 |  |  | 587.4 | 42 | 42 | 500 | AC motor | 60 | L | no | no | D | D | Aluminum | 2025-01-02 | 6 | 6 | yes | piece | 1
GCVC PD 045.2/22-54 | GCVC PD | 045.2/22-54 | 4244510 | finoox | GCVC 045.2C/2x2-2409-1-D/3/64/2.10/1800/AXS/1/015023 | 7860 | 2 | 2 | 2409 | Axial | 76227 | 76103 | 180.66 | 24505 | 1500 | VT03007U.1 | 2065 | 2025-02-02 | E | 53.84 | 85.47 | 2025-09-16 | VerticalCompact-BCD_2x2 | 1884 | 800 | 1761 |  |  | 200.9 | 35 | 35 | 450 | EC motor | 5060 | 1 | no | no | C | D | Aluminum | 2025-01-02 | 8 | 3 | yes | piece | 1
GCVC PD 050.2/11-30 | GCVC PD | 050.2/11-30 | 4244052 | finoox | GCVC 050.2B/1x1-2390-K-D/3/24/2.10/720/EXS/1/015023 | 1891 | 1 | 1 | 2390 | Axial | 10987 | 11062 | 2025-01-27 | 3534 | 760 | VT01437 | 0.185 | 0.35 | D | 30.48 | 61.67 | 2025-04-02 | VerticalCompact-BCD_1x1 | 804 | 596 | 753 |  |  | 46.5 | 16 | 16 | 500 | AC motor | 60 | K | no | no | B | D | Epoxy coated aluminum | 2025-01-02 | 8 | 3 | yes | piece | 1
GCVC PD 050.2/21-46 | GCVC PD | 050.2/21-46 | 4245751 | finoox | GCVC 050.2D/2x1-2348-S-D/3/80/2.10/1200/EXS/1/015023 | 5094 | 1 | 2 | 2348 | Axial | 52845 | 52859 | 150.55 | 15122 | 1180 | VT03150U | 1004 | 0.9 | D | 45.54 | 77.19 | 14 | VerticalCompact-BCD_2x1 | 1284 | 800 | 2161 |  |  | 171.6 | 28 | 28 | 500 | AC motor | 50 | S | no | no | D | D | Epoxy coated aluminum | 2025-01-02 | 10 | 3 | yes | piece | 1
GCVC PD 063.2/13-32 | GCVC PD | 063.2/13-32 | 4252213 | finoox | GCVC 063.2D/1x3-2398-I-D/3/40/2.10/3600/EXS/1/015023 | 7985 | 3 | 1 | 2398 | Axial | 60024 | 59973 | 225.82 | 14957 | 460 | VT01442 | 0.397 | 0.32 | B | 31.72 | 63.4 | 2025-06-18 | VerticalCompact-BCD_1x3 | 3684 | 598 | 1153 |  |  | 235.2 | 28 | 28 | 630 | AC motor | 60 | I | no | no | D | D | Epoxy coated aluminum | 2025-01-02 | 4 | 3 | yes | piece | 1
GCVC PD 050.2/13-45 | GCVC PD | 050.2/13-45 | 4249778 | finoox | GCVC 050.2C/1x3-2421-1-D/3/32/2.10/2700/AXS/1/015023 | 6529 | 3 | 1 | 2421 | Axial | 61757 | 61856 | 135.49 | 19447 | 1150 | VT03011U.1 | 1058 | 1975-01-01 | D | 44.91 | 76.42 | 2025-05-11 | VerticalCompact-BCD_1x3 | 2784 | 586 | 953 |  |  | 158 | 28 | 28 | 500 | EC motor | 5060 | 1 | no | no | C | D | Aluminum | 2025-01-02 | 4 | 3 | yes | piece | 1
GCVC PD 050.2/22-53 | GCVC PD | 050.2/22-53 | 4245211 | finoox | GCVC 050.2C/2x2-2559-2-D/6/64/2.10/1800/EXS/1/015023 | 13159 | 2 | 2 | 2559 | Axial | 120331 | 120768 | 361.32 | 26076 | 1330 | VT03013U.1 | 2193 | 2025-08-01 | D | 52.51 | 84.14 | 32.4 | VerticalCompact-BCD_2x2 | 1884 | 800 | 1761 |  |  | 281.4 | 42 | 42 | 500 | EC motor | 5060 | 2 | no | no | C | D | Epoxy coated aluminum | 2025-01-02 | 8 | 6 | yes | piece | 1
GCVC PD 080.2/13-34 | GCVC PD | 080.2/13-34 | 4253005 | finoox | GCVC 080.2D/1x3-2482-1-D/4/40/2.10/3600/AXS/1/015023 | 11262 | 3 | 1 | 2482 | Axial | 91.49 | 91.6 | 301.1 | 20972 | 440 | VT03061U.1 | 0.516 | 0.75 | B | 33.5 | 65.18 | 2025-02-25 | VerticalCompact-BCD_1x3 | 3684 | 608 | 1153 |  |  | 266 | 35 | 35 | 800 | EC motor | 5060 | 1 | no | no | D | D | Aluminum | 2025-01-02 | 4 | 4 | yes | piece | 1
GCVC PD 080.2/21-53 | GCVC PD | 080.2/21-53 | 4248173 | finoox | GCVC 080.2D/2x1-2540-2-D/6/80/2.10/1200/EXS/1/015023 | 11840 | 1 | 2 | 2540 | Axial | 114609 | 115176 | 301.1 | 26263 | 900 | VT03059U.2 | 2904 | 1952-02-01 | D | 53.12 | 84.77 | 2025-09-28 | VerticalCompact-BCD_2x1 | 1284 | 800 | 2161 |  |  | 248.5 | 42 | 42 | 800 | EC motor | 5060 | 2 | no | no | D | D | Epoxy coated aluminum | 2025-01-02 | 10 | 6 | yes | piece | 1
GCVC PD 063.2/21-41 | GCVC PD | 063.2/21-41 | 4247486 | finoox | GCVC 063.2D/2x1-2557-2-D/6/80/2.10/1200/AXS/1/015023 | 10019 | 1 | 2 | 2557 | Axial | 88504 | 89138 | 301.1 | 17678 | 900 | VT03144U.1 | 0.931 | 0.85 | C | 41.33 | 72.98 | 2025-04-27 | VerticalCompact-BCD_2x1 | 1284 | 800 | 2161 |  |  | 219.7 | 35 | 35 | 630 | EC motor | 5060 | 2 | no | no | D | D | Aluminum | 2025-01-02 | 10 | 6 | yes | piece | 1
GCVC PD 063.2/22-44 | GCVC PD | 063.2/22-44 | 4247732 | finoox | GCVC 063.2D/2x2-2557-2-D/6/80/2.10/2400/AXS/1/015023 | 18063 | 2 | 2 | 2557 | Axial | 177.42 | 178311 | 602.19 | 35356 | 900 | VT03144U.1 | 1862 | 0.85 | C | 44.18 | 75.99 | 55.2 | VerticalCompact-BCD_2x2 | 2484 | 800 | 2161 |  |  | 409.5 | 54 | 54 | 630 | EC motor | 5060 | 2 | no | no | D | D | Aluminum | 2025-01-02 | 6 | 6 | yes | piece | 1
GCVC PD 063.2/23-46 | GCVC PD | 063.2/23-46 | 4247038 | finoox | GCVC 063.2C/2x3-2557-2-D/4/64/2.10/2700/EXS/1/015023 | 19654 | 3 | 2 | 2557 | Axial | 164094 | 164487 | 361.32 | 47568 | 900 | VT03144U.1 | 3012 | 0.85 | D | 45.53 | 77.28 | 34.7 | VerticalCompact-BCD_2x3 | 2784 | 800 | 1761 |  |  | 363.1 | 54 | 54 | 630 | EC motor | 5060 | 2 | no | no | C | D | Epoxy coated aluminum | 2025-01-02 | 4 | 4 | yes | piece | 1
GCVC PD 063.2/14-45 | GCVC PD | 063.2/14-45 | 4251658 | finoox | GCVC 063.2C/1x4-2558-2-D/4/32/2.10/3600/EXS/1/015023 | 12439 | 4 | 1 | 2558 | Axial | 108175 | 107737 | 240.88 | 33597 | 950 | VT03144U.1 | 2349 | 1 | D | 45.05 | 76.68 | 2025-08-20 | VerticalCompact-BCD_1x4 | 3684 | 623 | 953 |  |  | 245.2 | 42 | 42 | 630 | EC motor | 5060 | 2 | no | no | C | D | Epoxy coated aluminum | 2025-01-02 | 4 | 4 | yes | piece | 1
GCVC PD 063.2/13-38 | GCVC PD | 063.2/13-38 | 4251392 | finoox | GCVC 063.2C/1x3-2511-1-D/4/32/2.10/2700/EXS/1/015023 | 8775 | 3 | 1 | 2511 | Axial | 62348 | 62315 | 180.66 | 16488 | 730 | VT03145U.1 | 0.615 | 1 | C | 37.68 | 69.2 | 15 | VerticalCompact-BCD_1x3 | 2784 | 615 | 953 |  |  | 173.6 | 28 | 28 | 630 | EC motor | 5060 | 1 | no | no | C | D | Epoxy coated aluminum | 2025-01-02 | 6 | 4 | yes | piece | 1
GCVC PD 050.2/13-38 | GCVC PD | 050.2/13-38 | 4249812 | finoox | GCVC 050.2C/1x3-2516-1-D/4/32/2.10/2700/EXS/1/015023 | 7253 | 3 | 1 | 2516 | Axial | 53.5 | 53417 | 180.66 | 12760 | 820 | VT03011U.1 | 0.412 | 0.68 | B | 38.12 | 69.63 | 15 | VerticalCompact-BCD_1x3 | 2784 | 586 | 953 |  |  | 171 | 28 | 28 | 500 | EC motor | 5060 | 1 | no | no | C | D | Epoxy coated aluminum | 2025-01-02 | 6 | 4 | yes | piece | 1
GCVC PD 045.2/12-39 | GCVC PD | 045.2/12-39 | 4243905 | finoox | GCVC 045.2B/1x2-2525-1-D/4/24/2.10/1440/AXS/1/015023 | 3962 | 2 | 1 | 2525 | Axial | 22935 | 23001 | 72.26 | 5321 | 825 | VT03007U.1 | 0.196 | 0.47 | B | 39.28 | 70.56 | 6 | VerticalCompact-BCD_1x2 | 1524 | 535 | 753 |  |  | 81.2 | 18 | 18 | 450 | EC motor | 5060 | 1 | no | no | B | D | Aluminum | 2025-01-02 | 8 | 4 | yes | piece | 1
GCVC PD 050.2/22-57 | GCVC PD | 050.2/22-57 | 4246179 | finoox | GCVC 050.2D/2x2-2562-2-D/6/80/2.10/2400/EXS/1/015023 | 16376 | 2 | 2 | 2562 | Axial | 176292 | 177063 | 602.19 | 35977 | 1595 | VT03013U.1 | 3488 | 1965-01-01 | D | 56.87 | 88.68 | 55.2 | VerticalCompact-BCD_2x2 | 2484 | 800 | 2161 |  |  | 407.3 | 54 | 54 | 500 | EC motor | 5060 | 2 | no | no | D | D | Epoxy coated aluminum | 2025-01-02 | 6 | 6 | yes | piece | 1
GCVC PD 050.2/13-43 | GCVC PD | 050.2/13-43 | 4244374 | finoox | GCVC 050.2B/1x3-2519-1-D/3/24/2.10/2160/EXS/1/015023 | 5840 | 3 | 1 | 2519 | Axial | 38136 | 38109 | 81.3 | 13757 | 1010 | VT03011U.1 | 0.786 | 2015-01-01 | D | 42.87 | 74.26 | 2025-08-06 | VerticalCompact-BCD_1x3a | 2244 | 586 | 753 |  |  | 113.8 | 22 | 22 | 500 | EC motor | 5060 | 1 | no | no | B | D | Epoxy coated aluminum | 2025-01-02 | 6 | 3 | yes | piece | 1
GCVC PD 063.2/23-67 | GCVC PD | 063.2/23-67 | 4246998 | finoox | GCVC 063.2C/2x3-2550-2-D/3/64/2.10/2700/AXS/1/015023 | 22868 | 3 | 2 | 2550 | Axial | 174643 | 174004 | 270.99 | 75708 | 1285 | VT03143U.1 | 12546 | 2026-03-01 | E | 66.63 | 98.38 | 2025-07-27 | VerticalCompact-BCD_2x3 | 2784 | 800 | 1761 |  |  | 444.9 | 54 | 54 | 630 | EC motor | 5060 | 2 | no | no | C | D | Aluminum | 2025-01-02 | 4 | 3 | yes | piece | 1
GCVC PD 063.2/13-19 | GCVC PD | 063.2/13-19 | 4251322 | finoox | GCVC 063.2C/1x3-2500-1-D/3/32/2.10/2700/AXS/1/015023 | 7932 | 3 | 1 | 2500 | Axial | 30284 | 30289 | 135.49 | 6951 | 310 | VT03145U.1 | 0.075 | 0.13 | A+ | 18.88 | 50.39 | 2025-01-11 | VerticalCompact-BCD_1x3 | 2784 | 615 | 953 |  |  | 160.1 | 22 | 22 | 630 | EC motor | 5060 | 1 | no | no | C | D | Aluminum | 2025-01-02 | 6 | 3 | yes | piece | 1
GCVC PD 063.2/21-23 | GCVC PD | 063.2/21-23 | 4246518 | finoox | GCVC 063.2C/2x1-2502-1-D/4/64/2.10/900/EXS/1/015023 | 7128 | 1 | 2 | 2502 | Axial | 25783 | 25932 | 120.44 | 5481 | 385 | VT03145U.1 | 0.079 | 0.2 | A+ | 2025-09-22 | 54.41 | 2025-04-10 | VerticalCompact-BCD_2x1 | 984 | 800 | 1761 |  |  | 127.2 | 18 | 18 | 630 | EC motor | 5060 | 1 | no | no | C | D | Epoxy coated aluminum | 2025-01-02 | 12 | 4 | yes | piece | 1
GCVC PD 050.2/22-39 | GCVC PD | 050.2/22-39 | 4245061 | finoox | GCVC 050.2C/2x2-2354-W-D/6/64/2.10/1800/EXS/1/015023 | 8628 | 2 | 2 | 2354 | Axial | 86825 | 87323 | 361.32 | 16650 | 865 | VT03093U | 0.871 | 0.97 | C | 39.11 | 70.74 | 31.2 | VerticalCompact-BCD_2x2 | 1884 | 800 | 1761 |  |  | 273.2 | 35 | 35 | 500 | AC motor | 50 | W | no | no | C | D | Epoxy coated aluminum | 2025-01-02 | 8 | 6 | yes | piece | 1
GCVC PD 050.2/22-26 | GCVC PD | 050.2/22-26 | 4245112 | finoox | GCVC 050.2C/2x2-2391-L-D/6/64/2.10/1800/AXS/1/015023 | 8010 | 2 | 2 | 2391 | Axial | 58002 | 58427 | 361.32 | 10071 | 520 | VT01437 | 0.418 | 0.18 | B | 26.48 | 58.11 | 2025-01-30 | VerticalCompact-BCD_2x2 | 1884 | 800 | 1761 |  |  | 269.4 | 28 | 28 | 500 | AC motor | 60 | L | no | no | C | D | Aluminum | 2025-01-02 | 8 | 6 | yes | piece | 1
GCVC PD 050.2/11-45 | GCVC PD | 050.2/11-45 | 4249210 | finoox | GCVC 050.2C/1x1-2347-D-D/4/32/2.10/900/EXS/1/015023 | 2355 | 1 | 1 | 2347 | Axial | 26262 | 26435 | 60.22 | 7532 | 1390 | VT03150U | 0.689 | 1941-01-01 | E | 45.29 | 76.56 | 2025-02-05 | VerticalCompact-BCD_1x1 | 984 | 569 | 953 |  |  | 68.3 | 18 | 18 | 500 | AC motor | 50 | D | no | no | C | D | Epoxy coated aluminum | 2025-01-02 | 8 | 4 | yes | piece | 1
GCVC PD 050.2/21-45 | GCVC PD | 050.2/21-45 | 4245752 | finoox | GCVC 050.2D/2x1-2348-S-D/4/80/2.10/1200/EXS/1/015023 | 5566 | 1 | 2 | 2348 | Axial | 62209 | 62351 | 200.73 | 14828 | 1180 | VT03150U | 1014 | 0.9 | D | 45.15 | 76.8 | 2025-01-18 | VerticalCompact-BCD_2x1 | 1284 | 800 | 2161 |  |  | 186.2 | 28 | 28 | 500 | AC motor | 50 | S | no | no | D | D | Epoxy coated aluminum | 2025-01-02 | 10 | 4 | yes | piece | 1
GCVC PD 063.2/13-20 | GCVC PD | 063.2/13-20 | 4251295 | finoox | GCVC 063.2C/1x3-2399-J-D/4/32/2.10/2700/AXS/1/015023 | 6613 | 3 | 1 | 2399 | Axial | 35886 | 35854 | 180.66 | 7357 | 290 | VT01442 | 0.217 | 0.14 | B | 19.51 | 51.02 | 2025-06-14 | VerticalCompact-BCD_1x3 | 2784 | 598 | 953 |  |  | 183.2 | 22 | 22 | 630 | AC motor | 60 | J | no | no | C | D | Aluminum | 2025-01-02 | 8 | 4 | yes | piece | 1
GCVC PD 050.2/21-50 | GCVC PD | 050.2/21-50 | 4245918 | finoox | GCVC 050.2D/2x1-2559-2-D/6/80/2.10/1200/AXS/1/015023 | 8458 | 1 | 2 | 2559 | Axial | 77648 | 78183 | 301.1 | 14923 | 1330 | VT03013U.1 | 1021 | 2025-08-01 | C | 50.01 | 81.66 | 2025-04-27 | VerticalCompact-BCD_2x1 | 1284 | 800 | 2161 |  |  | 218.6 | 35 | 35 | 500 | EC motor | 5060 | 2 | no | no | D | D | Aluminum | 2025-01-02 | 10 | 6 | yes | piece | 1
GCVC PD 045.2/13-35 | GCVC PD | 045.2/13-35 | 4249021 | finoox | GCVC 045.2C/1x3-2523-1-D/4/32/2.10/2700/AXS/1/015023 | 6322 | 3 | 1 | 2523 | Axial | 37688 | 37741 | 180.66 | 7879 | 675 | VT03007U.1 | 0.174 | 0.3 | A | 35.11 | 66.62 | 2025-06-14 | VerticalCompact-BCD_1x3 | 2784 | 535 | 953 |  |  | 165.2 | 22 | 22 | 450 | EC motor | 5060 | 1 | no | no | C | D | Aluminum | 2025-01-02 | 8 | 4 | yes | piece | 1
GCVC PD 080.2/22-37 | GCVC PD | 080.2/22-37 | 4248324 | finoox | GCVC 080.2D/2x2-2482-1-D/6/80/2.10/2400/AXS/1/015023 | 20318 | 2 | 2 | 2482 | Axial | 130.65 | 131346 | 602.19 | 24269 | 440 | VT03061U.1 | 0.713 | 0.75 | A | 37.24 | 69.05 | 52 | VerticalCompact-BCD_2x2 | 2484 | 800 | 2161 |  |  | 411.3 | 42 | 42 | 800 | EC motor | 5060 | 1 | no | no | D | D | Aluminum | 2025-01-02 | 8 | 6 | yes | piece | 1
GCVC PD 063.2/12-59 | GCVC PD | 063.2/12-59 | 4252093 | finoox | GCVC 063.2D/1x2-2549-2-D/3/40/2.10/2400/EXS/1/015023 | 9170 | 2 | 1 | 2549 | Axial | 72391 | 72168 | 150.55 | 28143 | 1210 | VT03143U.1 | 3246 | 1986-02-01 | E | 59.17 | 90.69 | 2025-05-13 | VerticalCompact-BCD_1x2 | 2484 | 611 | 1153 |  |  | 198.7 | 35 | 35 | 630 | EC motor | 5060 | 2 | no | no | D | D | Epoxy coated aluminum | 2025-01-02 | 6 | 3 | yes | piece | 1
GCVC PD 050.2/14-45 | GCVC PD | 050.2/14-45 | 4250073 | finoox | GCVC 050.2C/1x4-2520-1-D/6/32/2.10/3600/EXS/1/015023 | 10832 | 4 | 1 | 2520 | Axial | 103426 | 103927 | 361.32 | 20893 | 1070 | VT03011U.1 | 1217 | 2025-04-01 | C | 44.96 | 76.59 | 2025-03-31 | VerticalCompact-BCD_1x4 | 3684 | 586 | 953 |  |  | 260.7 | 35 | 35 | 500 | EC motor | 5060 | 1 | no | no | C | D | Epoxy coated aluminum | 2025-01-02 | 4 | 6 | yes | piece | 1
GCVC PD 050.2/23-42 | GCVC PD | 050.2/23-42 | 4245411 | finoox | GCVC 050.2C/2x3-2517-1-D/6/64/2.10/2700/EXS/1/015023 | 16466 | 3 | 2 | 2517 | Axial | 132211 | 132876 | 541.97 | 25522 | 880 | VT03011U.1 | 1052 | 0.84 | B | 42.4 | 74.14 | 46.3 | VerticalCompact-BCD_2x3 | 2784 | 800 | 1761 |  |  | 380.6 | 42 | 42 | 500 | EC motor | 5060 | 1 | no | no | C | D | Epoxy coated aluminum | 2025-01-02 | 6 | 6 | yes | piece | 1
GCVC PD 050.2/21-41 | GCVC PD | 050.2/21-41 | 4244951 | finoox | GCVC 050.2C/2x1-2519-1-D/6/64/2.10/900/EXS/1/015023 | 6352 | 1 | 2 | 2519 | Axial | 48569 | 48916 | 180.66 | 9800 | 1010 | VT03011U.1 | 0.512 | 2015-01-01 | C | 40.75 | 72.26 | 2025-03-16 | VerticalCompact-BCD_2x1 | 984 | 800 | 1761 |  |  | 145.3 | 28 | 28 | 500 | EC motor | 5060 | 1 | no | no | C | D | Epoxy coated aluminum | 2025-01-02 | 12 | 6 | yes | piece | 1
GCVC PD 050.2/12-53 | GCVC PD | 050.2/12-53 | 4249626 | finoox | GCVC 050.2C/1x2-2561-2-D/3/32/2.10/1800/AXS/1/015023 | 5332 | 2 | 1 | 2561 | Axial | 47146 | 47138 | 90.33 | 16488 | 1505 | VT03013U.1 | 1505 | 1938-01-01 | E | 52.72 | 84.12 | 8 | VerticalCompact-BCD_1x2 | 1884 | 607 | 953 |  |  | 117.7 | 28 | 28 | 500 | EC motor | 5060 | 2 | no | no | C | D | Aluminum | 2025-01-02 | 6 | 3 | yes | piece | 1
GCVC PD 045.2/21-43 | GCVC PD | 045.2/21-43 | 4244465 | finoox | GCVC 045.2C/2x1-2528-1-D/3/64/2.10/900/EXS/1/015023 | 4938 | 1 | 2 | 2528 | Axial | 30197 | 30313 | 90.33 | 8530 | 1050 | VT03007U.1 | 0.372 | 0.84 | C | 42.98 | 74.49 | 2025-03-08 | VerticalCompact-BCD_2x1 | 984 | 800 | 1761 |  |  | 114.3 | 22 | 22 | 450 | EC motor | 5060 | 1 | no | no | C | D | Epoxy coated aluminum | 2025-01-02 | 8 | 3 | yes | piece | 1
GCVC PD 045.2/11-42 | GCVC PD | 045.2/11-42 | 4248881 | finoox | GCVC 045.2C/1x1-2529-1-D/6/32/2.10/900/EXS/1/015023 | 3248 | 1 | 1 | 2529 | Axial | 21491 | 21687 | 90.33 | 4188 | 1125 | VT03007U.1 | 0.232 | 1 | C | 41.83 | 73.09 | 2025-07-07 | VerticalCompact-BCD_1x1 | 984 | 535 | 953 |  |  | 70.7 | 18 | 18 | 450 | EC motor | 5060 | 1 | no | no | C | D | Epoxy coated aluminum | 2025-01-02 | 12 | 6 | yes | piece | 1
GCVC PD 063.2/22-40 | GCVC PD | 063.2/22-40 | 4246811 | finoox | GCVC 063.2C/2x2-2554-2-D/4/64/2.10/1800/AXS/1/015023 | 13006 | 2 | 2 | 2554 | Axial | 96648 | 96701 | 240.88 | 26093 | 750 | VT03144U.1 | 1188 | 0.6 | C | 39.99 | 71.62 | 2025-07-21 | VerticalCompact-BCD_2x2 | 1884 | 800 | 1761 |  |  | 245.5 | 35 | 35 | 630 | EC motor | 5060 | 2 | no | no | C | D | Aluminum | 2025-01-02 | 8 | 4 | yes | piece | 1
GCVC PD 080.2/13-61 | GCVC PD | 080.2/13-61 | 4253199 | finoox | GCVC 080.2D/1x3-2659-L-D/4/40/2.10/3600/AXS/1/015023 | 9986 | 3 | 1 | 2659 | Axial | 149619 | 148758 | 301.1 | 48107 | 1070 | VT01384U | 5354 | 2025-03-03 | E | 60.53 | 92.21 | 2025-07-27 | VerticalCompact-BCD_1x3 | 3684 | 641 | 1153 |  |  | 312.9 | 54 | 54 | 800 | AC motor | 60 | L | no | no | D | D | Aluminum | 2025-01-02 | 4 | 4 | yes | piece | 1
GCVC PD 080.2/12-44 | GCVC PD | 080.2/12-44 | 4252724 | finoox | GCVC 080.2D/1x2-2449-2-D/3/40/2.10/2400/AXS/1/015023 | 8109 | 2 | 1 | 2449 | Axial | 79233 | 79476 | 150.55 | 27433 | 770 | VT03060U.1 | 1682 | 2025-05-01 | D | 44.36 | 75.89 | 2025-06-13 | VerticalCompact-BCD_1x2 | 2484 | 613 | 1153 |  |  | 172.6 | 35 | 35 | 800 | EC motor | 5060 | 2 | no | no | D | D | Aluminum | 2025-01-02 | 4 | 3 | yes | piece | 1
GCVC PD 050.2/14-35 | GCVC PD | 050.2/14-35 | 4249970 | finoox | GCVC 050.2C/1x4-2387-L-D/4/32/2.10/3600/EXS/1/015023 | 7000 | 4 | 1 | 2387 | Axial | 57309 | 57404 | 240.88 | 12272 | 500 | VT01435 | 0.708 | 0.37 | C | 34.89 | 66.51 | 2025-06-19 | VerticalCompact-BCD_1x4 | 3684 | 596 | 953 |  |  | 242.1 | 28 | 28 | 500 | AC motor | 60 | L | no | no | C | D | Epoxy coated aluminum | 2025-01-02 | 4 | 4 | yes | piece | 1
GCVC PD 045.2/14-54 | GCVC PD | 045.2/14-54 | 4249100 | finoox | GCVC 045.2C/1x4-2409-1-D/6/32/2.10/3600/AXS/1/015023 | 9396 | 4 | 1 | 2409 | Axial | 111577 | 112086 | 361.32 | 22579 | 1500 | VT03007U.1 | 2128 | 2025-02-02 | D | 53.83 | 85.45 | 31.4 | VerticalCompact-BCD_1x4 | 3684 | 535 | 953 |  |  | 255.1 | 42 | 42 | 450 | EC motor | 5060 | 1 | no | no | C | D | Aluminum | 2025-01-02 | 4 | 6 | yes | piece | 1
GCVC PD 080.2/23-43 | GCVC PD | 080.2/23-43 | 4248627 | finoox | GCVC 080.2D/2x3-2487-1-D/4/80/2.10/3600/AXS/1/015023 | 25500 | 3 | 2 | 2487 | Axial | 226.61 | 226941 | 602.19 | 58344 | 600 | VT03061U.1 | 2461 | 1985-01-01 | C | 42.5 | 74.46 | 54.8 | VerticalCompact-BCD_2x3 | 3684 | 800 | 2161 |  |  | 516.6 | 54 | 54 | 800 | EC motor | 5060 | 1 | no | no | D | D | Aluminum | 2025-01-02 | 4 | 4 | yes | piece | 1
GCVC PD 080.2/13-52 | GCVC PD | 080.2/13-52 | 4253127 | finoox | GCVC 080.2D/1x3-2540-2-D/3/40/2.10/3600/EXS/1/015023 | 13415 | 3 | 1 | 2540 | Axial | 115032 | 114.46 | 225.82 | 48351 | 900 | VT03059U.2 | 4188 | 1952-02-01 | E | 52.33 | 84.02 | 2025-01-20 | VerticalCompact-BCD_1x3 | 3684 | 650 | 1153 |  |  | 279 | 42 | 42 | 800 | EC motor | 5060 | 2 | no | no | D | D | Epoxy coated aluminum | 2025-01-02 | 4 | 3 | yes | piece | 1
GCVC PD 050.2/22-38 | GCVC PD | 050.2/22-38 | 4245161 | finoox | GCVC 050.2C/2x2-2515-1-D/3/64/2.10/1800/EXS/1/015023 | 8878 | 2 | 2 | 2515 | Axial | 58564 | 58479 | 180.66 | 16229 | 755 | VT03011U.1 | 0.433 | 0.58 | B | 37.69 | 69.32 | 2025-09-15 | VerticalCompact-BCD_2x2 | 1884 | 800 | 1761 |  |  | 207 | 28 | 28 | 500 | EC motor | 5060 | 1 | no | no | C | D | Epoxy coated aluminum | 2025-01-02 | 8 | 3 | yes | piece | 1
GCVC PD 045.2/24-44 | GCVC PD | 045.2/24-44 | 4244716 | finoox | GCVC 045.2C/2x4-2525-1-D/6/64/2.10/3600/AXS/1/015023 | 17346 | 4 | 2 | 2525 | Axial | 134425 | 135047 | 722.63 | 24176 | 825 | VT03007U.1 | 0.785 | 0.47 | B | 43.62 | 75.48 | 60.1 | VerticalCompact-BCD_2x4 | 3684 | 800 | 1761 |  |  | 481 | 42 | 42 | 450 | EC motor | 5060 | 1 | no | no | C | D | Aluminum | 2025-01-02 | 6 | 6 | yes | piece | 1
GCVC PD 063.2/12-34 | GCVC PD | 063.2/12-34 | 4251163 | finoox | GCVC 063.2C/1x2-2507-1-D/6/32/2.10/1800/EXS/1/015023 | 7181 | 2 | 1 | 2507 | Axial | 39563 | 39813 | 180.66 | 7415 | 580 | VT03145U.1 | 0.223 | 0.55 | B | 33.71 | 65.11 | 2025-08-14 | VerticalCompact-BCD_1x2 | 1884 | 615 | 953 |  |  | 135.7 | 22 | 22 | 630 | EC motor | 5060 | 1 | no | no | C | D | Epoxy coated aluminum | 2025-01-02 | 8 | 6 | yes | piece | 1
GCVC PD 063.2/21-22 | GCVC PD | 063.2/21-22 | 4247371 | finoox | GCVC 063.2D/2x1-2503-1-D/4/80/2.10/1200/AXS/1/015023 | 7948 | 1 | 2 | 2503 | Axial | 38145 | 38316 | 200.73 | 7624 | 425 | VT03145U.1 | 0.088 | 0.25 | A+ | 2025-03-22 | 53.69 | 2025-02-17 | VerticalCompact-BCD_2x1 | 1284 | 800 | 2161 |  |  | 177.5 | 22 | 22 | 630 | EC motor | 5060 | 1 | no | no | D | D | Aluminum | 2025-01-02 | 10 | 4 | yes | piece | 1
GCVC PD 045.2/11-46 | GCVC PD | 045.2/11-46 | 4248897 | finoox | GCVC 045.2C/1x1-2532-1-D/3/32/2.10/900/EXS/1/015023 | 2770 | 1 | 1 | 2532 | Axial | 17883 | 17959 | 45.16 | 5520 | 1350 | VT03007U.1 | 0.383 | 1965-01-01 | D | 45.7 | 76.96 | 2025-09-03 | VerticalCompact-BCD_1x1 | 984 | 535 | 953 |  |  | 57.5 | 16 | 16 | 450 | EC motor | 5060 | 1 | no | no | C | D | Epoxy coated aluminum | 2025-01-02 | 8 | 3 | yes | piece | 1
GCVC PD 063.2/12-59 | GCVC PD | 063.2/12-59 | 4252089 | finoox | GCVC 063.2D/1x2-2548-2-D/6/40/2.10/2400/EXS/1/015023 | 11224 | 2 | 1 | 2548 | Axial | 105895 | 106273 | 301.1 | 23566 | 1135 | VT03143U.1 | 1983-02-01 | 1937-02-01 | E | 58.77 | 90.3 | 2025-01-26 | VerticalCompact-BCD_1x2 | 2484 | 611 | 1153 |  |  | 243.6 | 42 | 42 | 630 | EC motor | 5060 | 2 | no | no | D | D | Epoxy coated aluminum | 2025-01-02 | 6 | 6 | yes | piece | 1
GCVC PD 063.2/11-24 | GCVC PD | 063.2/11-24 | 4250940 | finoox | GCVC 063.2C/1x1-2505-1-D/3/32/2.10/900/AXS/1/015023 | 3681 | 1 | 1 | 2505 | Axial | 14.56 | 14632 | 45.16 | 3909 | 500 | VT03145U.1 | 0.072 | 0.39 | A | 24.33 | 55.6 | 2025-09-03 | VerticalCompact-BCD_1x1 | 984 | 615 | 953 |  |  | 60.1 | 16 | 16 | 630 | EC motor | 5060 | 1 | no | no | C | D | Aluminum | 2025-01-02 | 8 | 3 | yes | piece | 1
GCVC PD 050.2/22-32 | GCVC PD | 050.2/22-32 | 4246093 | finoox | GCVC 050.2D/2x2-2512-1-D/3/80/2.10/2400/EXS/1/015023 | 10580 | 2 | 2 | 2512 | Axial | 58578 | 58537 | 301.1 | 13238 | 565 | VT03011U.1 | 0.196 | 0.28 | A+ | 31.99 | 63.8 | 2025-06-25 | VerticalCompact-BCD_2x2 | 2484 | 800 | 2161 |  |  | 289.1 | 28 | 28 | 500 | EC motor | 5060 | 1 | no | no | D | D | Epoxy coated aluminum | 2025-01-02 | 8 | 3 | yes | piece | 1
GCVC PD 050.2/21-51 | GCVC PD | 050.2/21-51 | 4245001 | finoox | GCVC 050.2C/2x1-2790-K-D/4/64/2.10/900/AXS/1/015023 | 4282 | 1 | 2 | 2790 | Axial | 58845 | 59305 | 120.44 | 17096 | 1640 | VT03150U | 2036 | 1964-01-01 | E | 50.91 | 82.41 | 2025-04-11 | VerticalCompact-BCD_2x1 | 984 | 800 | 1761 |  |  | 136.8 | 28 | 28 | 500 | AC motor | 60 | K | no | no | C | D | Aluminum | 2025-01-02 | 8 | 4 | yes | piece | 1
GCVC PD 080.3/22-54 | GCVC PD | 080.3/22-54 | 6107311 | finoox | GCVC 080.3D/2x2-3559-2-D/3/80/2.10/2400/AXS/1/015023 | 21943 | 2 | 2 | 3559 | Axial | 197849 | 197.48 | 301.1 | 84102 | 1045 | VT01445U.3 | 9181 | 1965-03-01 | E | 53.65 | 85.46 | 31.6 | VerticalCompact-BCD_2x2 | 2484 | 800 | 2161 |  |  | 409.9 | 54 | 54 | 800 | EC motor | 5060 | 2 | no | no | D | D | Aluminum | 2025-01-02 | 4 | 3 | yes | piece | 1
GCVC PD 050.3/22-52 | GCVC PD | 050.3/22-52 | 6086651 | finoox | GCVC 050.3D/2x2-3617-X-D/6/80/2.10/2400/AXS/1/015023 | 10930 | 2 | 2 | 3617 | Axial | 159318 | 159766 | 602.19 | 31649 | 1260 | VT01524 | 3725 | 2025-04-04 | D | 51.51 | 83.32 | 55.1 | VerticalCompact-BCD_2x2 | 2484 | 800 | 2161 |  |  | 412.4 | 54 | 54 | 500 | AC motor | 60 | X | no | no | D | D | Aluminum | 2025-01-02 | 8 | 6 | yes | piece | 1
GCVC PD 050.2/13-28 | GCVC PD | 050.2/13-28 | 4249677 | finoox | GCVC 050.2C/1x3-2337-S-D/6/32/2.10/2700/EXS/1/015023 | 6615 | 3 | 1 | 2337 | Axial | 43182 | 43427 | 270.99 | 7602 | 510 | VT01437 | 0.244 | 0.16 | B | 28.21 | 59.72 | 22 | VerticalCompact-BCD_1x3 | 2784 | 596 | 953 |  |  | 204.1 | 28 | 28 | 500 | AC motor | 50 | S | no | no | C | D | Epoxy coated aluminum | 2025-01-02 | 8 | 6 | yes | piece | 1
GCVC PD 063.2/21-28 | GCVC PD | 063.2/21-28 | 4247268 | finoox | GCVC 063.2D/2x1-2358-D-D/3/80/2.10/1200/AXS/1/015023 | 6326 | 1 | 2 | 2358 | Axial | 37.48 | 37522 | 150.55 | 8925 | 430 | VT01442 | 0.225 | 0.32 | B | 27.94 | 59.59 | 2025-02-13 | VerticalCompact-BCD_2x1 | 1284 | 800 | 2161 |  |  | 169.7 | 22 | 22 | 630 | AC motor | 50 | D | no | no | D | D | Aluminum | 2025-01-02 | 10 | 3 | yes | piece | 1
GCVC PD 063.2/23-40 | GCVC PD | 063.2/23-40 | 4247840 | finoox | GCVC 063.2D/2x3-2414-1-D/6/80/2.10/3600/AXS/1/015023 | 23855 | 3 | 2 | 2414 | Axial | 206579 | 207456 | 903.29 | 39674 | 770 | VT03145U.1 | 1323 | 2015-01-01 | B | 39.72 | 71.68 | 78.2 | VerticalCompact-BCD_2x3 | 3684 | 800 | 2161 |  |  | 569.1 | 54 | 54 | 630 | EC motor | 5060 | 1 | no | no | D | D | Aluminum | 2025-01-02 | 6 | 6 | yes | piece | 1
GCVC PD 050.2/22-35 | GCVC PD | 050.2/22-35 | 4245089 | finoox | GCVC 050.2C/2x2-2387-L-D/3/64/2.10/1800/EXS/1/015023 | 6633 | 2 | 2 | 2387 | Axial | 50.4 | 50361 | 180.66 | 12890 | 500 | VT01435 | 0.706 | 0.37 | D | 35.15 | 66.78 | 2025-09-15 | VerticalCompact-BCD_2x2 | 1884 | 800 | 1761 |  |  | 226.9 | 28 | 28 | 500 | AC motor | 60 | L | no | no | C | D | Epoxy coated aluminum | 2025-01-02 | 8 | 3 | yes | piece | 1
GCVC PD 050.2/12-32 | GCVC PD | 050.2/12-32 | 4249498 | finoox | GCVC 050.2C/1x2-2387-L-D/4/32/2.10/1800/EXS/1/015023 | 3759 | 2 | 1 | 2387 | Axial | 28583 | 28637 | 120.44 | 6136 | 500 | VT01435 | 0.354 | 0.37 | C | 32.11 | 63.5 | 10 | VerticalCompact-BCD_1x2 | 1884 | 596 | 953 |  |  | 126.5 | 22 | 22 | 500 | AC motor | 60 | L | no | no | C | D | Epoxy coated aluminum | 2025-01-02 | 8 | 4 | yes | piece | 1
GCVC PD 050.2/11-33 | GCVC PD | 050.2/11-33 | 4249236 | finoox | GCVC 050.2C/1x1-2355-X-D/6/32/2.10/900/AXS/1/015023 | 2551 | 1 | 1 | 2355 | Axial | 21.81 | 22011 | 90.33 | 4181 | 810 | VT03093U | 0.295 | 2025-03-01 | D | 33.28 | 64.55 | 2025-07-07 | VerticalCompact-BCD_1x1 | 984 | 569 | 953 |  |  | 75.5 | 18 | 18 | 500 | AC motor | 60 | X | no | no | C | D | Aluminum | 2025-01-02 | 12 | 6 | yes | piece | 1
GCVC PD 050.2/22-56 | GCVC PD | 050.2/22-56 | 4245133 | finoox | GCVC 050.2C/2x2-2420-2-D/6/64/2.10/1800/EXS/1/015023 | 13159 | 2 | 2 | 2420 | Axial | 140088 | 140448 | 361.32 | 33072 | 1600 | VT03013U.1 | 3892 | 1965-01-01 | E | 56.29 | 87.92 | 32.4 | VerticalCompact-BCD_2x2 | 1884 | 800 | 1761 |  |  | 281.4 | 42 | 42 | 500 | EC motor | 5060 | 2 | no | no | C | D | Epoxy coated aluminum | 2025-01-02 | 8 | 6 | yes | piece | 1
GCVC PD 050.2/14-45 | GCVC PD | 050.2/14-45 | 4250070 | finoox | GCVC 050.2C/1x4-2520-1-D/6/32/2.10/3600/AXS/1/015023 | 10197 | 4 | 1 | 2520 | Axial | 105317 | 105897 | 361.32 | 20893 | 1070 | VT03011U.1 | 1217 | 2025-04-01 | C | 44.96 | 76.59 | 31.4 | VerticalCompact-BCD_1x4 | 3684 | 586 | 953 |  |  | 260.8 | 42 | 42 | 500 | EC motor | 5060 | 1 | no | no | C | D | Aluminum | 2025-01-02 | 4 | 6 | yes | piece | 1
GCVC PD 050.2/24-46 | GCVC PD | 050.2/24-46 | 4245659 | finoox | GCVC 050.2C/2x4-2519-1-D/6/64/2.10/3600/EXS/1/015023 | 21469 | 4 | 2 | 2519 | Axial | 197095 | 198053 | 722.63 | 39198 | 1010 | VT03011U.1 | 2047 | 2015-01-01 | C | 46.42 | 78.28 | 62.7 | VerticalCompact-BCD_2x4 | 3684 | 800 | 1761 |  |  | 499.9 | 54 | 54 | 500 | EC motor | 5060 | 1 | no | no | C | D | Epoxy coated aluminum | 2025-01-02 | 4 | 6 | yes | piece | 1
GCVC PD 050.2/11-50 | GCVC PD | 050.2/11-50 | 4250338 | finoox | GCVC 050.2D/1x1-2561-2-D/6/40/2.10/1200/AXS/1/015023 | 4183 | 1 | 1 | 2561 | Axial | 42868 | 43263 | 150.55 | 8483 | 1505 | VT03013U.1 | 0.737 | 1938-01-01 | D | 50.04 | 81.4 | 2025-01-13 | VerticalCompact-BCD_1x1 | 1284 | 607 | 1153 |  |  | 109.4 | 28 | 28 | 500 | EC motor | 5060 | 2 | no | no | D | D | Aluminum | 2025-01-02 | 10 | 6 | yes | piece | 1
GCVC PD 080.2/11-20 | GCVC PD | 080.2/11-20 | 4252514 | finoox | GCVC 080.2D/1x1-2493-1-D/3/40/2.10/1200/EXS/1/015023 | 4394 | 1 | 1 | 2493 | Axial | 20609 | 20619 | 75.27 | 5224 | 320 | VT03062U.1 | 0.068 | 0.35 | A+ | 19.88 | 51.24 | 2025-04-06 | VerticalCompact-BCD_1x1 | 1284 | 608 | 1153 |  |  | 88.2 | 18 | 18 | 800 | EC motor | 5060 | 1 | no | no | D | D | Epoxy coated aluminum | 2025-01-02 | 10 | 3 | yes | piece | 1
GCVC PD 050.2/12-41 | GCVC PD | 050.2/12-41 | 4244233 | finoox | GCVC 050.2B/1x2-2518-1-D/4/24/2.10/1440/AXS/1/015023 | 3941 | 2 | 1 | 2518 | Axial | 30174 | 30257 | 72.26 | 7976 | 945 | VT03011U.1 | 0.442 | 1 | D | 40.52 | 71.8 | 2025-01-06 | VerticalCompact-BCD_1x2 | 1524 | 586 | 753 |  |  | 85 | 22 | 22 | 500 | EC motor | 5060 | 1 | no | no | B | D | Aluminum | 2025-01-02 | 8 | 4 | yes | piece | 1
GCVC PD 045.2/24-49 | GCVC PD | 045.2/24-49 | 4244737 | finoox | GCVC 045.2C/2x4-2528-1-D/6/64/2.10/3600/EXS/1/015023 | 18820 | 4 | 2 | 2528 | Axial | 160.57 | 161404 | 722.63 | 31164 | 1050 | VT03007U.1 | 1528 | 0.84 | C | 48.78 | 80.64 | 62.7 | VerticalCompact-BCD_2x4 | 3684 | 800 | 1761 |  |  | 486.1 | 54 | 54 | 450 | EC motor | 5060 | 1 | no | no | C | D | Epoxy coated aluminum | 2025-01-02 | 6 | 6 | yes | piece | 1
GCVC PD 080.3/12-45 | GCVC PD | 080.3/12-45 | 6196132 | finoox | GCVC 080.3D/1x2-3563-2-D/4/40/2.10/2400/EXS/1/015023 | 10604 | 2 | 1 | 3563 | Axial | 79533 | 79532 | 200.73 | 22639 | 670 | VT01445U.3 | 1305 | 2015-01-01 | D | 44.57 | 76.1 | 2025-05-17 | VerticalCompact-BCD_1x2 | 2484 | 620 | 1153 |  |  | 222.2 | 35 | 35 | 800 | EC motor | 5060 | 2 | no | no | D | D | Epoxy coated aluminum | 2025-01-02 | 6 | 4 | yes | piece | 1
GCVC PD 050.3/23-52 | GCVC PD | 050.3/23-52 | 6149187 | finoox | GCVC 050.3D/2x3-3616-W-D/4/80/2.10/3600/EXS/1/015023 | 14261 | 3 | 2 | 3616 | Axial | 191.23 | 191402 | 602.19 | 46237 | 1240 | VT01524 | 3882 | 2025-02-03 | D | 51.5 | 83.46 | 54.8 | VerticalCompact-BCD_2x3 | 3684 | 800 | 2161 |  |  | 509.3 | 54 | 54 | 500 | AC motor | 50 | W | no | no | D | D | Epoxy coated aluminum | 2025-01-02 | 4 | 4 | yes | piece | 1
GCVC PD 045.2/21-48 | GCVC PD | 045.2/21-48 | 4244414 | finoox | GCVC 045.2C/2x1-0426-W-D/3/64/2.10/900/AXS/1/015023 | 3482 | 1 | 2 | 426 | Axial | 36822 | 37027 | 90.33 | 11024 | 1360 | VT0326U | 0.818 | 2025-02-02 | D | 47.58 | 79.08 | 2025-03-08 | VerticalCompact-BCD_2x1 | 984 | 800 | 1761 |  |  | 121.7 | 22 | 22 | 450 | AC motor | 50 | W | no | no | C | D | Aluminum | 2025-01-02 | 8 | 3 | yes | piece | 1
GCVC PD 063.2/11-26 | GCVC PD | 063.2/11-26 | 4250844 | finoox | GCVC 063.2C/1x1-2358-D-D/3/32/2.10/900/AXS/1/015023 | 3079 | 1 | 1 | 2358 | Axial | 14069 | 14107 | 45.16 | 3708 | 430 | VT01442 | 0.119 | 0.32 | B | 25.82 | 57.09 | 2025-09-03 | VerticalCompact-BCD_1x1 | 984 | 598 | 953 |  |  | 63.5 | 16 | 16 | 630 | AC motor | 50 | D | no | no | C | D | Aluminum | 2025-01-02 | 12 | 3 | yes | piece | 1
GCVC PD 045.2/23-46 | GCVC PD | 045.2/23-46 | 4244636 | finoox | GCVC 045.2C/2x3-2527-1-D/3/64/2.10/2700/AXS/1/015023 | 11011 | 3 | 2 | 2527 | Axial | 87.06 | 87129 | 270.99 | 23715 | 975 | VT03007U.1 | 0.908 | 0.68 | C | 45.9 | 77.64 | 2025-09-23 | VerticalCompact-BCD_2x3 | 2784 | 800 | 1761 |  |  | 289.2 | 35 | 35 | 450 | EC motor | 5060 | 1 | no | no | C | D | Aluminum | 2025-01-02 | 6 | 3 | yes | piece | 1
GCVC PD 080.2/13-40 | GCVC PD | 080.2/13-40 | 4253035 | finoox | GCVC 080.2D/1x3-2487-1-D/4/40/2.10/3600/AXS/1/015023 | 11339 | 3 | 1 | 2487 | Axial | 113305 | 113471 | 301.1 | 29172 | 600 | VT03061U.1 | 1231 | 1985-01-01 | C | 39.77 | 71.45 | 26 | VerticalCompact-BCD_1x3 | 3684 | 608 | 1153 |  |  | 267.4 | 42 | 42 | 800 | EC motor | 5060 | 1 | no | no | D | D | Aluminum | 2025-01-02 | 4 | 4 | yes | piece | 1
GCVC PD 063.2/24-69 | GCVC PD | 063.2/24-69 | 4247208 | finoox | GCVC 063.2C/2x4-2551-2-D/3/64/2.10/3600/AXS/1/015023 | 30097 | 4 | 2 | 2551 | Axial | 257948 | 253909 | 361.32 | 107301 | 1360 | VT03143U.1 | 19822 | 4 | E | 68.97 | 100.83 | 37.3 | VerticalCompact-BCD_2x4 | 3684 | 800 | 1761 |  |  | 583.7 | 64 | 64 | 630 | EC motor | 5060 | 2 | no | no | C | D | Aluminum | 2025-01-02 | 2 | 3 | yes | piece | 1
GCVC PD 063.2/21-41 | GCVC PD | 063.2/21-41 | 4246623 | finoox | GCVC 063.2C/2x1-2557-2-D/4/64/2.10/900/AXS/1/015023 | 7600 | 1 | 2 | 2557 | Axial | 56105 | 56532 | 120.44 | 15856 | 900 | VT03144U.1 | 1004 | 0.85 | D | 41 | 72.5 | 2025-04-11 | VerticalCompact-BCD_2x1 | 984 | 800 | 1761 |  |  | 137.8 | 28 | 28 | 630 | EC motor | 5060 | 2 | no | no | C | D | Aluminum | 2025-01-02 | 8 | 4 | yes | piece | 1
GCVC PD 063.2/22-66 | GCVC PD | 063.2/22-66 | 4247703 | finoox | GCVC 063.2D/2x2-2552-2-D/3/80/2.10/2400/EXS/1/015023 | 18613 | 2 | 2 | 2552 | Axial | 169443 | 169891 | 301.1 | 67244 | 1435 | VT03143U.1 | 10804 | 2025-03-04 | E | 65.59 | 97.4 | 31.6 | VerticalCompact-BCD_2x2 | 2484 | 800 | 2161 |  |  | 391.8 | 54 | 54 | 630 | EC motor | 5060 | 2 | no | no | D | D | Epoxy coated aluminum | 2025-01-02 | 4 | 3 | yes | piece | 1
GCVC PD 050.2/11-32 | GCVC PD | 050.2/11-32 | 4249334 | finoox | GCVC 050.2C/1x1-2515-1-D/4/32/2.10/900/EXS/1/015023 | 2826 | 1 | 1 | 2515 | Axial | 16767 | 16868 | 60.22 | 3913 | 755 | VT03011U.1 | 0.111 | 0.58 | B | 31.84 | 63.11 | 2025-01-05 | VerticalCompact-BCD_1x1 | 984 | 586 | 953 |  |  | 63.6 | 16 | 16 | 500 | EC motor | 5060 | 1 | no | no | C | D | Epoxy coated aluminum | 2025-01-02 | 8 | 4 | yes | piece | 1
GCVC PD 080.2/11-32 | GCVC PD | 080.2/11-32 | 4252472 | finoox | GCVC 080.2D/1x1-2484-1-D/4/40/2.10/1200/EXS/1/015023 | 4877 | 1 | 1 | 2484 | Axial | 32967 | 33048 | 100.37 | 8077 | 505 | VT03061U.1 | 0.251 | 2015-01-01 | B | 31.78 | 63.14 | 2025-06-08 | VerticalCompact-BCD_1x1 | 1284 | 608 | 1153 |  |  | 96.7 | 22 | 22 | 800 | EC motor | 5060 | 1 | no | no | D | D | Epoxy coated aluminum | 2025-01-02 | 10 | 4 | yes | piece | 1
GCVC PD 063.2/22-27 | GCVC PD | 063.2/22-27 | 4247623 | finoox | GCVC 063.2D/2x2-2504-1-D/4/80/2.10/2400/AXS/1/015023 | 14027 | 2 | 2 | 2504 | Axial | 81883 | 81973 | 401.46 | 16702 | 460 | VT03145U.1 | 0.216 | 0.3 | A+ | 26.77 | 58.58 | 34.8 | VerticalCompact-BCD_2x2 | 2484 | 800 | 2161 |  |  | 323.3 | 35 | 35 | 630 | EC motor | 5060 | 1 | no | no | D | D | Aluminum | 2025-01-02 | 8 | 4 | yes | piece | 1
GCVC PD 063.2/23-27 | GCVC PD | 063.2/23-27 | 4247867 | finoox | GCVC 063.2D/2x3-2503-1-D/6/80/2.10/3600/EXS/1/015023 | 25449 | 3 | 2 | 2503 | Axial | 123214 | 124118 | 903.29 | 21049 | 425 | VT03145U.1 | 0.277 | 0.25 | A+ | 2025-06-27 | 59.02 | 75.1 | VerticalCompact-BCD_2x3 | 3684 | 800 | 2161 |  |  | 562.9 | 42 | 42 | 630 | EC motor | 5060 | 1 | no | no | D | D | Epoxy coated aluminum | 2025-01-02 | 6 | 6 | yes | piece | 1
GCVC PD 063.2/13-60 | GCVC PD | 063.2/13-60 | 4252331 | finoox | GCVC 063.2D/1x3-2548-2-D/4/40/2.10/3600/AXS/1/015023 | 13330 | 3 | 1 | 2548 | Axial | 132.63 | 132176 | 301.1 | 38129 | 1135 | VT03143U.1 | 4102 | 1937-02-01 | E | 59.66 | 91.34 | 26 | VerticalCompact-BCD_1x3 | 3684 | 611 | 1153 |  |  | 315.3 | 42 | 42 | 630 | EC motor | 5060 | 2 | no | no | D | D | Aluminum | 2025-01-02 | 4 | 4 | yes | piece | 1
GCVC PD 045.2/23-47 | GCVC PD | 045.2/23-47 | 4244643 | finoox | GCVC 045.2C/2x3-2528-1-D/4/64/2.10/2700/AXS/1/015023 | 11823 | 3 | 2 | 2528 | Axial | 107398 | 107333 | 361.32 | 24913 | 1050 | VT03007U.1 | 2013-01-01 | 0.84 | C | 47.46 | 79.21 | 32.1 | VerticalCompact-BCD_2x3 | 2784 | 800 | 1761 |  |  | 317.4 | 42 | 42 | 450 | EC motor | 5060 | 1 | no | no | C | D | Aluminum | 2025-01-02 | 6 | 4 | yes | piece | 1
GCVC PD 045.2/14-46 | GCVC PD | 045.2/14-46 | 4249143 | finoox | GCVC 045.2C/1x4-2528-1-D/3/32/2.10/3600/EXS/1/015023 | 8028 | 4 | 1 | 2528 | Axial | 60543 | 60478 | 180.66 | 17061 | 1050 | VT03007U.1 | 0.745 | 0.84 | C | 45.88 | 77.5 | 2025-09-14 | VerticalCompact-BCD_1x4 | 3684 | 535 | 953 |  |  | 199.1 | 28 | 28 | 450 | EC motor | 5060 | 1 | no | no | C | D | Epoxy coated aluminum | 2025-01-02 | 4 | 3 | yes | piece | 1
GCVC PD 063.2/11-35 | GCVC PD | 063.2/11-35 | 4251876 | finoox | GCVC 063.2D/1x1-2554-2-D/6/40/2.10/1200/AXS/1/015023 | 5240 | 1 | 1 | 2554 | Axial | 38165 | 38415 | 150.55 | 7302 | 750 | VT03144U.1 | 0.276 | 0.6 | B | 34.54 | 65.91 | 2025-07-12 | VerticalCompact-BCD_1x1 | 1284 | 623 | 1153 |  |  | 109.2 | 22 | 22 | 630 | EC motor | 5060 | 2 | no | no | D | D | Aluminum | 2025-01-02 | 10 | 6 | yes | piece | 1
GCVC PD 050.3/13-48 | GCVC PD | 050.3/13-48 | 6170996 | finoox | GCVC 050.3C/1x3-3616-W-D/6/32/2.10/2700/EXS/1/015023 | 6666 | 3 | 1 | 3616 | Axial | 87869 | 88104 | 270.99 | 19121 | 1240 | VT01524 | 2068 | 2025-02-03 | D | 47.69 | 79.2 | 2025-06-22 | VerticalCompact-BCD_1x3 | 2784 | 596 | 953 |  |  | 215.2 | 35 | 35 | 500 | AC motor | 50 | W | no | no | C | D | Epoxy coated aluminum | 2025-01-02 | 6 | 6 | yes | piece | 1
GCVC PD 045.2/12-51 | GCVC PD | 045.2/12-51 | 4248910 | finoox | GCVC 045.2C/1x2-0423-X-D/4/32/2.10/1800/EXS/1/015023 | 3652 | 2 | 1 | 423 | Axial | 45421 | 45434 | 120.44 | 12269 | 1460 | VT0326U | 1206 | 3 | E | 51.26 | 82.64 | 2025-04-10 | VerticalCompact-BCD_1x2 | 1884 | 521 | 953 |  |  | 121.1 | 28 | 28 | 450 | AC motor | 60 | X | no | no | C | D | Epoxy coated aluminum | 2025-01-02 | 8 | 4 | yes | piece | 1
GCVC PD 080.2/13-56 | GCVC PD | 080.2/13-56 | 4252954 | finoox | GCVC 080.2D/1x3-1656-2-D/4/40/2.10/3600/EXS/1/015023 | 14497 | 3 | 1 | 1656 | Axial | 151729 | 150763 | 301.1 | 53607 | 1000 | VT03059U.2 | 6468 | 2025-02-03 | E | 56.25 | 87.94 | 2025-07-27 | VerticalCompact-BCD_1x3 | 3684 | 650 | 1153 |  |  | 303.9 | 54 | 54 | 800 | EC motor | 5060 | 2 | no | no | D | D | Epoxy coated aluminum | 2025-01-02 | 4 | 4 | yes | piece | 1
GCVC PD 050.2/14-48 | GCVC PD | 050.2/14-48 | 4250004 | finoox | GCVC 050.2C/1x4-2411-1-D/6/32/2.10/3600/AXS/1/015023 | 10197 | 4 | 1 | 2411 | Axial | 119307 | 119843 | 361.32 | 24812 | 1260 | VT03011U.1 | 1949 | 2025-02-02 | D | 48.49 | 80.11 | 31.4 | VerticalCompact-BCD_1x4 | 3684 | 586 | 953 |  |  | 260.8 | 42 | 42 | 500 | EC motor | 5060 | 1 | no | no | C | D | Aluminum | 2025-01-02 | 4 | 6 | yes | piece | 1
GCVC PD 050.2/11-33 | GCVC PD | 050.2/11-33 | 4244035 | finoox | GCVC 050.2B/1x1-2355-X-D/4/24/2.10/720/AXS/1/015023 | 1851 | 1 | 1 | 2355 | Axial | 13276 | 13336 | 36.13 | 3460 | 810 | VT03093U | 0.298 | 2025-03-01 | D | 33 | 64.18 | 2025-02-03 | VerticalCompact-BCD_1x1 | 804 | 569 | 753 |  |  | 50.4 | 16 | 16 | 500 | AC motor | 60 | X | no | no | B | D | Aluminum | 2025-01-02 | 8 | 4 | yes | piece | 1
GCVC PD 050.2/13-51 | GCVC PD | 050.2/13-51 | 4250630 | finoox | GCVC 050.2D/1x3-2347-D-D/3/40/2.10/3600/AXS/1/015023 | 6111 | 3 | 1 | 2347 | Axial | 86419 | 86387 | 225.82 | 25604 | 1390 | VT03150U | 1914 | 1941-01-01 | D | 51 | 82.68 | 2025-03-19 | VerticalCompact-BCD_1x3 | 3684 | 569 | 1153 |  |  | 236.7 | 35 | 35 | 500 | AC motor | 50 | D | no | no | D | D | Aluminum | 2025-01-02 | 4 | 3 | yes | piece | 1
GCVC PD 063.2/23-33 | GCVC PD | 063.2/23-33 | 4246950 | finoox | GCVC 063.2C/2x3-2506-1-D/3/64/2.10/2700/AXS/1/015023 | 15689 | 3 | 2 | 2506 | Axial | 90.55 | 90627 | 270.99 | 25395 | 540 | VT03145U.1 | 0.519 | 0.45 | A | 33.17 | 64.91 | 2025-09-23 | VerticalCompact-BCD_2x3 | 2784 | 800 | 1761 |  |  | 304.5 | 35 | 35 | 630 | EC motor | 5060 | 1 | no | no | C | D | Aluminum | 2025-01-02 | 6 | 3 | yes | piece | 1
GCVC PD 063.2/23-37 | GCVC PD | 063.2/23-37 | 4246955 | finoox | GCVC 063.2C/2x3-2506-1-D/6/64/2.10/2700/EXS/1/015023 | 20044 | 3 | 2 | 2506 | Axial | 110.02 | 110384 | 541.97 | 20621 | 540 | VT03145U.1 | 0.556 | 0.45 | A | 36.76 | 68.51 | 46.2 | VerticalCompact-BCD_2x3 | 2784 | 800 | 1761 |  |  | 385.9 | 42 | 42 | 630 | EC motor | 5060 | 1 | no | no | C | D | Epoxy coated aluminum | 2025-01-02 | 8 | 6 | yes | piece | 1
GCVC PD 063.2/11-34 | GCVC PD | 063.2/11-34 | 4251872 | finoox | GCVC 063.2D/1x1-2553-2-D/4/40/2.10/1200/EXS/1/015023 | 4779 | 1 | 1 | 2553 | Axial | 30608 | 30.67 | 100.37 | 7240 | 700 | VT03144U.1 | 0.215 | 0.52 | B | 33.98 | 65.35 | 2025-06-08 | VerticalCompact-BCD_1x1 | 1284 | 623 | 1153 |  |  | 94.7 | 22 | 22 | 630 | EC motor | 5060 | 2 | no | no | D | D | Epoxy coated aluminum | 2025-01-02 | 10 | 4 | yes | piece | 1
GCVC PD 045.2/24-44 | GCVC PD | 045.2/24-44 | 4244719 | finoox | GCVC 045.2C/2x4-2525-1-D/6/64/2.10/3600/EXS/1/015023 | 18687 | 4 | 2 | 2525 | Axial | 132952 | 133514 | 722.63 | 24176 | 825 | VT03007U.1 | 0.785 | 0.47 | B | 43.62 | 75.48 | 60.1 | VerticalCompact-BCD_2x4 | 3684 | 800 | 1761 |  |  | 481 | 42 | 42 | 450 | EC motor | 5060 | 1 | no | no | C | D | Epoxy coated aluminum | 2025-01-02 | 6 | 6 | yes | piece | 1
GCVC PD 080.2/13-52 | GCVC PD | 080.2/13-52 | 4253122 | finoox | GCVC 080.2D/1x3-2539-2-D/4/40/2.10/3600/EXS/1/015023 | 14391 | 3 | 1 | 2539 | Axial | 135993 | 135425 | 301.1 | 42486 | 850 | VT03059U.2 | 3594 | 2019-02-01 | D | 51.78 | 83.47 | 26 | VerticalCompact-BCD_1x3 | 3684 | 650 | 1153 |  |  | 300.7 | 42 | 42 | 800 | EC motor | 5060 | 2 | no | no | D | D | Epoxy coated aluminum | 2025-01-02 | 4 | 4 | yes | piece | 1
GCVC PD 080.2/11-19 | GCVC PD | 080.2/11-19 | 4252509 | finoox | GCVC 080.2D/1x1-2492-1-D/4/40/2.10/1200/AXS/1/015023 | 4404 | 1 | 1 | 2492 | Axial | 21679 | 21792 | 100.37 | 4470 | 295 | VT03062U.1 | 0.058 | 0.3 | A+ | 18.94 | 50.3 | 2025-04-08 | VerticalCompact-BCD_1x1 | 1284 | 608 | 1153 |  |  | 95.4 | 18 | 18 | 800 | EC motor | 5060 | 1 | no | no | D | D | Aluminum | 2025-01-02 | 10 | 4 | yes | piece | 1
GCVC PD 063.2/23-44 | GCVC PD | 063.2/23-44 | 4247032 | finoox | GCVC 063.2C/2x3-2556-2-D/4/64/2.10/2700/EXS/1/015023 | 19654 | 3 | 2 | 2556 | Axial | 158275 | 158673 | 361.32 | 44749 | 850 | VT03144U.1 | 2553 | 0.77 | D | 44.3 | 76.05 | 34.7 | VerticalCompact-BCD_2x3 | 2784 | 800 | 1761 |  |  | 363.1 | 54 | 54 | 630 | EC motor | 5060 | 2 | no | no | C | D | Epoxy coated aluminum | 2025-01-02 | 4 | 4 | yes | piece | 1
GCVC PD 050.2/12-53 | GCVC PD | 050.2/12-53 | 4250580 | finoox | GCVC 050.2D/1x2-2561-2-D/4/40/2.10/2400/EXS/1/015023 | 6854 | 2 | 1 | 2561 | Axial | 68558 | 68557 | 200.73 | 17494 | 1505 | VT03013U.1 | 1436 | 1938-01-01 | D | 53.34 | 84.87 | 2025-05-17 | VerticalCompact-BCD_1x2 | 2484 | 607 | 1153 |  |  | 176.2 | 35 | 35 | 500 | EC motor | 5060 | 2 | no | no | D | D | Epoxy coated aluminum | 2025-01-02 | 6 | 4 | yes | piece | 1
GCVC PD 050.2/21-28 | GCVC PD | 050.2/21-28 | 4244905 | finoox | GCVC 050.2C/2x1-2512-1-D/4/64/2.10/900/AXS/1/015023 | 5259 | 1 | 2 | 2512 | Axial | 27343 | 27509 | 120.44 | 5791 | 565 | VT03011U.1 | 0.106 | 0.28 | A+ | 28.31 | 59.82 | 2025-07-10 | VerticalCompact-BCD_2x1 | 984 | 800 | 1761 |  |  | 126.4 | 22 | 22 | 500 | EC motor | 5060 | 1 | no | no | C | D | Aluminum | 2025-01-02 | 12 | 4 | yes | piece | 1
GCVC PD 045.2/14-46 | GCVC PD | 045.2/14-46 | 4249142 | finoox | GCVC 045.2C/1x4-2528-1-D/6/32/2.10/3600/AXS/1/015023 | 9237 | 4 | 1 | 2528 | Axial | 81.45 | 81885 | 361.32 | 15582 | 1050 | VT03007U.1 | 0.764 | 0.84 | C | 46.01 | 77.63 | 2025-05-29 | VerticalCompact-BCD_1x4 | 3684 | 535 | 953 |  |  | 251.6 | 35 | 35 | 450 | EC motor | 5060 | 1 | no | no | C | D | Aluminum | 2025-01-02 | 6 | 6 | yes | piece | 1
GCVC PD 063.2/12-39 | GCVC PD | 063.2/12-39 | 4252120 | finoox | GCVC 063.2D/1x2-2554-2-D/3/40/2.10/2400/AXS/1/015023 | 7237 | 2 | 1 | 2554 | Axial | 55423 | 55389 | 150.55 | 15998 | 750 | VT03144U.1 | 0.508 | 0.6 | C | 39 | 70.53 | 2025-09-12 | VerticalCompact-BCD_1x2 | 2484 | 623 | 1153 |  |  | 162.1 | 28 | 28 | 630 | EC motor | 5060 | 2 | no | no | D | D | Aluminum | 2025-01-02 | 6 | 3 | yes | piece | 1
GCVC PD 080.3/23-50 | GCVC PD | 080.3/23-50 | 6149473 | finoox | GCVC 080.3D/2x3-3488-I-D/3/80/2.10/3600/AXS/1/015023 | 20613 | 3 | 2 | 3488 | Axial | 221359 | 220449 | 451.65 | 81979 | 720 | VT01371 | 7073 | 1935-02-01 | E | 50.06 | 82.02 | 43.1 | VerticalCompact-BCD_2x3 | 3684 | 800 | 2161 |  |  | 600 | 54 | 54 | 800 | AC motor | 60 | I | no | no | D | D | Aluminum | 2025-01-02 | 4 | 3 | yes | piece | 1
GCVC PD 050.3/11-44 | GCVC PD | 050.3/11-44 | 6119355 | finoox | GCVC 050.3C/1x1-3617-X-D/6/32/2.10/900/EXS/1/015023 | 2748 | 1 | 1 | 3617 | Axial | 30442 | 30707 | 90.33 | 6683 | 1260 | VT01524 | 0.97 | 2025-04-04 | E | 44.16 | 75.43 | 2025-08-07 | VerticalCompact-BCD_1x1 | 984 | 596 | 953 |  |  | 78.8 | 22 | 22 | 500 | AC motor | 60 | X | no | no | C | D | Epoxy coated aluminum | 2025-01-02 | 8 | 6 | yes | piece | 1
GCVC PD 050.3/21-47 | GCVC PD | 050.3/21-47 | 6121899 | finoox | GCVC 050.3D/2x1-3616-W-D/3/80/2.10/1200/AXS/1/015023 | 4756 | 1 | 2 | 3616 | Axial | 55491 | 55519 | 150.55 | 15667 | 1240 | VT01524 | 1281 | 2025-02-03 | D | 47.12 | 78.77 | 14 | VerticalCompact-BCD_2x1 | 1284 | 800 | 2161 |  |  | 174.2 | 28 | 28 | 500 | AC motor | 50 | W | no | no | D | D | Aluminum | 2025-01-02 | 10 | 3 | yes | piece | 1
GCVC PD 080.3/13-40 | GCVC PD | 080.3/13-40 | 6145276 | finoox | GCVC 080.3D/1x3-1334-S-D/3/40/2.10/3600/EXS/1/015023 | 9733 | 3 | 1 | 1334 | Axial | 89736 | 89646 | 225.82 | 28750 | 510 | VT01371 | 1588 | 1 | D | 40.04 | 71.72 | 2025-03-19 | VerticalCompact-BCD_1x3 | 3684 | 605 | 1153 |  |  | 307.9 | 35 | 35 | 800 | AC motor | 50 | S | no | no | D | D | Epoxy coated aluminum | 2025-01-02 | 4 | 3 | yes | piece | 1
GCVC PD 050.2/22-35 | GCVC PD | 050.2/22-35 | 4245087 | finoox | GCVC 050.2C/2x2-2387-L-D/4/64/2.10/1800/AXS/1/015023 | 6798 | 2 | 2 | 2387 | Axial | 58086 | 58179 | 240.88 | 12272 | 500 | VT01435 | 0.708 | 0.37 | C | 34.88 | 66.51 | 2025-06-20 | VerticalCompact-BCD_2x2 | 1884 | 800 | 1761 |  |  | 244.3 | 28 | 28 | 500 | AC motor | 60 | L | no | no | C | D | Aluminum | 2025-01-02 | 8 | 4 | yes | piece | 1
GCVC PD 050.2/12-26 | GCVC PD | 050.2/12-26 | 4250469 | finoox | GCVC 050.2D/1x2-2391-L-D/4/40/2.10/2400/AXS/1/015023 | 4424 | 2 | 1 | 2391 | Axial | 33973 | 34061 | 200.73 | 6582 | 520 | VT01437 | 0.202 | 0.18 | B | 2025-06-25 | 57.12 | 2025-03-16 | VerticalCompact-BCD_1x2 | 2484 | 596 | 1153 |  |  | 170.4 | 22 | 22 | 500 | AC motor | 60 | L | no | no | D | D | Aluminum | 2025-01-02 | 8 | 4 | yes | piece | 1
GCVC PD 063.2/11-15 | GCVC PD | 063.2/11-15 | 4251726 | finoox | GCVC 063.2D/1x1-2399-J-D/6/40/2.10/1200/AXS/1/015023 | 4332 | 1 | 1 | 2399 | Axial | 17513 | 17678 | 150.55 | 2936 | 290 | VT01442 | 0.071 | 0.14 | A | 2025-03-15 | 46.66 | 2025-04-12 | VerticalCompact-BCD_1x1 | 1284 | 598 | 1153 |  |  | 107.6 | 16 | 16 | 630 | AC motor | 60 | J | no | no | D | D | Aluminum | 2025-01-02 | 10 | 6 | yes | piece | 1
GCVC PD 063.2/23-22 | GCVC PD | 063.2/23-22 | 4246889 | finoox | GCVC 063.2C/2x3-2399-J-D/4/64/2.10/2700/EXS/1/015023 | 13724 | 3 | 2 | 2399 | Axial | 70863 | 70784 | 361.32 | 14714 | 290 | VT01442 | 0.434 | 0.14 | B | 22.28 | 54.03 | 2025-09-30 | VerticalCompact-BCD_2x3 | 2784 | 800 | 1761 |  |  | 351 | 35 | 35 | 630 | AC motor | 60 | J | no | no | C | D | Epoxy coated aluminum | 2025-01-02 | 8 | 4 | yes | piece | 1
GCVC PD 063.2/21-30 | GCVC PD | 063.2/21-30 | 4246479 | finoox | GCVC 063.2C/2x1-2400-K-D/4/64/2.10/900/AXS/1/015023 | 5639 | 1 | 2 | 2400 | Axial | 35135 | 35327 | 120.44 | 8074 | 490 | VT01442 | 0.329 | 0.34 | C | 30.24 | 61.75 | 2025-07-10 | VerticalCompact-BCD_2x1 | 984 | 800 | 1761 |  |  | 135 | 22 | 22 | 630 | AC motor | 60 | K | no | no | C | D | Aluminum | 2025-01-02 | 12 | 4 | yes | piece | 1
GCVC PD 050.2/21-56 | GCVC PD | 050.2/21-56 | 4244880 | finoox | GCVC 050.2C/2x1-2410-2-D/3/64/2.10/900/AXS/1/015023 | 6165 | 1 | 2 | 2410 | Axial | 52048 | 52407 | 90.33 | 19495 | 1770 | VT03013U.1 | 2429 | 2025-01-02 | E | 56.18 | 87.69 | 9 | VerticalCompact-BCD_2x1 | 984 | 800 | 1761 |  |  | 128 | 28 | 28 | 500 | EC motor | 5060 | 2 | no | no | C | D | Aluminum | 2025-01-02 | 8 | 3 | yes | piece | 1
GCVC PD 080.2/21-26 | GCVC PD | 080.2/21-26 | 4248113 | finoox | GCVC 080.2D/2x1-2495-1-D/4/80/2.10/1200/AXS/1/015023 | 7771 | 1 | 2 | 2495 | Axial | 52378 | 52538 | 200.73 | 11387 | 365 | VT03062U.1 | 0.204 | 0.5 | A+ | 26.27 | 57.92 | 2025-01-18 | VerticalCompact-BCD_2x1 | 1284 | 800 | 2161 |  |  | 190.1 | 28 | 28 | 800 | EC motor | 5060 | 1 | no | no | D | D | Aluminum | 2025-01-02 | 10 | 4 | yes | piece | 1
GCVC PD 045.2/24-52 | GCVC PD | 045.2/24-52 | 4244748 | finoox | GCVC 045.2C/2x4-2530-1-D/4/64/2.10/3600/EXS/1/015023 | 16362 | 4 | 2 | 2530 | Axial | 156029 | 156179 | 481.75 | 38134 | 1200 | VT03007U.1 | 2204 | 2025-01-01 | D | 51.5 | 83.36 | 44 | VerticalCompact-BCD_2x4 | 3684 | 800 | 1761 |  |  | 415.3 | 54 | 54 | 450 | EC motor | 5060 | 1 | no | no | C | D | Epoxy coated aluminum | 2025-01-02 | 4 | 4 | yes | piece | 1
GCVC PD 080.2/22-37 | GCVC PD | 080.2/22-37 | 4248335 | finoox | GCVC 080.2D/2x2-2484-1-D/4/80/2.10/2400/AXS/1/015023 | 17661 | 2 | 2 | 2484 | Axial | 134024 | 134207 | 401.46 | 32309 | 505 | VT03061U.1 | 1002 | 2015-01-01 | B | 37.36 | 69.17 | 36.3 | VerticalCompact-BCD_2x2 | 2484 | 800 | 2161 |  |  | 350.9 | 42 | 42 | 800 | EC motor | 5060 | 1 | no | no | D | D | Aluminum | 2025-01-02 | 6 | 4 | yes | piece | 1
GCVC PD 050.2/21-41 | GCVC PD | 050.2/21-41 | 4244949 | finoox | GCVC 050.2C/2x1-2519-1-D/3/64/2.10/900/EXS/1/015023 | 5304 | 1 | 2 | 2519 | Axial | 35545 | 35696 | 90.33 | 10933 | 1010 | VT03011U.1 | 0.482 | 2015-01-01 | C | 41.12 | 72.62 | 2025-03-08 | VerticalCompact-BCD_2x1 | 984 | 800 | 1761 |  |  | 117.7 | 22 | 22 | 500 | EC motor | 5060 | 1 | no | no | C | D | Epoxy coated aluminum | 2025-01-02 | 8 | 3 | yes | piece | 1
GCVC PD 050.2/13-43 | GCVC PD | 050.2/13-43 | 4249831 | finoox | GCVC 050.2C/1x3-2519-1-D/6/32/2.10/2700/EXS/1/015023 | 8375 | 3 | 1 | 2519 | Axial | 73409 | 73.69 | 270.99 | 14699 | 1010 | VT03011U.1 | 0.768 | 2015-01-01 | C | 42.51 | 74.02 | 2025-06-22 | VerticalCompact-BCD_1x3 | 2784 | 586 | 953 |  |  | 197.5 | 35 | 35 | 500 | EC motor | 5060 | 1 | no | no | C | D | Epoxy coated aluminum | 2025-01-02 | 6 | 6 | yes | piece | 1
GCVC PD 080.2/21-41 | GCVC PD | 080.2/21-41 | 4248188 | finoox | GCVC 080.2D/2x1-2544-2-D/3/80/2.10/1200/AXS/1/015023 | 8434 | 1 | 2 | 2544 | Axial | 70.08 | 70097 | 150.55 | 23079 | 655 | VT03060U.1 | 2025-04-01 | 2025-05-01 | D | 40.79 | 72.45 | 2025-03-15 | VerticalCompact-BCD_2x1 | 1284 | 800 | 2161 |  |  | 183.7 | 35 | 35 | 800 | EC motor | 5060 | 2 | no | no | D | D | Aluminum | 2025-01-02 | 10 | 3 | yes | piece | 1
GCVC PD 063.2/11-34 | GCVC PD | 063.2/11-34 | 4251012 | finoox | GCVC 063.2C/1x1-2554-2-D/3/32/2.10/900/AXS/1/015023 | 3962 | 1 | 1 | 2554 | Axial | 21.27 | 21394 | 45.16 | 6909 | 750 | VT03144U.1 | 0.287 | 0.6 | C | 34.24 | 65.51 | 4 | VerticalCompact-BCD_1x1 | 984 | 623 | 953 |  |  | 64.4 | 18 | 18 | 630 | EC motor | 5060 | 2 | no | no | C | D | Aluminum | 2025-01-02 | 8 | 3 | yes | piece | 1
GCVC PD 050.2/12-37 | GCVC PD | 050.2/12-37 | 4249465 | finoox | GCVC 050.2C/1x2-2354-W-D/4/32/2.10/1800/AXS/1/015023 | 3519 | 2 | 1 | 2354 | Axial | 38795 | 38851 | 120.44 | 9182 | 865 | VT03093U | 0.423 | 0.97 | C | 37 | 68.39 | 10 | VerticalCompact-BCD_1x2 | 1884 | 569 | 953 |  |  | 122.7 | 22 | 22 | 500 | AC motor | 50 | W | no | no | C | D | Aluminum | 2025-01-02 | 8 | 4 | yes | piece | 1
GCVC PD 050.2/24-38 | GCVC PD | 050.2/24-38 | 4245559 | finoox | GCVC 050.2C/2x4-2387-L-D/4/64/2.10/3600/AXS/1/015023 | 12791 | 4 | 2 | 2387 | Axial | 116466 | 116801 | 481.75 | 24544 | 500 | VT01435 | 1416 | 0.37 | C | 37.66 | 69.52 | 41.4 | VerticalCompact-BCD_2x4 | 3684 | 800 | 1761 |  |  | 463.9 | 42 | 42 | 500 | AC motor | 60 | L | no | no | C | D | Aluminum | 2025-01-02 | 4 | 4 | yes | piece | 1
GCVC PD 050.2/11-38 | GCVC PD | 050.2/11-38 | 4250183 | finoox | GCVC 050.2D/1x1-2355-X-D/3/40/2.10/1200/EXS/1/015023 | 2641 | 1 | 1 | 2355 | Axial | 21916 | 21944 | 75.27 | 5706 | 810 | VT03093U | 0.282 | 2025-03-01 | C | 38.28 | 69.64 | 2025-04-06 | VerticalCompact-BCD_1x1 | 1284 | 569 | 1153 |  |  | 84.8 | 18 | 18 | 500 | AC motor | 60 | X | no | no | D | D | Epoxy coated aluminum | 2025-01-02 | 10 | 3 | yes | piece | 1
GCVC PD 080.2/12-31 | GCVC PD | 080.2/12-31 | 4252733 | finoox | GCVC 080.2D/1x2-2482-1-D/3/40/2.10/2400/EXS/1/015023 | 7760 | 2 | 1 | 2482 | Axial | 51963 | 51904 | 150.55 | 14956 | 440 | VT03061U.1 | 0.334 | 0.75 | B | 30.99 | 62.51 | 2025-09-12 | VerticalCompact-BCD_1x2 | 2484 | 608 | 1153 |  |  | 166.1 | 28 | 28 | 800 | EC motor | 5060 | 1 | no | no | D | D | Epoxy coated aluminum | 2025-01-02 | 6 | 3 | yes | piece | 1
GCVC PD 063.2/13-38 | GCVC PD | 063.2/13-38 | 4251378 | finoox | GCVC 063.2C/1x3-2509-1-D/6/32/2.10/2700/AXS/1/015023 | 9500 | 3 | 1 | 2509 | Axial | 67155 | 67524 | 270.99 | 12763 | 655 | VT03145U.1 | 0.471 | 0.75 | B | 37.84 | 69.35 | 2025-06-22 | VerticalCompact-BCD_1x3 | 2784 | 615 | 953 |  |  | 200.2 | 35 | 35 | 630 | EC motor | 5060 | 1 | no | no | C | D | Aluminum | 2025-01-02 | 6 | 6 | yes | piece | 1
GCVC PD 080.2/12-35 | GCVC PD | 080.2/12-35 | 4252743 | finoox | GCVC 080.2D/1x2-2484-1-D/4/40/2.10/2400/AXS/1/015023 | 7954 | 2 | 1 | 2484 | Axial | 66664 | 66741 | 200.73 | 16154 | 505 | VT03061U.1 | 0.501 | 2015-01-01 | B | 34.63 | 66.15 | 2025-05-17 | VerticalCompact-BCD_1x2 | 2484 | 608 | 1153 |  |  | 181.2 | 35 | 35 | 800 | EC motor | 5060 | 1 | no | no | D | D | Aluminum | 2025-01-02 | 6 | 4 | yes | piece | 1
GCVC PD 080.2/21-12 | GCVC PD | 080.2/21-12 | 4248084 | finoox | GCVC 080.2D/2x1-2488-1-D/3/80/2.10/1200/AXS/1/015023 | 7317 | 1 | 2 | 2488 | Axial | 28285 | 28332 | 150.55 | 6199 | 195 | VT03062U.1 | 0.048 | 0.12 | A+ | 1939-12-01 | 44.04 | 2025-02-13 | VerticalCompact-BCD_2x1 | 1284 | 800 | 2161 |  |  | 174.1 | 22 | 22 | 800 | EC motor | 5060 | 1 | no | no | D | D | Aluminum | 2025-01-02 | 10 | 3 | yes | piece | 1
GCVC PD 063.2/11-26 | GCVC PD | 063.2/11-26 | 4250939 | finoox | GCVC 063.2C/1x1-2504-1-D/6/32/2.10/900/EXS/1/015023 | 4394 | 1 | 1 | 2504 | Axial | 15941 | 16084 | 90.33 | 2900 | 460 | VT03145U.1 | 0.062 | 0.3 | A+ | 2025-04-26 | 57.68 | 2025-06-07 | VerticalCompact-BCD_1x1 | 984 | 615 | 953 |  |  | 73.2 | 16 | 16 | 630 | EC motor | 5060 | 1 | no | no | C | D | Epoxy coated aluminum | 2025-01-02 | 12 | 6 | yes | piece | 1
GCVC PD 063.2/24-42 | GCVC PD | 063.2/24-42 | 4247187 | finoox | GCVC 063.2C/2x4-2511-1-D/4/64/2.10/3600/AXS/1/015023 | 21832 | 4 | 2 | 2511 | Axial | 174766 | 175025 | 481.75 | 43967 | 730 | VT03145U.1 | 1639 | 1 | C | 41.59 | 73.46 | 44 | VerticalCompact-BCD_2x4 | 3684 | 800 | 1761 |  |  | 436.2 | 54 | 54 | 630 | EC motor | 5060 | 1 | no | no | C | D | Aluminum | 2025-01-02 | 4 | 4 | yes | piece | 1
GCVC PD 050.2/13-57 | GCVC PD | 050.2/13-57 | 4250833 | finoox | GCVC 050.2D/1x3-2563-2-D/6/40/2.10/3600/EXS/1/015023 | 12447 | 3 | 1 | 2563 | Axial | 137731 | 138262 | 451.65 | 28519 | 1680 | VT03013U.1 | 3068 | 1975-01-01 | D | 56.94 | 88.62 | 39.2 | VerticalCompact-BCD_1x3 | 3684 | 607 | 1153 |  |  | 306.2 | 42 | 42 | 500 | EC motor | 5060 | 2 | no | no | D | D | Epoxy coated aluminum | 2025-01-02 | 4 | 6 | yes | piece | 1
GCVC PD 063.2/22-32 | GCVC PD | 063.2/22-32 | 4247644 | finoox | GCVC 063.2D/2x2-2507-1-D/4/80/2.10/2400/EXS/1/015023 | 14876 | 2 | 2 | 2507 | Axial | 95623 | 94941 | 401.46 | 21089 | 580 | VT03145U.1 | 0.379 | 0.55 | A+ | 31.6 | 63.41 | 34.8 | VerticalCompact-BCD_2x2 | 2484 | 800 | 2161 |  |  | 323.3 | 35 | 35 | 630 | EC motor | 5060 | 1 | no | no | D | D | Epoxy coated aluminum | 2025-01-02 | 8 | 4 | yes | piece | 1
GCVC PD 063.2/13-58 | GCVC PD | 063.2/13-58 | 4252328 | finoox | GCVC 063.2D/1x3-2547-2-D/4/40/2.10/3600/EXS/1/015023 | 13969 | 3 | 1 | 2547 | Axial | 123.37 | 123445 | 301.1 | 35480 | 1055 | VT03143U.1 | 3347 | 2025-01-02 | E | 58.19 | 89.87 | 26 | VerticalCompact-BCD_1x3 | 3684 | 611 | 1153 |  |  | 315.3 | 42 | 42 | 630 | EC motor | 5060 | 2 | no | no | D | D | Epoxy coated aluminum | 2025-01-02 | 4 | 4 | yes | piece | 1
GCVC PD 063.2/24-25 | GCVC PD | 063.2/24-25 | 4247126 | finoox | GCVC 063.2C/2x4-2501-1-D/3/64/2.10/3600/AXS/1/015023 | 20242 | 4 | 2 | 2501 | Axial | 89208 | 89182 | 361.32 | 21050 | 345 | VT03145U.1 | 0.248 | 0.15 | A+ | 2025-02-25 | 57.06 | 2025-08-30 | VerticalCompact-BCD_2x4 | 3684 | 800 | 1761 |  |  | 394.2 | 35 | 35 | 630 | EC motor | 5060 | 1 | no | no | C | D | Aluminum | 2025-01-02 | 4 | 3 | yes | piece | 1
GCVC PD 063.2/12-26 | GCVC PD | 063.2/12-26 | 4251130 | finoox | GCVC 063.2C/1x2-2502-1-D/6/32/2.10/1800/AXS/1/015023 | 6795 | 2 | 1 | 2502 | Axial | 27376 | 27562 | 180.66 | 4744 | 385 | VT03145U.1 | 0.081 | 0.2 | A+ | 25.69 | 57.08 | 2025-07-14 | VerticalCompact-BCD_1x2 | 1884 | 615 | 953 |  |  | 135.6 | 22 | 22 | 630 | EC motor | 5060 | 1 | no | no | C | D | Aluminum | 2025-01-02 | 12 | 6 | yes | piece | 1
GCVC PD 050.2/12-44 | GCVC PD | 050.2/12-44 | 4244244 | finoox | GCVC 050.2B/1x2-2521-1-D/3/24/2.10/1440/AXS/1/015023 | 3808 | 2 | 1 | 2521 | Axial | 28718 | 28.74 | 54.2 | 10404 | 1135 | VT03011U.1 | 0.736 | 1965-01-01 | D | 43.72 | 75 | 2025-07-04 | VerticalCompact-BCD_1x2 | 1524 | 586 | 753 |  |  | 79.2 | 22 | 22 | 500 | EC motor | 5060 | 1 | no | no | B | D | Aluminum | 2025-01-02 | 8 | 3 | yes | piece | 1
GCVC PD 080.2/13-60 | GCVC PD | 080.2/13-60 | 4253196 | finoox | GCVC 080.2D/1x3-2658-J-D/3/40/2.10/3600/EXS/1/015023 | 9505 | 3 | 1 | 2658 | Axial | 116306 | 115634 | 225.82 | 49666 | 1030 | VT01384U | 4996 | 2025-03-03 | E | 59.73 | 91.41 | 2025-01-20 | VerticalCompact-BCD_1x3 | 3684 | 641 | 1153 |  |  | 288 | 42 | 42 | 800 | AC motor | 60 | J | no | no | D | D | Epoxy coated aluminum | 2025-01-02 | 4 | 3 | yes | piece | 1
GCVC PD 080.3/23-62 | GCVC PD | 080.3/23-62 | 6193822 | finoox | GCVC 080.3D/2x3-3558-2-D/3/80/2.10/3600/EXS/1/015023 | 33053 | 3 | 2 | 3558 | Axial | 248755 | 246.05 | 451.65 | 118313 | 1060 | VT01445U.3 | 14595 | 2025-04-04 | E | 61.73 | 93.69 | 46.4 | VerticalCompact-BCD_2x3 | 3684 | 800 | 2161 |  |  | 601.4 | 64 | 64 | 800 | EC motor | 5060 | 2 | no | no | D | D | Epoxy coated aluminum | 2025-01-02 | 4 | 3 | yes | piece | 1
GCVC PD 050.2/21-27 | GCVC PD | 050.2/21-27 | 4244792 | finoox | GCVC 050.2C/2x1-2337-S-D/3/64/2.10/900/AXS/1/015023 | 3946 | 1 | 2 | 2337 | Axial | 23826 | 23898 | 90.33 | 5877 | 510 | VT01437 | 0.159 | 0.16 | B | 2025-02-27 | 58.53 | 8 | VerticalCompact-BCD_2x1 | 984 | 800 | 1761 |  |  | 121.4 | 18 | 18 | 500 | AC motor | 50 | S | no | no | C | D | Aluminum | 2025-01-02 | 12 | 3 | yes | piece | 1
GCVC PD 050.2/11-25 | GCVC PD | 050.2/11-25 | 4250147 | finoox | GCVC 050.2D/1x1-2337-S-D/3/40/2.10/1200/EXS/1/015023 | 2648 | 1 | 1 | 2337 | Axial | 14711 | 14752 | 75.27 | 3314 | 510 | VT01437 | 0.077 | 0.16 | A | 24.94 | 56.31 | 2025-03-06 | VerticalCompact-BCD_1x1 | 1284 | 596 | 1153 |  |  | 83.9 | 16 | 16 | 500 | AC motor | 50 | S | no | no | D | D | Epoxy coated aluminum | 2025-01-02 | 10 | 3 | yes | piece | 1
GCVC PD 080.2/22-35 | GCVC PD | 080.2/22-35 | 4248309 | finoox | GCVC 080.2D/2x2-2447-1-D/4/80/2.10/2400/AXS/1/015023 | 16537 | 2 | 2 | 2447 | Axial | 130638 | 130823 | 401.46 | 31078 | 490 | VT03062U.1 | 0.899 | 2025-01-01 | B | 35.11 | 66.92 | 36.3 | VerticalCompact-BCD_2x2 | 2484 | 800 | 2161 |  |  | 348.5 | 42 | 42 | 800 | EC motor | 5060 | 1 | no | no | D | D | Aluminum | 2025-01-02 | 6 | 4 | yes | piece | 1
GCVC PD 063.2/11-59 | GCVC PD | 063.2/11-59 | 4251859 | finoox | GCVC 063.2D/1x1-2551-2-D/3/40/2.10/1200/EXS/1/015023 | 5350 | 1 | 1 | 2551 | Axial | 41001 | 41102 | 75.27 | 15896 | 1360 | VT03143U.1 | 2301 | 4 | E | 58.85 | 90.21 | 2025-06-06 | VerticalCompact-BCD_1x1 | 1284 | 611 | 1153 |  |  | 105.4 | 22 | 22 | 630 | EC motor | 5060 | 2 | no | no | D | D | Epoxy coated aluminum | 2025-01-02 | 8 | 3 | yes | piece | 1
GCVC PD 063.2/13-29 | GCVC PD | 063.2/13-29 | 4252288 | finoox | GCVC 063.2D/1x3-2506-1-D/3/40/2.10/3600/AXS/1/015023 | 9245 | 3 | 1 | 2506 | Axial | 62006 | 61981 | 225.82 | 15253 | 540 | VT03145U.1 | 0.231 | 0.45 | A+ | 2025-03-29 | 60.71 | 2025-06-18 | VerticalCompact-BCD_1x3 | 3684 | 615 | 1153 |  |  | 225 | 28 | 28 | 630 | EC motor | 5060 | 1 | no | no | D | D | Aluminum | 2025-01-02 | 4 | 3 | yes | piece | 1
GCVC PD 063.2/21-36 | GCVC PD | 063.2/21-36 | 4246598 | finoox | GCVC 063.2C/2x1-2553-2-D/3/64/2.10/900/AXS/1/015023 | 7306 | 1 | 2 | 2553 | Axial | 40641 | 40867 | 90.33 | 12843 | 700 | VT03144U.1 | 0.472 | 0.52 | C | 35.5 | 67.01 | 9 | VerticalCompact-BCD_2x1 | 984 | 800 | 1761 |  |  | 129 | 28 | 28 | 630 | EC motor | 5060 | 2 | no | no | C | D | Aluminum | 2025-01-02 | 8 | 3 | yes | piece | 1
GCVC PD 063.2/11-31 | GCVC PD | 063.2/11-31 | 4250968 | finoox | GCVC 063.2C/1x1-2509-1-D/4/32/2.10/900/EXS/1/015023 | 3896 | 1 | 1 | 2509 | Axial | 19647 | 19749 | 60.22 | 4873 | 655 | VT03145U.1 | 0.15 | 0.75 | B | 30.88 | 62.15 | 2025-01-05 | VerticalCompact-BCD_1x1 | 984 | 615 | 953 |  |  | 64.5 | 16 | 16 | 630 | EC motor | 5060 | 1 | no | no | C | D | Epoxy coated aluminum | 2025-01-02 | 8 | 4 | yes | piece | 1
GCVC PD 063.2/21-24 | GCVC PD | 063.2/21-24 | 4247377 | finoox | GCVC 063.2D/2x1-2504-1-D/4/80/2.10/1200/AXS/1/015023 | 8050 | 1 | 2 | 2504 | Axial | 41044 | 41225 | 200.73 | 8351 | 460 | VT03145U.1 | 0.108 | 0.3 | A+ | 23.91 | 55.57 | 2025-01-18 | VerticalCompact-BCD_2x1 | 1284 | 800 | 2161 |  |  | 178.9 | 28 | 28 | 630 | EC motor | 5060 | 1 | no | no | D | D | Aluminum | 2025-01-02 | 10 | 4 | yes | piece | 1
GCVC PD 045.2/13-39 | GCVC PD | 045.2/13-39 | 4243961 | finoox | GCVC 045.2B/1x3-2524-1-D/4/24/2.10/2160/AXS/1/015023 | 5426 | 3 | 1 | 2524 | Axial | 31262 | 31262 | 108.39 | 7201 | 750 | VT03007U.1 | 0.228 | 0.37 | B | 38.95 | 70.33 | 2025-09-08 | VerticalCompact-BCD_1x3a | 2244 | 535 | 753 |  |  | 117.7 | 22 | 22 | 450 | EC motor | 5060 | 1 | no | no | B | D | Aluminum | 2025-01-02 | 8 | 4 | yes | piece | 1
GCVC PD 063.2/11-27 | GCVC PD | 063.2/11-27 | 4251812 | finoox | GCVC 063.2D/1x1-2508-1-D/4/40/2.10/1200/EXS/1/015023 | 4473 | 1 | 1 | 2508 | Axial | 25553 | 25626 | 100.37 | 5640 | 615 | VT03145U.1 | 0.113 | 0.65 | A | 27.42 | 58.79 | 2025-04-08 | VerticalCompact-BCD_1x1 | 1284 | 615 | 1153 |  |  | 89.8 | 18 | 18 | 630 | EC motor | 5060 | 1 | no | no | D | D | Epoxy coated aluminum | 2025-01-02 | 10 | 4 | yes | piece | 1
GCVC PD 063.2/14-62 | GCVC PD | 063.2/14-62 | 4251603 | finoox | GCVC 063.2C/1x4-2547-2-D/4/32/2.10/3600/EXS/1/015023 | 15654 | 4 | 1 | 2547 | Axial | 115465 | 114913 | 240.88 | 38288 | 1055 | VT03143U.1 | 4749 | 2025-01-02 | E | 61.62 | 93.25 | 2025-08-20 | VerticalCompact-BCD_1x4 | 3684 | 611 | 953 |  |  | 317.2 | 42 | 42 | 630 | EC motor | 5060 | 2 | no | no | C | D | Epoxy coated aluminum | 2025-01-02 | 4 | 4 | yes | piece | 1
GCVC PD 050.2/23-58 | GCVC PD | 050.2/23-58 | 4246408 | finoox | GCVC 050.2D/2x3-2561-2-D/3/80/2.10/3600/AXS/1/015023 | 18536 | 3 | 2 | 2561 | Axial | 176598 | 176535 | 451.65 | 53180 | 1505 | VT03013U.1 | 4253 | 1938-01-01 | D | 57.92 | 89.88 | 43.1 | VerticalCompact-BCD_2x3 | 3684 | 800 | 2161 |  |  | 457.7 | 54 | 54 | 500 | EC motor | 5060 | 2 | no | no | D | D | Aluminum | 2025-01-02 | 4 | 3 | yes | piece | 1
GCVC PD 080.2/11-27 | GCVC PD | 080.2/11-27 | 4252534 | finoox | GCVC 080.2D/1x1-2498-1-D/3/40/2.10/1200/EXS/1/015023 | 4394 | 1 | 1 | 2498 | Axial | 26058 | 26067 | 75.27 | 7398 | 440 | VT03062U.1 | 0.162 | 0.85 | B | 26.79 | 58.16 | 2025-04-06 | VerticalCompact-BCD_1x1 | 1284 | 608 | 1153 |  |  | 88.2 | 18 | 18 | 800 | EC motor | 5060 | 1 | no | no | D | D | Epoxy coated aluminum | 2025-01-02 | 10 | 3 | yes | piece | 1
GCVC PD 050.2/12-29 | GCVC PD | 050.2/12-29 | 4250499 | finoox | GCVC 050.2D/1x2-2512-1-D/4/40/2.10/2400/AXS/1/015023 | 5465 | 2 | 1 | 2512 | Axial | 33638 | 33.74 | 200.73 | 6501 | 565 | VT03011U.1 | 0.099 | 0.28 | A+ | 2025-08-29 | 60.6 | 2025-03-16 | VerticalCompact-BCD_1x2 | 2484 | 586 | 1153 |  |  | 165.6 | 22 | 22 | 500 | EC motor | 5060 | 1 | no | no | D | D | Aluminum | 2025-01-02 | 8 | 4 | yes | piece | 1
GCVC PD 035.2/11-37 | GCVC PD | 035.2/11-37 | 4243655 | finoox | GCVC 035.2A/1x1-2723-W-D/3/20/2.10/600/EXS/2/015023 | 1182 | 1 | 1 | 2723 | Axial | 7568 | 7627 | 18.82 | 2444 | 1390 | VT03167U | 0.162 | 0.62 | D | 37.39 | 68.47 | 2025-07-01 | VerticalCompact-A_1x1 | 660 | 330 | 507 |  |  | 2025-09-16 | 16 | 16 | 350 | AC motor | 50 | W | no | no | A | D | Epoxy coated aluminum | 2025-01-02 | 10 | 3 | yes | piece | 1
GCVC PD 045.2/11-45 | GCVC PD | 045.2/11-45 | 4248823 | finoox | GCVC 045.2C/1x1-0426-W-D/4/32/2.10/900/AXS/1/015023 | 2141 | 1 | 1 | 426 | Axial | 21598 | 21738 | 60.22 | 5383 | 1360 | VT0326U | 0.416 | 2025-02-02 | D | 44.7 | 75.96 | 2025-02-05 | VerticalCompact-BCD_1x1 | 984 | 521 | 953 |  |  | 65.7 | 18 | 18 | 450 | AC motor | 50 | W | no | no | C | D | Aluminum | 2025-01-02 | 8 | 4 | yes | piece | 1
GCVC PD 063.2/12-22 | GCVC PD | 063.2/12-22 | 4251928 | finoox | GCVC 063.2D/1x2-2359-S-D/3/40/2.10/2400/AXS/1/015023 | 5499 | 2 | 1 | 2359 | Axial | 31.57 | 31537 | 150.55 | 7197 | 320 | VT01442 | 0.124 | 0.14 | A+ | 2025-02-22 | 53.54 | 2025-04-12 | VerticalCompact-BCD_1x2 | 2484 | 598 | 1153 |  |  | 159.7 | 22 | 22 | 630 | AC motor | 50 | S | no | no | D | D | Aluminum | 2025-01-02 | 8 | 3 | yes | piece | 1
GCVC PD 050.2/23-53 | GCVC PD | 050.2/23-53 | 4246236 | finoox | GCVC 050.2D/2x3-2349-I-D/6/80/2.10/3600/AXS/1/015023 | 16735 | 3 | 2 | 2349 | Axial | 270942 | 272122 | 903.29 | 54222 | 1590 | VT03150U | 5082 | 2025-07-01 | D | 53.2 | 85.16 | 81.5 | VerticalCompact-BCD_2x3 | 3684 | 800 | 2161 |  |  | 596.9 | 64 | 64 | 500 | AC motor | 60 | I | no | no | D | D | Aluminum | 2025-01-02 | 4 | 6 | yes | piece | 1
GCVC PD 063.2/11-40 | GCVC PD | 063.2/11-40 | 4250902 | finoox | GCVC 063.2C/1x1-2413-2-D/4/32/2.10/900/EXS/1/015023 | 4221 | 1 | 1 | 2413 | Axial | 29029 | 29.23 | 60.22 | 8872 | 1000 | VT03144U.1 | 0.682 | 2025-01-01 | D | 40.49 | 71.76 | 2025-04-05 | VerticalCompact-BCD_1x1 | 984 | 623 | 953 |  |  | 69.3 | 22 | 22 | 630 | EC motor | 5060 | 2 | no | no | C | D | Epoxy coated aluminum | 2025-01-02 | 8 | 4 | yes | piece | 1
GCVC PD 063.2/24-23 | GCVC PD | 063.2/24-23 | 4247095 | finoox | GCVC 063.2C/2x4-2399-J-D/4/64/2.10/3600/EXS/1/015023 | 17602 | 4 | 2 | 2399 | Axial | 94254 | 94143 | 481.75 | 19618 | 290 | VT01442 | 0.579 | 0.14 | B | 23.42 | 55.28 | 40.1 | VerticalCompact-BCD_2x4 | 3684 | 800 | 1761 |  |  | 456.2 | 35 | 35 | 630 | AC motor | 60 | J | no | no | C | D | Epoxy coated aluminum | 2025-01-02 | 6 | 4 | yes | piece | 1
GCVC PD 063.2/21-29 | GCVC PD | 063.2/21-29 | 4246470 | finoox | GCVC 063.2C/2x1-2398-I-D/6/64/2.10/900/AXS/1/015023 | 6488 | 1 | 2 | 2398 | Axial | 35371 | 35714 | 180.66 | 6480 | 460 | VT01442 | 0.294 | 0.32 | B | 2025-04-29 | 60.91 | 2025-06-15 | VerticalCompact-BCD_2x1 | 984 | 800 | 1761 |  |  | 152.8 | 22 | 22 | 630 | AC motor | 60 | I | no | no | C | D | Aluminum | 2025-01-02 | 12 | 6 | yes | piece | 1
GCVC PD 050.2/11-48 | GCVC PD | 050.2/11-48 | 4250328 | finoox | GCVC 050.2D/1x1-2559-2-D/4/40/2.10/1200/EXS/1/015023 | 3813 | 1 | 1 | 2559 | Axial | 31923 | 31998 | 100.37 | 7702 | 1330 | VT03013U.1 | 0.497 | 2025-08-01 | D | 47.74 | 79.1 | 2025-06-08 | VerticalCompact-BCD_1x1 | 1284 | 607 | 1153 |  |  | 94.2 | 22 | 22 | 500 | EC motor | 5060 | 2 | no | no | D | D | Epoxy coated aluminum | 2025-01-02 | 10 | 4 | yes | piece | 1
GCVC PD 063.2/24-40 | GCVC PD | 063.2/24-40 | 4247184 | finoox | GCVC 063.2C/2x4-2510-1-D/4/64/2.10/3600/EXS/1/015023 | 22900 | 4 | 2 | 2510 | Axial | 164514 | 164715 | 481.75 | 41472 | 695 | VT03145U.1 | 1408 | 0.9 | B | 40.49 | 72.35 | 44 | VerticalCompact-BCD_2x4 | 3684 | 800 | 1761 |  |  | 436.2 | 54 | 54 | 630 | EC motor | 5060 | 1 | no | no | C | D | Epoxy coated aluminum | 2025-01-02 | 4 | 4 | yes | piece | 1
GCVC PD 080.2/13-36 | GCVC PD | 080.2/13-36 | 4253006 | finoox | GCVC 080.2D/1x3-2482-1-D/6/40/2.10/3600/AXS/1/015023 | 12932 | 3 | 1 | 2482 | Axial | 97037 | 97354 | 451.65 | 18201 | 440 | VT03061U.1 | 0.535 | 0.75 | A | 36.12 | 67.8 | 36.9 | VerticalCompact-BCD_1x3 | 3684 | 608 | 1153 |  |  | 309.4 | 35 | 35 | 800 | EC motor | 5060 | 1 | no | no | D | D | Aluminum | 2025-01-02 | 6 | 6 | yes | piece | 1
GCVC PD 080.2/22-20 | GCVC PD | 080.2/22-20 | 4248366 | finoox | GCVC 080.2D/2x2-2490-1-D/3/80/2.10/2400/AXS/1/015023 | 15160 | 2 | 2 | 2490 | Axial | 67312 | 67235 | 301.1 | 15766 | 245 | VT03062U.1 | 0.148 | 0.2 | A+ | 19.92 | 51.73 | 2025-09-26 | VerticalCompact-BCD_2x2 | 2484 | 800 | 2161 |  |  | 316.6 | 35 | 35 | 800 | EC motor | 5060 | 1 | no | no | D | D | Aluminum | 2025-01-02 | 8 | 3 | yes | piece | 1
GCVC PD 063.2/14-32 | GCVC PD | 063.2/14-32 | 4251557 | finoox | GCVC 063.2C/1x4-2504-1-D/6/32/2.10/3600/EXS/1/015023 | 12771 | 4 | 1 | 2504 | Axial | 64343 | 64632 | 361.32 | 11601 | 460 | VT03145U.1 | 0.25 | 0.3 | A+ | 32.07 | 63.7 | 29 | VerticalCompact-BCD_1x4 | 3684 | 615 | 953 |  |  | 261.3 | 28 | 28 | 630 | EC motor | 5060 | 1 | no | no | C | D | Epoxy coated aluminum | 2025-01-02 | 6 | 6 | yes | piece | 1
GCVC PD 050.2/13-44 | GCVC PD | 050.2/13-44 | 4250788 | finoox | GCVC 050.2D/1x3-2520-1-D/6/40/2.10/3600/AXS/1/015023 | 9876 | 3 | 1 | 2520 | Axial | 96316 | 96637 | 451.65 | 18021 | 1070 | VT03011U.1 | 0.839 | 2025-04-01 | C | 44.29 | 75.97 | 36.9 | VerticalCompact-BCD_1x3 | 3684 | 586 | 1153 |  |  | 288.1 | 35 | 35 | 500 | EC motor | 5060 | 1 | no | no | D | D | Aluminum | 2025-01-02 | 6 | 6 | yes | piece | 1
GCVC PD 063.2/21-29 | GCVC PD | 063.2/21-29 | 4247398 | finoox | GCVC 063.2D/2x1-2507-1-D/4/80/2.10/1200/EXS/1/015023 | 8488 | 1 | 2 | 2507 | Axial | 48599 | 48737 | 200.73 | 10545 | 580 | VT03145U.1 | 0.19 | 0.55 | A+ | 28.75 | 60.4 | 2025-01-18 | VerticalCompact-BCD_2x1 | 1284 | 800 | 2161 |  |  | 178.9 | 28 | 28 | 630 | EC motor | 5060 | 1 | no | no | D | D | Epoxy coated aluminum | 2025-01-02 | 10 | 4 | yes | piece | 1
GCVC PD 050.2/11-36 | GCVC PD | 050.2/11-36 | 4250288 | finoox | GCVC 050.2D/1x1-2517-1-D/3/40/2.10/1200/AXS/1/015023 | 3014 | 1 | 1 | 2517 | Axial | 20911 | 20938 | 75.27 | 5188 | 880 | VT03011U.1 | 0.155 | 0.84 | B | 36.09 | 67.45 | 2025-04-06 | VerticalCompact-BCD_1x1 | 1284 | 586 | 1153 |  |  | 81.7 | 18 | 18 | 500 | EC motor | 5060 | 1 | no | no | D | D | Aluminum | 2025-01-02 | 10 | 3 | yes | piece | 1
GCVC PD 063.2/23-63 | GCVC PD | 063.2/23-63 | 4246986 | finoox | GCVC 063.2C/2x3-2547-2-D/3/64/2.10/2700/AXS/1/015023 | 22868 | 3 | 2 | 2547 | Axial | 157.81 | 158168 | 270.99 | 61506 | 1055 | VT03143U.1 | 7056 | 2025-01-02 | E | 62.56 | 94.3 | 2025-07-27 | VerticalCompact-BCD_2x3 | 2784 | 800 | 1761 |  |  | 444.9 | 54 | 54 | 630 | EC motor | 5060 | 2 | no | no | C | D | Aluminum | 2025-01-02 | 4 | 3 | yes | piece | 1
GCVC PD 063.2/13-59 | GCVC PD | 063.2/13-59 | 4252326 | finoox | GCVC 063.2D/1x3-2547-2-D/6/40/2.10/3600/AXS/1/015023 | 15172 | 3 | 1 | 2547 | Axial | 155193 | 155883 | 451.65 | 32860 | 1055 | VT03143U.1 | 3462 | 2025-01-02 | D | 58.92 | 90.6 | 39.4 | VerticalCompact-BCD_1x3 | 3684 | 611 | 1153 |  |  | 362 | 54 | 54 | 630 | EC motor | 5060 | 2 | no | no | D | D | Aluminum | 2025-01-02 | 4 | 6 | yes | piece | 1
GCVC PD 063.2/23-26 | GCVC PD | 063.2/23-26 | 4246929 | finoox | GCVC 063.2C/2x3-2502-1-D/3/64/2.10/2700/EXS/1/015023 | 16323 | 3 | 2 | 2502 | Axial | 70712 | 70609 | 270.99 | 17686 | 385 | VT03145U.1 | 0.231 | 0.2 | A+ | 26.23 | 57.98 | 2025-09-23 | VerticalCompact-BCD_2x3 | 2784 | 800 | 1761 |  |  | 304.5 | 35 | 35 | 630 | EC motor | 5060 | 1 | no | no | C | D | Epoxy coated aluminum | 2025-01-02 | 6 | 3 | yes | piece | 1
GCVC PD 080.2/22-46 | GCVC PD | 080.2/22-46 | 4248470 | finoox | GCVC 080.2D/2x2-2546-2-D/3/80/2.10/2400/AXS/1/015023 | 17859 | 2 | 2 | 2546 | Axial | 144428 | 143573 | 301.1 | 51955 | 730 | VT03060U.1 | 2896 | 2025-03-01 | D | 46 | 77.81 | 2025-04-28 | VerticalCompact-BCD_2x2 | 2484 | 800 | 2161 |  |  | 333.3 | 42 | 42 | 800 | EC motor | 5060 | 2 | no | no | D | D | Aluminum | 2025-01-02 | 6 | 3 | yes | piece | 1
GCVC PD 063.2/22-40 | GCVC PD | 063.2/22-40 | 4246810 | finoox | GCVC 063.2C/2x2-2554-2-D/3/64/2.10/1800/AXS/1/015023 | 12381 | 2 | 2 | 2554 | Axial | 85329 | 85461 | 180.66 | 27635 | 750 | VT03144U.1 | 1147 | 0.6 | C | 39.9 | 71.53 | 17 | VerticalCompact-BCD_2x2 | 1884 | 800 | 1761 |  |  | 228.1 | 35 | 35 | 630 | EC motor | 5060 | 2 | no | no | C | D | Aluminum | 2025-01-02 | 6 | 3 | yes | piece | 1
GCVC PD 080.2/12-53 | GCVC PD | 080.2/12-53 | 4252948 | finoox | GCVC 080.2D/1x2-2710-2-D/4/40/2.10/2400/EXS/1/015023 | 10115 | 2 | 1 | 2710 | Axial | 106.07 | 106481 | 200.73 | 34271 | 975 | VT03059U.2 | 3848 | 3 | E | 53.36 | 84.89 | 2025-03-18 | VerticalCompact-BCD_1x2 | 2484 | 650 | 1153 |  |  | 204.9 | 42 | 42 | 800 | EC motor | 5060 | 2 | no | no | D | D | Epoxy coated aluminum | 2025-01-02 | 4 | 4 | yes | piece | 1
GCVC PD 080.3/12-48 | GCVC PD | 080.3/12-48 | 6089481 | finoox | GCVC 080.3D/1x2-3490-K-D/4/40/2.10/2400/EXS/1/015023 | 7534 | 2 | 1 | 3490 | Axial | 88193 | 87776 | 200.73 | 27382 | 770 | VT01371 | 2652 | 2025-04-02 | E | 47.94 | 79.47 | 2025-05-17 | VerticalCompact-BCD_1x2 | 2484 | 605 | 1153 |  |  | 223.6 | 35 | 35 | 800 | AC motor | 60 | K | no | no | D | D | Epoxy coated aluminum | 2025-01-02 | 6 | 4 | yes | piece | 1
GCVC PD 080.3/11-48 | GCVC PD | 080.3/11-48 | 6184678 | finoox | GCVC 080.3D/1x1-3562-2-D/6/40/2.10/1200/AXS/1/015023 | 6495 | 1 | 1 | 3562 | Axial | 55674 | 56 | 150.55 | 12114 | 800 | VT01445U.3 | 1119 | 1985-01-01 | D | 47.91 | 79.27 | 2025-01-13 | VerticalCompact-BCD_1x1 | 1284 | 620 | 1153 |  |  | 132.4 | 28 | 28 | 800 | EC motor | 5060 | 2 | no | no | D | D | Aluminum | 2025-01-02 | 10 | 6 | yes | piece | 1
GCVC PD 050.2/23-55 | GCVC PD | 050.2/23-55 | 4246234 | finoox | GCVC 050.2D/2x3-2349-I-D/3/80/2.10/3600/AXS/1/015023 | 11837 | 3 | 2 | 2349 | Axial | 184.3 | 184219 | 451.65 | 57439 | 1590 | VT03150U | 4866 | 2025-07-01 | D | 54.54 | 86.5 | 43.1 | VerticalCompact-BCD_2x3 | 3684 | 800 | 2161 |  |  | 457.7 | 54 | 54 | 500 | AC motor | 60 | I | no | no | D | D | Aluminum | 2025-01-02 | 4 | 3 | yes | piece | 1
GCVC PD 050.2/24-39 | GCVC PD | 050.2/24-39 | 4245581 | finoox | GCVC 050.2C/2x4-2390-K-D/6/64/2.10/3600/EXS/1/015023 | 16554 | 4 | 2 | 2390 | Axial | 158742 | 159158 | 722.63 | 30568 | 760 | VT01437 | 1454 | 0.35 | C | 39.08 | 70.95 | 62.7 | VerticalCompact-BCD_2x4 | 3684 | 800 | 1761 |  |  | 519.1 | 54 | 54 | 500 | AC motor | 60 | K | no | no | C | D | Epoxy coated aluminum | 2025-01-02 | 6 | 6 | yes | piece | 1
GCVC PD 050.2/13-56 | GCVC PD | 050.2/13-56 | 4250727 | finoox | GCVC 050.2D/1x3-2420-2-D/4/40/2.10/3600/AXS/1/015023 | 10038 | 3 | 1 | 2420 | Axial | 113346 | 113.51 | 301.1 | 29188 | 1600 | VT03013U.1 | 2627 | 1965-01-01 | D | 55.77 | 87.45 | 26 | VerticalCompact-BCD_1x3 | 3684 | 607 | 1153 |  |  | 259.9 | 42 | 42 | 500 | EC motor | 5060 | 2 | no | no | D | D | Aluminum | 2025-01-02 | 4 | 4 | yes | piece | 1
GCVC PD 050.2/13-55 | GCVC PD | 050.2/13-55 | 4249775 | finoox | GCVC 050.2C/1x3-2420-2-D/3/32/2.10/2700/EXS/1/015023 | 8394 | 3 | 1 | 2420 | Axial | 72.01 | 72031 | 135.49 | 27542 | 1600 | VT03013U.1 | 2757 | 1965-01-01 | E | 55.35 | 86.86 | 12 | VerticalCompact-BCD_1x3 | 2784 | 607 | 953 |  |  | 172.4 | 35 | 35 | 500 | EC motor | 5060 | 2 | no | no | C | D | Epoxy coated aluminum | 2025-01-02 | 4 | 3 | yes | piece | 1
GCVC PD 050.2/21-49 | GCVC PD | 050.2/21-49 | 4245743 | finoox | GCVC 050.2D/2x1-2347-D-D/4/80/2.10/1200/AXS/1/015023 | 5257 | 1 | 2 | 2347 | Axial | 69314 | 69.53 | 200.73 | 16800 | 1390 | VT03150U | 1292 | 1941-01-01 | D | 48.98 | 80.63 | 2025-04-19 | VerticalCompact-BCD_2x1 | 1284 | 800 | 2161 |  |  | 187.4 | 35 | 35 | 500 | AC motor | 50 | D | no | no | D | D | Aluminum | 2025-01-02 | 10 | 4 | yes | piece | 1
GCVC PD 063.2/24-39 | GCVC PD | 063.2/24-39 | 4247178 | finoox | GCVC 063.2C/2x4-2509-1-D/4/64/2.10/3600/EXS/1/015023 | 22900 | 4 | 2 | 2509 | Axial | 158258 | 158402 | 481.75 | 38986 | 655 | VT03145U.1 | 1202 | 0.75 | B | 39.32 | 71.19 | 44 | VerticalCompact-BCD_2x4 | 3684 | 800 | 1761 |  |  | 436.2 | 54 | 54 | 630 | EC motor | 5060 | 1 | no | no | C | D | Epoxy coated aluminum | 2025-01-02 | 4 | 4 | yes | piece | 1
GCVC PD 035.2/11-39 | GCVC PD | 035.2/11-39 | 4243720 | finoox | GCVC 035.2B/1x1-2479-1-D/3/24/2.10/720/AXS/1/015023 | 2074 | 1 | 1 | 2479 | Axial | 10814 | 10896 | 2025-01-27 | 3287 | 1475 | VT03133 | 0.153 | 1935-01-01 | D | 39.42 | 70.6 | 2025-04-02 | VerticalCompact-BCD_1x1 | 804 | 477 | 753 |  |  | 39.6 | 16 | 16 | 350 | EC motor | 5060 | 1 | no | no | B | D | Aluminum | 2025-01-02 | 8 | 3 | yes | piece | 1
GCVC PD 080.2/11-11 | GCVC PD | 080.2/11-11 | 4252495 | finoox | GCVC 080.2D/1x1-2488-1-D/4/40/2.10/1200/EXS/1/015023 | 4598 | 1 | 1 | 2488 | Axial | 14976 | 15038 | 100.37 | 2873 | 195 | VT03062U.1 | 0.025 | 0.12 | A+ | 1966-10-01 | 42.03 | 2025-03-08 | VerticalCompact-BCD_1x1 | 1284 | 608 | 1153 |  |  | 95.3 | 16 | 16 | 800 | EC motor | 5060 | 1 | no | no | D | D | Epoxy coated aluminum | 2025-01-02 | 10 | 4 | yes | piece | 1
GCVC PD 050.2/12-52 | GCVC PD | 050.2/12-52 | 4244259 | finoox | GCVC 050.2B/1x2-2560-2-D/4/24/2.10/1440/EXS/1/015023 | 5058 | 2 | 1 | 2560 | Axial | 37233 | 37279 | 72.26 | 12207 | 1415 | VT03013U.1 | 1367 | 2021-01-01 | E | 52.17 | 83.46 | 2025-01-06 | VerticalCompact-BCD_1x2 | 1524 | 607 | 753 |  |  | 94.2 | 22 | 22 | 500 | EC motor | 5060 | 2 | no | no | B | D | Epoxy coated aluminum | 2025-01-02 | 8 | 4 | yes | piece | 1
GCVC PD 050.2/11-43 | GCVC PD | 050.2/11-43 | 4244115 | finoox | GCVC 050.2B/1x1-2522-1-D/4/24/2.10/720/EXS/1/015023 | 2436 | 1 | 1 | 2522 | Axial | 16852 | 16963 | 36.13 | 5154 | 1200 | VT03011U.1 | 0.437 | 2025-09-01 | E | 42.5 | 73.69 | 2025-02-03 | VerticalCompact-BCD_1x1 | 804 | 586 | 753 |  |  | 47.3 | 16 | 16 | 500 | EC motor | 5060 | 1 | no | no | B | D | Epoxy coated aluminum | 2025-01-02 | 12 | 4 | yes | piece | 1
GCVC PD 050.2/21-31 | GCVC PD | 050.2/21-31 | 4245859 | finoox | GCVC 050.2D/2x1-2513-1-D/3/80/2.10/1200/EXS/1/015023 | 6174 | 1 | 2 | 2513 | Axial | 31959 | 31928 | 150.55 | 7369 | 630 | VT03011U.1 | 0.126 | 0.37 | A+ | 31.44 | 63.09 | 2025-02-13 | VerticalCompact-BCD_2x1 | 1284 | 800 | 2161 |  |  | 161 | 22 | 22 | 500 | EC motor | 5060 | 1 | no | no | D | D | Epoxy coated aluminum | 2025-01-02 | 10 | 3 | yes | piece | 1
GCVC PD 063.2/22-31 | GCVC PD | 063.2/22-31 | 4246742 | finoox | GCVC 063.2C/2x2-2505-1-D/4/64/2.10/1800/EXS/1/015023 | 12329 | 2 | 2 | 2505 | Axial | 64813 | 64907 | 240.88 | 14577 | 500 | VT03145U.1 | 0.294 | 0.39 | A | 31.09 | 62.72 | 2025-07-21 | VerticalCompact-BCD_2x2 | 1884 | 800 | 1761 |  |  | 228.7 | 35 | 35 | 630 | EC motor | 5060 | 1 | no | no | C | D | Epoxy coated aluminum | 2025-01-02 | 8 | 4 | yes | piece | 1
GCVC PD 050.2/11-27 | GCVC PD | 050.2/11-27 | 4244073 | finoox | GCVC 050.2B/1x1-2512-1-D/4/24/2.10/720/AXS/1/015023 | 2353 | 1 | 1 | 2512 | Axial | 10005 | 10083 | 36.13 | 2284 | 565 | VT03011U.1 | 0.056 | 0.28 | B | 27.19 | 58.38 | 2025-02-03 | VerticalCompact-BCD_1x1 | 804 | 586 | 753 |  |  | 47.3 | 16 | 16 | 500 | EC motor | 5060 | 1 | no | no | B | D | Aluminum | 2025-01-02 | 12 | 4 | yes | piece | 1
GCVC PD 050.2/11-48 | GCVC PD | 050.2/11-48 | 4249411 | finoox | GCVC 050.2C/1x1-2790-K-D/4/32/2.10/900/EXS/1/015023 | 2374 | 1 | 1 | 2790 | Axial | 28389 | 28582 | 60.22 | 8548 | 1640 | VT03150U | 1018 | 1964-01-01 | E | 48.14 | 79.4 | 2025-04-05 | VerticalCompact-BCD_1x1 | 984 | 569 | 953 |  |  | 68.8 | 22 | 22 | 500 | AC motor | 60 | K | no | no | C | D | Epoxy coated aluminum | 2025-01-02 | 8 | 4 | yes | piece | 1
GCVC PD 080.3/23-63 | GCVC PD | 080.3/23-63 | 6204484 | finoox | GCVC 080.3D/2x3-3558-2-D/6/80/2.10/3600/EXS/1/015023 | 40503 | 3 | 2 | 3558 | Axial | 390611 | 391448 | 903.29 | 99023 | 1060 | VT01445U.3 | 15383 | 2025-04-04 | E | 63.08 | 95.04 | 86.5 | VerticalCompact-BCD_2x3 | 3684 | 800 | 2161 |  |  | 744.8 | 76.1 | 76.1 | 800 | EC motor | 5060 | 2 | no | no | D | D | Epoxy coated aluminum | 2025-01-02 | 4 | 6 | yes | piece | 1
GCVC PD 080.3/12-60 | GCVC PD | 080.3/12-60 | 6078707 | finoox | GCVC 080.3D/1x2-3557-2-D/6/40/2.10/2400/EXS/1/015023 | 12054 | 2 | 1 | 3557 | Axial | 132427 | 132679 | 301.1 | 34360 | 1100 | VT01445U.3 | 2025-07-05 | 2025-02-04 | E | 59.72 | 91.25 | 2025-01-26 | VerticalCompact-BCD_1x2 | 2484 | 620 | 1153 |  |  | 252.6 | 42 | 42 | 800 | EC motor | 5060 | 2 | no | no | D | D | Epoxy coated aluminum | 2025-01-02 | 6 | 6 | yes | piece | 1
GCVC PD 050.2/23-41 | GCVC PD | 050.2/23-41 | 4245296 | finoox | GCVC 050.2C/2x3-2354-W-D/4/64/2.10/2700/EXS/1/015023 | 10593 | 3 | 2 | 2354 | Axial | 112092 | 112066 | 361.32 | 27545 | 865 | VT03093U | 1269 | 0.97 | C | 41.41 | 73.16 | 32.1 | VerticalCompact-BCD_2x3 | 2784 | 800 | 1761 |  |  | 346 | 42 | 42 | 500 | AC motor | 50 | W | no | no | C | D | Epoxy coated aluminum | 2025-01-02 | 6 | 4 | yes | piece | 1
GCVC PD 050.2/24-37 | GCVC PD | 050.2/24-37 | 4245560 | finoox | GCVC 050.2C/2x4-2387-L-D/6/64/2.10/3600/AXS/1/015023 | 15219 | 4 | 2 | 2387 | Axial | 124966 | 125617 | 722.63 | 22089 | 500 | VT01435 | 1423 | 0.37 | C | 37.21 | 69.07 | 60.1 | VerticalCompact-BCD_2x4 | 3684 | 800 | 1761 |  |  | 534.7 | 42 | 42 | 500 | AC motor | 60 | L | no | no | C | D | Aluminum | 2025-01-02 | 6 | 6 | yes | piece | 1
GCVC PD 050.2/13-34 | GCVC PD | 050.2/13-34 | 4250686 | finoox | GCVC 050.2D/1x3-2387-L-D/6/40/2.10/3600/AXS/1/015023 | 8182 | 3 | 1 | 2387 | Axial | 60037 | 60506 | 451.65 | 10135 | 500 | VT01435 | 0.528 | 0.37 | C | 34.13 | 65.81 | 36.2 | VerticalCompact-BCD_1x3 | 3684 | 596 | 1153 |  |  | 302.3 | 28 | 28 | 500 | AC motor | 60 | L | no | no | D | D | Aluminum | 2025-01-02 | 6 | 6 | yes | piece | 1
GCVC PD 050.2/11-17 | GCVC PD | 050.2/11-17 | 4244048 | finoox | GCVC 050.2B/1x1-2389-J-D/3/24/2.10/720/AXS/1/015023 | 1818 | 1 | 1 | 2389 | Axial | 7493 | 7532 | 2025-01-27 | 1909 | 450 | VT01437 | 0.083 | 0.17 | C | 16.97 | 48.16 | 2025-04-02 | VerticalCompact-BCD_1x1 | 804 | 596 | 753 |  |  | 46.5 | 16 | 16 | 500 | AC motor | 60 | J | no | no | B | D | Aluminum | 2025-01-02 | 12 | 3 | yes | piece | 1
GCVC PD 050.2/23-25 | GCVC PD | 050.2/23-25 | 4245335 | finoox | GCVC 050.2C/2x3-2389-J-D/4/64/2.10/2700/AXS/1/015023 | 9854 | 3 | 2 | 2389 | Axial | 70012 | 70073 | 361.32 | 14229 | 450 | VT01437 | 0.493 | 0.17 | B | 2025-02-25 | 56.76 | 2025-09-30 | VerticalCompact-BCD_2x3 | 2784 | 800 | 1761 |  |  | 339.7 | 35 | 35 | 500 | AC motor | 60 | J | no | no | C | D | Aluminum | 2025-01-02 | 8 | 4 | yes | piece | 1
GCVC PD 050.2/13-25 | GCVC PD | 050.2/13-25 | 4244326 | finoox | GCVC 050.2B/1x3-2391-L-D/3/24/2.10/2160/AXS/1/015023 | 3959 | 3 | 1 | 2391 | Axial | 26.19 | 26193 | 81.3 | 6887 | 520 | VT01437 | 0.316 | 0.18 | C | 2025-04-25 | 56.79 | 2025-08-06 | VerticalCompact-BCD_1x3a | 2244 | 596 | 753 |  |  | 121 | 22 | 22 | 500 | AC motor | 60 | L | no | no | B | D | Aluminum | 2025-01-02 | 6 | 3 | yes | piece | 1
GCVC PD 050.2/14-37 | GCVC PD | 050.2/14-37 | 4249988 | finoox | GCVC 050.2C/1x4-2390-K-D/4/32/2.10/3600/EXS/1/015023 | 6983 | 4 | 1 | 2390 | Axial | 71.61 | 71591 | 240.88 | 16713 | 760 | VT01437 | 0.706 | 0.35 | C | 37.1 | 68.73 | 2025-02-20 | VerticalCompact-BCD_1x4 | 3684 | 596 | 953 |  |  | 232.3 | 35 | 35 | 500 | AC motor | 60 | K | no | no | C | D | Epoxy coated aluminum | 2025-01-02 | 4 | 4 | yes | piece | 1
GCVC PD 050.2/22-39 | GCVC PD | 050.2/22-39 | 4245064 | finoox | GCVC 050.2C/2x2-2355-X-D/6/64/2.10/1800/AXS/1/015023 | 8014 | 2 | 2 | 2355 | Axial | 88489 | 89033 | 361.32 | 16723 | 810 | VT03093U | 2018-01-01 | 2025-03-01 | C | 38.94 | 70.57 | 31.2 | VerticalCompact-BCD_2x2 | 1884 | 800 | 1761 |  |  | 273.2 | 35 | 35 | 500 | AC motor | 60 | X | no | no | C | D | Aluminum | 2025-01-02 | 8 | 6 | yes | piece | 1
GCVC PD 050.2/23-59 | GCVC PD | 050.2/23-59 | 4246318 | finoox | GCVC 050.2D/2x3-2420-2-D/3/80/2.10/3600/AXS/1/015023 | 18536 | 3 | 2 | 2420 | Axial | 187162 | 187076 | 451.65 | 59108 | 1600 | VT03013U.1 | 5187 | 1965-01-01 | E | 58.69 | 90.65 | 43.1 | VerticalCompact-BCD_2x3 | 3684 | 800 | 2161 |  |  | 457.7 | 54 | 54 | 500 | EC motor | 5060 | 2 | no | no | D | D | Aluminum | 2025-01-02 | 4 | 3 | yes | piece | 1
GCVC PD 050.2/11-51 | GCVC PD | 050.2/11-51 | 4244067 | finoox | GCVC 050.2B/1x1-2420-2-D/4/24/2.10/720/EXS/1/015023 | 2912 | 1 | 1 | 2420 | Axial | 20436 | 20652 | 36.13 | 7257 | 1600 | VT03013U.1 | 1017 | 1965-01-01 | E | 51.15 | 82.34 | 2025-02-03 | VerticalCompact-BCD_1x1 | 804 | 607 | 753 |  |  | 51.9 | 16 | 16 | 500 | EC motor | 5060 | 2 | no | no | B | D | Epoxy coated aluminum | 2025-01-02 | 8 | 4 | yes | piece | 1
GCVC PD 045.2/12-48 | GCVC PD | 045.2/12-48 | 4248925 | finoox | GCVC 045.2C/1x2-2419-1-D/4/32/2.10/1800/AXS/1/015023 | 4649 | 2 | 1 | 2419 | Axial | 43903 | 43951 | 120.44 | 11119 | 1350 | VT03007U.1 | 0.746 | 1965-01-01 | D | 47.69 | 79.08 | 2025-04-10 | VerticalCompact-BCD_1x2 | 1884 | 535 | 953 |  |  | 113.7 | 28 | 28 | 450 | EC motor | 5060 | 1 | no | no | C | D | Aluminum | 2025-01-02 | 8 | 4 | yes | piece | 1
GCVC PD 063.2/22-44 | GCVC PD | 063.2/22-44 | 4247735 | finoox | GCVC 063.2D/2x2-2557-2-D/6/80/2.10/2400/EXS/1/015023 | 19289 | 2 | 2 | 2557 | Axial | 176309 | 174893 | 602.19 | 35356 | 900 | VT03144U.1 | 1862 | 0.85 | C | 44.18 | 75.99 | 55.2 | VerticalCompact-BCD_2x2 | 2484 | 800 | 2161 |  |  | 409.5 | 54 | 54 | 630 | EC motor | 5060 | 2 | no | no | D | D | Epoxy coated aluminum | 2025-01-02 | 6 | 6 | yes | piece | 1
GCVC PD 063.2/12-42 | GCVC PD | 063.2/12-42 | 4251246 | finoox | GCVC 063.2C/1x2-2558-2-D/4/32/2.10/1800/EXS/1/015023 | 6924 | 2 | 1 | 2558 | Axial | 53865 | 53775 | 120.44 | 16798 | 950 | VT03144U.1 | 1175 | 1 | D | 42.27 | 73.67 | 2025-04-10 | VerticalCompact-BCD_1x2 | 1884 | 623 | 953 |  |  | 127.3 | 28 | 28 | 630 | EC motor | 5060 | 2 | no | no | C | D | Epoxy coated aluminum | 2025-01-02 | 8 | 4 | yes | piece | 1
GCVC PD 063.2/14-68 | GCVC PD | 063.2/14-68 | 4251621 | finoox | GCVC 063.2C/1x4-2552-2-D/4/32/2.10/3600/AXS/1/015023 | 15298 | 4 | 1 | 2552 | Axial | 158549 | 156473 | 240.88 | 53287 | 1435 | VT03143U.1 | 11781 | 2025-03-04 | E | 68 | 99.63 | 2025-03-22 | VerticalCompact-BCD_1x4 | 3684 | 611 | 953 |  |  | 320 | 54 | 54 | 630 | EC motor | 5060 | 2 | no | no | C | D | Aluminum | 2025-01-02 | 2 | 4 | yes | piece | 1
GCVC PD 050.2/22-46 | GCVC PD | 050.2/22-46 | 4246141 | finoox | GCVC 050.2D/2x2-2520-1-D/3/80/2.10/2400/EXS/1/015023 | 10614 | 2 | 2 | 2520 | Axial | 93.63 | 93564 | 301.1 | 25277 | 1070 | VT03011U.1 | 1071 | 2025-04-01 | C | 45.91 | 77.72 | 2025-09-26 | VerticalCompact-BCD_2x2 | 2484 | 800 | 2161 |  |  | 290.4 | 35 | 35 | 500 | EC motor | 5060 | 1 | no | no | D | D | Epoxy coated aluminum | 2025-01-02 | 6 | 3 | yes | piece | 1
GCVC PD 050.2/11-35 | GCVC PD | 050.2/11-35 | 4249343 | finoox | GCVC 050.2C/1x1-2517-1-D/4/32/2.10/900/AXS/1/015023 | 2707 | 1 | 1 | 2517 | Axial | 19287 | 19412 | 60.22 | 4596 | 880 | VT03011U.1 | 0.169 | 0.84 | C | 35.22 | 66.48 | 2025-01-05 | VerticalCompact-BCD_1x1 | 984 | 586 | 953 |  |  | 63.6 | 16 | 16 | 500 | EC motor | 5060 | 1 | no | no | C | D | Aluminum | 2025-01-02 | 8 | 4 | yes | piece | 1
GCVC PD 063.2/12-42 | GCVC PD | 063.2/12-42 | 4252135 | finoox | GCVC 063.2D/1x2-2556-2-D/3/40/2.10/2400/EXS/1/015023 | 7561 | 2 | 1 | 2556 | Axial | 58128 | 58054 | 150.55 | 18196 | 850 | VT03144U.1 | 0.727 | 0.77 | C | 41.81 | 73.33 | 2025-09-12 | VerticalCompact-BCD_1x2 | 2484 | 623 | 1153 |  |  | 162.1 | 28 | 28 | 630 | EC motor | 5060 | 2 | no | no | D | D | Epoxy coated aluminum | 2025-01-02 | 6 | 3 | yes | piece | 1
GCVC PD 050.2/12-44 | GCVC PD | 050.2/12-44 | 4249605 | finoox | GCVC 050.2C/1x2-2521-1-D/3/32/2.10/1800/EXS/1/015023 | 4536 | 2 | 1 | 2521 | Axial | 37205 | 37127 | 90.33 | 12350 | 1135 | VT03011U.1 | 0.676 | 1965-01-01 | D | 43.82 | 75.21 | 2025-06-07 | VerticalCompact-BCD_1x2 | 1884 | 586 | 953 |  |  | 107.9 | 22 | 22 | 500 | EC motor | 5060 | 1 | no | no | C | D | Epoxy coated aluminum | 2025-01-02 | 8 | 3 | yes | piece | 1
GCVC PD 045.2/13-45 | GCVC PD | 045.2/13-45 | 4243978 | finoox | GCVC 045.2B/1x3-2528-1-D/3/24/2.10/2160/EXS/1/015023 | 5453 | 3 | 1 | 2528 | Axial | 33993 | 34064 | 81.3 | 11014 | 1050 | VT03007U.1 | 0.575 | 0.84 | D | 45.42 | 76.8 | 2025-08-06 | VerticalCompact-BCD_1x3a | 2244 | 535 | 753 |  |  | 108.7 | 22 | 22 | 450 | EC motor | 5060 | 1 | no | no | B | D | Epoxy coated aluminum | 2025-01-02 | 6 | 3 | yes | piece | 1
GCVC PD 063.2/12-37 | GCVC PD | 063.2/12-37 | 4252125 | finoox | GCVC 063.2D/1x2-2554-2-D/6/40/2.10/2400/EXS/1/015023 | 9511 | 2 | 1 | 2554 | Axial | 74008 | 74238 | 301.1 | 14604 | 750 | VT03144U.1 | 0.551 | 0.6 | B | 37.39 | 68.92 | 2025-03-25 | VerticalCompact-BCD_1x2 | 2484 | 623 | 1153 |  |  | 206.2 | 35 | 35 | 630 | EC motor | 5060 | 2 | no | no | D | D | Epoxy coated aluminum | 2025-01-02 | 8 | 6 | yes | piece | 1
GCVC PD 050.2/23-39 | GCVC PD | 050.2/23-39 | 4246286 | finoox | GCVC 050.2D/2x3-2388-I-D/4/80/2.10/3600/EXS/1/015023 | 13975 | 3 | 2 | 2388 | Axial | 125756 | 125789 | 602.19 | 26804 | 710 | VT01437 | 0.917 | 0.34 | B | 39.02 | 70.98 | 51.6 | VerticalCompact-BCD_2x3 | 3684 | 800 | 2161 |  |  | 482.1 | 42 | 42 | 500 | AC motor | 60 | I | no | no | D | D | Epoxy coated aluminum | 2025-01-02 | 6 | 4 | yes | piece | 1
GCVC PD 050.2/23-27 | GCVC PD | 050.2/23-27 | 4246292 | finoox | GCVC 050.2D/2x3-2389-J-D/4/80/2.10/3600/EXS/1/015023 | 13865 | 3 | 2 | 2389 | Axial | 88724 | 88813 | 602.19 | 16881 | 450 | VT01437 | 0.488 | 0.17 | A | 26.62 | 58.59 | 50.2 | VerticalCompact-BCD_2x3 | 3684 | 800 | 2161 |  |  | 479.5 | 35 | 35 | 500 | AC motor | 60 | J | no | no | D | D | Epoxy coated aluminum | 2025-01-02 | 6 | 4 | yes | piece | 1
GCVC PD 045.2/13-53 | GCVC PD | 045.2/13-53 | 4243949 | finoox | GCVC 045.2B/1x3-2409-1-D/4/24/2.10/2160/AXS/1/015023 | 5465 | 3 | 1 | 2409 | Axial | 51275 | 51358 | 108.39 | 15213 | 1500 | VT03007U.1 | 1619 | 2025-02-02 | E | 53.39 | 84.77 | 2025-02-09 | VerticalCompact-BCD_1x3a | 2244 | 535 | 753 |  |  | 118.2 | 28 | 28 | 450 | EC motor | 5060 | 1 | no | no | B | D | Aluminum | 2025-01-02 | 6 | 4 | yes | piece | 1
GCVC PD 063.2/23-67 | GCVC PD | 063.2/23-67 | 4247949 | finoox | GCVC 063.2D/2x3-2552-2-D/3/80/2.10/3600/EXS/1/015023 | 26656 | 3 | 2 | 2552 | Axial | 234056 | 232594 | 451.65 | 100866 | 1435 | VT03143U.1 | 16206 | 2025-03-04 | E | 67.19 | 99.16 | 43.1 | VerticalCompact-BCD_2x3 | 3684 | 800 | 2161 |  |  | 568.7 | 54 | 54 | 630 | EC motor | 5060 | 2 | no | no | D | D | Epoxy coated aluminum | 2025-01-02 | 4 | 3 | yes | piece | 1
GCVC PD 063.2/12-65 | GCVC PD | 063.2/12-65 | 4251211 | finoox | GCVC 063.2C/1x2-2552-2-D/4/32/2.10/1800/EXS/1/015023 | 8569 | 2 | 1 | 2552 | Axial | 70964 | 71092 | 120.44 | 26643 | 1435 | VT03143U.1 | 5891 | 2025-03-04 | E | 65.22 | 96.62 | 2025-09-10 | VerticalCompact-BCD_1x2 | 1884 | 611 | 953 |  |  | 163.9 | 35 | 35 | 630 | EC motor | 5060 | 2 | no | no | C | D | Epoxy coated aluminum | 2025-01-02 | 6 | 4 | yes | piece | 1
GCVC PD 045.2/13-41 | GCVC PD | 045.2/13-41 | 4243967 | finoox | GCVC 045.2B/1x3-2525-1-D/4/24/2.10/2160/EXS/1/015023 | 5687 | 3 | 1 | 2525 | Axial | 32715 | 32679 | 108.39 | 7981 | 825 | VT03007U.1 | 0.294 | 0.47 | C | 40.94 | 72.32 | 2025-09-08 | VerticalCompact-BCD_1x3a | 2244 | 535 | 753 |  |  | 117.7 | 22 | 22 | 450 | EC motor | 5060 | 1 | no | no | B | D | Epoxy coated aluminum | 2025-01-02 | 8 | 4 | yes | piece | 1
GCVC PD 050.2/22-41 | GCVC PD | 050.2/22-41 | 4245172 | finoox | GCVC 050.2C/2x2-2517-1-D/6/64/2.10/1800/AXS/1/015023 | 10305 | 2 | 2 | 2517 | Axial | 89727 | 90259 | 361.32 | 17014 | 880 | VT03011U.1 | 0.702 | 0.84 | B | 40.75 | 72.38 | 31.2 | VerticalCompact-BCD_2x2 | 1884 | 800 | 1761 |  |  | 260.8 | 35 | 35 | 500 | EC motor | 5060 | 1 | no | no | C | D | Aluminum | 2025-01-02 | 8 | 6 | yes | piece | 1
GCVC PD 050.2/23-43 | GCVC PD | 050.2/23-43 | 4246361 | finoox | GCVC 050.2D/2x3-2517-1-D/4/80/2.10/3600/AXS/1/015023 | 16548 | 3 | 2 | 2517 | Axial | 145.38 | 145811 | 602.19 | 30626 | 880 | VT03011U.1 | 0.941 | 0.84 | B | 43.1 | 75.06 | 51.7 | VerticalCompact-BCD_2x3 | 3684 | 800 | 2161 |  |  | 467.8 | 42 | 42 | 500 | EC motor | 5060 | 1 | no | no | D | D | Aluminum | 2025-01-02 | 4 | 4 | yes | piece | 1
GCVC PD 080.2/23-29 | GCVC PD | 080.2/23-29 | 4248657 | finoox | GCVC 080.2D/2x3-2494-1-D/4/80/2.10/3600/AXS/1/015023 | 23573 | 3 | 2 | 2494 | Axial | 149243 | 149.58 | 602.19 | 31701 | 340 | VT03062U.1 | 0.51 | 0.45 | A+ | 2025-03-29 | 61.26 | 51.7 | VerticalCompact-BCD_2x3 | 3684 | 800 | 2161 |  |  | 506.9 | 42 | 42 | 800 | EC motor | 5060 | 1 | no | no | D | D | Aluminum | 2025-01-02 | 4 | 4 | yes | piece | 1
GCVC PD 063.2/21-23 | GCVC PD | 063.2/21-23 | 4246513 | finoox | GCVC 063.2C/2x1-2501-1-D/6/64/2.10/900/EXS/1/015023 | 8082 | 1 | 2 | 2501 | Axial | 24321 | 24571 | 180.66 | 4223 | 345 | VT03145U.1 | 0.065 | 0.15 | A+ | 23.49 | 55 | 2025-03-15 | VerticalCompact-BCD_2x1 | 984 | 800 | 1761 |  |  | 144.9 | 18 | 18 | 630 | EC motor | 5060 | 1 | no | no | C | D | Epoxy coated aluminum | 2025-01-02 | 12 | 6 | yes | piece | 1
GCVC PD 063.2/13-27 | GCVC PD | 063.2/13-27 | 4251336 | finoox | GCVC 063.2C/1x3-2502-1-D/6/32/2.10/2700/AXS/1/015023 | 9408 | 3 | 1 | 2502 | Axial | 41228 | 41.5 | 270.99 | 7116 | 385 | VT03145U.1 | 0.122 | 0.2 | A+ | 27.33 | 58.84 | 2025-07-21 | VerticalCompact-BCD_1x3 | 2784 | 615 | 953 |  |  | 199 | 22 | 22 | 630 | EC motor | 5060 | 1 | no | no | C | D | Aluminum | 2025-01-02 | 8 | 6 | yes | piece | 1
GCVC PD 050.2/13-33 | GCVC PD | 050.2/13-33 | 4250747 | finoox | GCVC 050.2D/1x3-2513-1-D/3/40/2.10/3600/EXS/1/015023 | 8106 | 3 | 1 | 2513 | Axial | 46859 | 46.2 | 225.82 | 11053 | 630 | VT03011U.1 | 0.189 | 0.37 | A+ | 33.18 | 64.85 | 2025-06-18 | VerticalCompact-BCD_1x3 | 3684 | 586 | 1153 |  |  | 222.2 | 28 | 28 | 500 | EC motor | 5060 | 1 | no | no | D | D | Epoxy coated aluminum | 2025-01-02 | 6 | 3 | yes | piece | 1
GCVC PD 050.2/12-39 | GCVC PD | 050.2/12-39 | 4249589 | finoox | GCVC 050.2C/1x2-2518-1-D/6/32/2.10/1800/EXS/1/015023 | 5526 | 2 | 1 | 2518 | Axial | 44885 | 44904 | 180.66 | 9151 | 945 | VT03011U.1 | 0.426 | 1 | C | 39.48 | 70.87 | 2025-01-15 | VerticalCompact-BCD_1x2 | 1884 | 586 | 953 |  |  | 134.5 | 28 | 28 | 500 | EC motor | 5060 | 1 | no | no | C | D | Epoxy coated aluminum | 2025-01-02 | 12 | 6 | yes | piece | 1
GCVC PD 050.2/13-41 | GCVC PD | 050.2/13-41 | 4249823 | finoox | GCVC 050.2C/1x3-2518-1-D/3/32/2.10/2700/EXS/1/015023 | 6781 | 3 | 1 | 2518 | Axial | 49247 | 49134 | 135.49 | 15337 | 945 | VT03011U.1 | 0.602 | 1 | C | 41.46 | 72.97 | 2025-05-11 | VerticalCompact-BCD_1x3 | 2784 | 586 | 953 |  |  | 158 | 28 | 28 | 500 | EC motor | 5060 | 1 | no | no | C | D | Epoxy coated aluminum | 2025-01-02 | 6 | 3 | yes | piece | 1
GCVC PD 080.2/13-34 | GCVC PD | 080.2/13-34 | 4253010 | finoox | GCVC 080.2D/1x3-2483-1-D/3/40/2.10/3600/AXS/1/015023 | 10489 | 3 | 1 | 2483 | Axial | 83529 | 83499 | 225.82 | 24152 | 470 | VT03061U.1 | 0.608 | 0.9 | B | 34.04 | 65.72 | 2025-03-19 | VerticalCompact-BCD_1x3 | 3684 | 608 | 1153 |  |  | 244.3 | 35 | 35 | 800 | EC motor | 5060 | 1 | no | no | D | D | Aluminum | 2025-01-02 | 4 | 3 | yes | piece | 1
GCVC PD 050.2/13-54 | GCVC PD | 050.2/13-54 | 4250834 | finoox | GCVC 050.2D/1x3-2790-K-D/3/40/2.10/3600/AXS/1/015023 | 6111 | 3 | 1 | 2790 | Axial | 94607 | 94561 | 225.82 | 30167 | 1640 | VT03150U | 2756 | 1964-01-01 | E | 54.26 | 85.93 | 2025-03-19 | VerticalCompact-BCD_1x3 | 3684 | 569 | 1153 |  |  | 236.7 | 35 | 35 | 500 | AC motor | 60 | K | no | no | D | D | Aluminum | 2025-01-02 | 4 | 3 | yes | piece | 1
GCVC PD 050.2/22-30 | GCVC PD | 050.2/22-30 | 4245978 | finoox | GCVC 050.2D/2x2-2337-S-D/6/80/2.10/2400/AXS/1/015023 | 10607 | 2 | 2 | 2337 | Axial | 73324 | 73892 | 602.19 | 12302 | 510 | VT01437 | 0.314 | 0.16 | A | 30 | 61.81 | 50.5 | VerticalCompact-BCD_2x2 | 2484 | 800 | 2161 |  |  | 389.5 | 35 | 35 | 500 | AC motor | 50 | S | no | no | D | D | Aluminum | 2025-01-02 | 10 | 6 | yes | piece | 1
GCVC PD 050.2/13-29 | GCVC PD | 050.2/13-29 | 4250627 | finoox | GCVC 050.2D/1x3-2337-S-D/3/40/2.10/3600/EXS/1/015023 | 6388 | 3 | 1 | 2337 | Axial | 43547 | 43486 | 225.82 | 9943 | 510 | VT01437 | 0.23 | 0.16 | A | 2025-04-29 | 61.08 | 2025-06-18 | VerticalCompact-BCD_1x3 | 3684 | 596 | 1153 |  |  | 229.4 | 28 | 28 | 500 | AC motor | 50 | S | no | no | D | D | Epoxy coated aluminum | 2025-01-02 | 6 | 3 | yes | piece | 1
GCVC PD 050.2/11-47 | GCVC PD | 050.2/11-47 | 4250162 | finoox | GCVC 050.2D/1x1-2349-I-D/3/40/2.10/1200/AXS/1/015023 | 2540 | 1 | 1 | 2349 | Axial | 31433 | 31.45 | 75.27 | 9573 | 1590 | VT03150U | 0.811 | 2025-07-01 | D | 47.36 | 78.72 | 2025-06-06 | VerticalCompact-BCD_1x1 | 1284 | 569 | 1153 |  |  | 86.9 | 22 | 22 | 500 | AC motor | 60 | I | no | no | D | D | Aluminum | 2025-01-02 | 10 | 3 | yes | piece | 1
GCVC PD 050.2/23-37 | GCVC PD | 050.2/23-37 | 4245323 | finoox | GCVC 050.2C/2x3-2387-L-D/4/64/2.10/2700/AXS/1/015023 | 9942 | 3 | 2 | 2387 | Axial | 86612 | 86785 | 361.32 | 18408 | 500 | VT01435 | 1062 | 0.37 | C | 36.53 | 68.27 | 2025-09-30 | VerticalCompact-BCD_2x3 | 2784 | 800 | 1761 |  |  | 355.2 | 35 | 35 | 500 | AC motor | 60 | L | no | no | C | D | Aluminum | 2025-01-02 | 6 | 4 | yes | piece | 1
GCVC PD 050.2/22-47 | GCVC PD | 050.2/22-47 | 4246084 | finoox | GCVC 050.2D/2x2-2421-1-D/3/80/2.10/2400/AXS/1/015023 | 10056 | 2 | 2 | 2421 | Axial | 102428 | 102364 | 301.1 | 28108 | 1150 | VT03011U.1 | 1328 | 1975-01-01 | C | 46.66 | 78.47 | 2025-04-28 | VerticalCompact-BCD_2x2 | 2484 | 800 | 2161 |  |  | 293 | 42 | 42 | 500 | EC motor | 5060 | 1 | no | no | D | D | Aluminum | 2025-01-02 | 6 | 3 | yes | piece | 1
GCVC PD 045.2/11-40 | GCVC PD | 045.2/11-40 | 4243855 | finoox | GCVC 045.2B/1x1-2527-1-D/4/24/2.10/720/EXS/1/015023 | 2461 | 1 | 1 | 2527 | Axial | 12415 | 12498 | 36.13 | 3185 | 975 | VT03007U.1 | 0.155 | 0.68 | C | 39.87 | 71.05 | 2025-02-03 | VerticalCompact-BCD_1x1 | 804 | 535 | 753 |  |  | 45.6 | 16 | 16 | 450 | EC motor | 5060 | 1 | no | no | B | D | Epoxy coated aluminum | 2025-01-02 | 12 | 4 | yes | piece | 1
GCVC PD 063.2/23-37 | GCVC PD | 063.2/23-37 | 4247906 | finoox | GCVC 063.2D/2x3-2510-1-D/6/80/2.10/3600/AXS/1/015023 | 23855 | 3 | 2 | 2510 | Axial | 190404 | 191068 | 903.29 | 35492 | 695 | VT03145U.1 | 0.985 | 0.9 | A | 37.47 | 69.44 | 78.2 | VerticalCompact-BCD_2x3 | 3684 | 800 | 2161 |  |  | 569.1 | 54 | 54 | 630 | EC motor | 5060 | 1 | no | no | D | D | Aluminum | 2025-01-02 | 6 | 6 | yes | piece | 1
GCVC PD 063.2/12-36 | GCVC PD | 063.2/12-36 | 4252116 | finoox | GCVC 063.2D/1x2-2553-2-D/6/40/2.10/2400/AXS/1/015023 | 8930 | 2 | 1 | 2553 | Axial | 71242 | 71568 | 301.1 | 13584 | 700 | VT03144U.1 | 0.453 | 0.52 | B | 35.85 | 67.38 | 2025-03-25 | VerticalCompact-BCD_1x2 | 2484 | 623 | 1153 |  |  | 206.2 | 35 | 35 | 630 | EC motor | 5060 | 2 | no | no | D | D | Aluminum | 2025-01-02 | 8 | 6 | yes | piece | 1
GCVC PD 063.2/22-45 | GCVC PD | 063.2/22-45 | 4247734 | finoox | GCVC 063.2D/2x2-2557-2-D/4/80/2.10/2400/EXS/1/015023 | 16265 | 2 | 2 | 2557 | Axial | 143892 | 143986 | 401.46 | 37562 | 900 | VT03144U.1 | 1765 | 0.85 | C | 45.2 | 77.01 | 36.3 | VerticalCompact-BCD_2x2 | 2484 | 800 | 2161 |  |  | 342.8 | 42 | 42 | 630 | EC motor | 5060 | 2 | no | no | D | D | Epoxy coated aluminum | 2025-01-02 | 6 | 4 | yes | piece | 1
GCVC PD 080.2/13-39 | GCVC PD | 080.2/13-39 | 4253029 | finoox | GCVC 080.2D/1x3-2486-1-D/4/40/2.10/3600/AXS/1/015023 | 11339 | 3 | 1 | 2486 | Axial | 109327 | 109489 | 301.1 | 27519 | 565 | VT03061U.1 | 1053 | 1955-01-01 | C | 38.65 | 70.34 | 26 | VerticalCompact-BCD_1x3 | 3684 | 608 | 1153 |  |  | 267.4 | 42 | 42 | 800 | EC motor | 5060 | 1 | no | no | D | D | Aluminum | 2025-01-02 | 4 | 4 | yes | piece | 1
GCVC PD 050.2/21-55 | GCVC PD | 050.2/21-55 | 4244996 | finoox | GCVC 050.2C/2x1-2563-2-D/6/64/2.10/900/AXS/1/015023 | 7153 | 1 | 2 | 2563 | Axial | 73306 | 73979 | 180.66 | 16736 | 1680 | VT03013U.1 | 2197 | 1975-01-01 | E | 54.72 | 86.23 | 2025-04-17 | VerticalCompact-BCD_2x1 | 984 | 800 | 1761 |  |  | 155.5 | 35 | 35 | 500 | EC motor | 5060 | 2 | no | no | C | D | Aluminum | 2025-01-02 | 8 | 6 | yes | piece | 1
GCVC PD 063.2/13-34 | GCVC PD | 063.2/13-34 | 4251374 | finoox | GCVC 063.2C/1x3-2508-1-D/4/32/2.10/2700/EXS/1/015023 | 8775 | 3 | 1 | 2508 | Axial | 55842 | 55.83 | 180.66 | 13692 | 615 | VT03145U.1 | 0.382 | 0.65 | B | 34.18 | 65.69 | 15 | VerticalCompact-BCD_1x3 | 2784 | 615 | 953 |  |  | 173.6 | 28 | 28 | 630 | EC motor | 5060 | 1 | no | no | C | D | Epoxy coated aluminum | 2025-01-02 | 6 | 4 | yes | piece | 1
GCVC PD 050.2/21-29 | GCVC PD | 050.2/21-29 | 4245854 | finoox | GCVC 050.2D/2x1-2512-1-D/4/80/2.10/1200/EXS/1/015023 | 6568 | 1 | 2 | 2512 | Axial | 33131 | 33273 | 200.73 | 6501 | 565 | VT03011U.1 | 0.099 | 0.28 | A+ | 28.95 | 60.6 | 2025-02-17 | VerticalCompact-BCD_2x1 | 1284 | 800 | 2161 |  |  | 175.6 | 22 | 22 | 500 | EC motor | 5060 | 1 | no | no | D | D | Epoxy coated aluminum | 2025-01-02 | 10 | 4 | yes | piece | 1
GCVC PD 045.2/21-47 | GCVC PD | 045.2/21-47 | 4244418 | finoox | GCVC 045.2C/2x1-0426-W-D/4/64/2.10/900/EXS/1/015023 | 3947 | 1 | 2 | 426 | Axial | 42126 | 42373 | 120.44 | 10766 | 1360 | VT0326U | 0.832 | 2025-02-02 | D | 47.46 | 78.97 | 2025-04-11 | VerticalCompact-BCD_2x1 | 984 | 800 | 1761 |  |  | 131.6 | 28 | 28 | 450 | AC motor | 50 | W | no | no | C | D | Epoxy coated aluminum | 2025-01-02 | 8 | 4 | yes | piece | 1
GCVC PD 050.2/12-27 | GCVC PD | 050.2/12-27 | 4244177 | finoox | GCVC 050.2B/1x2-2385-J-D/3/24/2.10/1440/EXS/1/015023 | 2890 | 2 | 1 | 2385 | Axial | 16192 | 16181 | 54.2 | 4231 | 430 | VT01435 | 0.267 | 0.32 | D | 27.33 | 58.62 | 2025-05-04 | VerticalCompact-BCD_1x2 | 1524 | 596 | 753 |  |  | 88.7 | 16 | 16 | 500 | AC motor | 60 | J | no | no | B | D | Epoxy coated aluminum | 2025-01-02 | 8 | 3 | yes | piece | 1
GCVC PD 080.2/13-49 | GCVC PD | 080.2/13-49 | 4253000 | finoox | GCVC 080.2D/1x3-2449-2-D/6/40/2.10/3600/AXS/1/015023 | 14139 | 3 | 1 | 2449 | Axial | 158724 | 159421 | 451.65 | 33972 | 770 | VT03060U.1 | 2729 | 2025-05-01 | D | 48.82 | 80.5 | 39.4 | VerticalCompact-BCD_1x3 | 3684 | 613 | 1153 |  |  | 322.8 | 54 | 54 | 800 | EC motor | 5060 | 2 | no | no | D | D | Aluminum | 2025-01-02 | 4 | 6 | yes | piece | 1
GCVC PD 050.2/21-22 | GCVC PD | 050.2/21-22 | 4245812 | finoox | GCVC 050.2D/2x1-2389-J-D/4/80/2.10/1200/EXS/1/015023 | 5418 | 1 | 2 | 2389 | Axial | 29419 | 29.56 | 200.73 | 5627 | 450 | VT01437 | 0.163 | 0.17 | B | 22.16 | 53.81 | 2025-02-17 | VerticalCompact-BCD_2x1 | 1284 | 800 | 2161 |  |  | 180.4 | 22 | 22 | 500 | AC motor | 60 | J | no | no | D | D | Epoxy coated aluminum | 2025-01-02 | 10 | 4 | yes | piece | 1
GCVC PD 063.2/11-42 | GCVC PD | 063.2/11-42 | 4251752 | finoox | GCVC 063.2D/1x1-2413-2-D/4/40/2.10/1200/EXS/1/015023 | 4779 | 1 | 1 | 2413 | Axial | 39066 | 39141 | 100.37 | 10471 | 1000 | VT03144U.1 | 0.599 | 2025-01-01 | D | 41.98 | 73.35 | 2025-06-08 | VerticalCompact-BCD_1x1 | 1284 | 623 | 1153 |  |  | 94.7 | 22 | 22 | 630 | EC motor | 5060 | 2 | no | no | D | D | Epoxy coated aluminum | 2025-01-02 | 10 | 4 | yes | piece | 1
GCVC PD 050.2/23-53 | GCVC PD | 050.2/23-53 | 4246223 | finoox | GCVC 050.2D/2x3-2347-D-D/4/80/2.10/3600/AXS/1/015023 | 13363 | 3 | 2 | 2347 | Axial | 206781 | 207113 | 602.19 | 50400 | 1390 | VT03150U | 3875 | 1941-01-01 | D | 53.44 | 85.4 | 54.8 | VerticalCompact-BCD_2x3 | 3684 | 800 | 2161 |  |  | 501.5 | 54 | 54 | 500 | AC motor | 50 | D | no | no | D | D | Aluminum | 2025-01-02 | 4 | 4 | yes | piece | 1
GCVC PD 063.2/11-61 | GCVC PD | 063.2/11-61 | 4251000 | finoox | GCVC 063.2C/1x1-2551-2-D/3/32/2.10/900/EXS/1/015023 | 4881 | 1 | 1 | 2551 | Axial | 29233 | 29439 | 45.16 | 13413 | 1360 | VT03143U.1 | 2478 | 4 | E | 60.53 | 91.8 | 2025-02-04 | VerticalCompact-BCD_1x1 | 984 | 611 | 953 |  |  | 83 | 22 | 22 | 630 | EC motor | 5060 | 2 | no | no | C | D | Epoxy coated aluminum | 2025-01-02 | 8 | 3 | yes | piece | 1
GCVC PD 050.2/11-34 | GCVC PD | 050.2/11-34 | 4250284 | finoox | GCVC 050.2D/1x1-2516-1-D/6/40/2.10/1200/AXS/1/015023 | 3670 | 1 | 1 | 2516 | Axial | 25787 | 25989 | 150.55 | 4559 | 820 | VT03011U.1 | 0.131 | 0.68 | A | 33.95 | 65.31 | 2025-05-12 | VerticalCompact-BCD_1x1 | 1284 | 586 | 1153 |  |  | 103.4 | 18 | 18 | 500 | EC motor | 5060 | 1 | no | no | D | D | Aluminum | 2025-01-02 | 10 | 6 | yes | piece | 1
GCVC PD 080.2/23-55 | GCVC PD | 080.2/23-55 | 4248714 | finoox | GCVC 080.2D/2x3-2539-2-D/4/80/2.10/3600/EXS/1/015023 | 33136 | 3 | 2 | 2539 | Axial | 271985 | 270.85 | 602.19 | 84972 | 850 | VT03059U.2 | 7188 | 2019-02-01 | D | 54.52 | 86.48 | 58.2 | VerticalCompact-BCD_2x3 | 3684 | 800 | 2161 |  |  | 588.9 | 64 | 64 | 800 | EC motor | 5060 | 2 | no | no | D | D | Epoxy coated aluminum | 2025-01-02 | 4 | 4 | yes | piece | 1
GCVC PD 063.2/11-60 | GCVC PD | 063.2/11-60 | 4250997 | finoox | GCVC 063.2C/1x1-2550-2-D/4/32/2.10/900/EXS/1/015023 | 5026 | 1 | 1 | 2550 | Axial | 34139 | 34397 | 60.22 | 11813 | 1285 | VT03143U.1 | 2115 | 2026-03-01 | E | 60.01 | 91.28 | 2025-04-05 | VerticalCompact-BCD_1x1 | 984 | 611 | 953 |  |  | 87.3 | 22 | 22 | 630 | EC motor | 5060 | 2 | no | no | C | D | Epoxy coated aluminum | 2025-01-02 | 8 | 4 | yes | piece | 1
GCVC PD 050.2/11-28 | GCVC PD | 050.2/11-28 | 4250269 | finoox | GCVC 050.2D/1x1-2513-1-D/6/40/2.10/1200/EXS/1/015023 | 3895 | 1 | 1 | 2513 | Axial | 20253 | 20418 | 150.55 | 3479 | 630 | VT03011U.1 | 0.066 | 0.37 | A+ | 28.18 | 59.55 | 2025-04-12 | VerticalCompact-BCD_1x1 | 1284 | 586 | 1153 |  |  | 103.3 | 16 | 16 | 500 | EC motor | 5060 | 1 | no | no | D | D | Epoxy coated aluminum | 2025-01-02 | 12 | 6 | yes | piece | 1
GCVC PD 050.2/22-36 | GCVC PD | 050.2/22-36 | 4245023 | finoox | GCVC 050.2C/2x2-2336-D-D/4/64/2.10/1800/AXS/1/015023 | 6791 | 2 | 2 | 2336 | Axial | 64903 | 65036 | 240.88 | 14242 | 660 | VT01437 | 0.505 | 0.33 | B | 36.07 | 67.7 | 2025-07-21 | VerticalCompact-BCD_2x2 | 1884 | 800 | 1761 |  |  | 235 | 35 | 35 | 500 | AC motor | 50 | D | no | no | C | D | Aluminum | 2025-01-02 | 8 | 4 | yes | piece | 1
GCVC PD 050.2/21-41 | GCVC PD | 050.2/21-41 | 4244835 | finoox | GCVC 050.2C/2x1-2384-I-D/3/64/2.10/900/EXS/1/015023 | 4172 | 1 | 2 | 2384 | Axial | 34.44 | 34582 | 90.33 | 10407 | 790 | VT01435 | 0.73 | 0.88 | D | 41.33 | 72.84 | 2025-03-08 | VerticalCompact-BCD_2x1 | 984 | 800 | 1761 |  |  | 127.7 | 22 | 22 | 500 | AC motor | 60 | I | no | no | C | D | Epoxy coated aluminum | 2025-01-02 | 8 | 3 | yes | piece | 1
GCVC PD 050.2/23-39 | GCVC PD | 050.2/23-39 | 4246283 | finoox | GCVC 050.2D/2x3-2388-I-D/4/80/2.10/3600/AXS/1/015023 | 12893 | 3 | 2 | 2388 | Axial | 127.49 | 127568 | 602.19 | 26804 | 710 | VT01437 | 0.917 | 0.34 | B | 39.02 | 70.98 | 51.6 | VerticalCompact-BCD_2x3 | 3684 | 800 | 2161 |  |  | 482.1 | 42 | 42 | 500 | AC motor | 60 | I | no | no | D | D | Aluminum | 2025-01-02 | 6 | 4 | yes | piece | 1
GCVC PD 050.2/11-31 | GCVC PD | 050.2/11-31 | 4249264 | finoox | GCVC 050.2C/1x1-2388-I-D/3/32/2.10/900/AXS/1/015023 | 2137 | 1 | 1 | 2388 | Axial | 15094 | 15161 | 45.16 | 4113 | 710 | VT01437 | 0.158 | 0.34 | C | 30.94 | 62.21 | 2025-09-03 | VerticalCompact-BCD_1x1 | 984 | 596 | 953 |  |  | 61.7 | 16 | 16 | 500 | AC motor | 60 | I | no | no | C | D | Aluminum | 2025-01-02 | 8 | 3 | yes | piece | 1
GCVC PD 050.2/21-26 | GCVC PD | 050.2/21-26 | 4245823 | finoox | GCVC 050.2D/2x1-2391-L-D/3/80/2.10/1200/EXS/1/015023 | 5021 | 1 | 2 | 2391 | Axial | 29857 | 29952 | 150.55 | 6752 | 520 | VT01437 | 0.201 | 0.18 | B | 2025-08-25 | 57.45 | 2025-02-13 | VerticalCompact-BCD_2x1 | 1284 | 800 | 2161 |  |  | 165.8 | 22 | 22 | 500 | AC motor | 60 | L | no | no | D | D | Epoxy coated aluminum | 2025-01-02 | 10 | 3 | yes | piece | 1
GCVC PD 050.2/13-37 | GCVC PD | 050.2/13-37 | 4250707 | finoox | GCVC 050.2D/1x3-2390-K-D/6/40/2.10/3600/EXS/1/015023 | 8925 | 3 | 1 | 2390 | Axial | 76149 | 76524 | 451.65 | 13549 | 760 | VT01437 | 0.512 | 0.35 | B | 36.73 | 68.41 | 36.9 | VerticalCompact-BCD_1x3 | 3684 | 596 | 1153 |  |  | 295.3 | 35 | 35 | 500 | AC motor | 60 | K | no | no | D | D | Epoxy coated aluminum | 2025-01-02 | 6 | 6 | yes | piece | 1
GCVC PD 050.2/13-58 | GCVC PD | 050.2/13-58 | 4244331 | finoox | GCVC 050.2B/1x3-2410-2-D/4/24/2.10/2160/EXS/1/015023 | 7732 | 3 | 1 | 2410 | Axial | 60.94 | 60835 | 108.39 | 23319 | 1770 | VT03013U.1 | 3963 | 2025-01-02 | E | 58.49 | 89.87 | 2025-02-09 | VerticalCompact-BCD_1x3a | 2244 | 607 | 753 |  |  | 137.1 | 28 | 28 | 500 | EC motor | 5060 | 2 | no | no | B | D | Epoxy coated aluminum | 2025-01-02 | 6 | 4 | yes | piece | 1
GCVC PD 063.2/13-26 | GCVC PD | 063.2/13-26 | 4252277 | finoox | GCVC 063.2D/1x3-2504-1-D/4/40/2.10/3600/AXS/1/015023 | 9951 | 3 | 1 | 2504 | Axial | 60.47 | 60474 | 301.1 | 12527 | 460 | VT03145U.1 | 0.162 | 0.3 | A+ | 25.65 | 57.33 | 2025-05-24 | VerticalCompact-BCD_1x3 | 3684 | 615 | 1153 |  |  | 246.6 | 28 | 28 | 630 | EC motor | 5060 | 1 | no | no | D | D | Aluminum | 2025-01-02 | 6 | 4 | yes | piece | 1
GCVC PD 045.2/12-38 | GCVC PD | 045.2/12-38 | 4248947 | finoox | GCVC 045.2C/1x2-2525-1-D/6/32/2.10/1800/EXS/1/015023 | 5587 | 2 | 1 | 2525 | Axial | 33506 | 33696 | 180.66 | 6044 | 825 | VT03007U.1 | 0.196 | 0.47 | B | 38.08 | 69.46 | 2025-08-14 | VerticalCompact-BCD_1x2 | 1884 | 535 | 953 |  |  | 130.5 | 22 | 22 | 450 | EC motor | 5060 | 1 | no | no | C | D | Epoxy coated aluminum | 2025-01-02 | 8 | 6 | yes | piece | 1
GCVC PD 063.2/12-40 | GCVC PD | 063.2/12-40 | 4252126 | finoox | GCVC 063.2D/1x2-2555-2-D/3/40/2.10/2400/AXS/1/015023 | 7237 | 2 | 1 | 2555 | Axial | 57616 | 57579 | 150.55 | 17096 | 800 | VT03144U.1 | 0.611 | 0.69 | C | 40.45 | 71.98 | 2025-09-12 | VerticalCompact-BCD_1x2 | 2484 | 623 | 1153 |  |  | 162.1 | 28 | 28 | 630 | EC motor | 5060 | 2 | no | no | D | D | Aluminum | 2025-01-02 | 6 | 3 | yes | piece | 1
GCVC PD 063.2/12-39 | GCVC PD | 063.2/12-39 | 4251227 | finoox | GCVC 063.2C/1x2-2555-2-D/3/32/2.10/1800/EXS/1/015023 | 6579 | 2 | 1 | 2555 | Axial | 42.84 | 42885 | 90.33 | 14795 | 800 | VT03144U.1 | 0.69 | 0.69 | D | 38.54 | 69.94 | 8 | VerticalCompact-BCD_1x2 | 1884 | 623 | 953 |  |  | 118.7 | 28 | 28 | 630 | EC motor | 5060 | 2 | no | no | C | D | Epoxy coated aluminum | 2025-01-02 | 6 | 3 | yes | piece | 1
GCVC PD 063.2/22-66 | GCVC PD | 063.2/22-66 | 4246795 | finoox | GCVC 063.2C/2x2-2550-2-D/4/64/2.10/1800/EXS/1/015023 | 17147 | 2 | 2 | 2550 | Axial | 134.35 | 134521 | 240.88 | 47251 | 1285 | VT03143U.1 | 8458 | 2026-03-01 | E | 65.67 | 97.3 | 2025-09-22 | VerticalCompact-BCD_2x2 | 1884 | 800 | 1761 |  |  | 319.6 | 42 | 42 | 630 | EC motor | 5060 | 2 | no | no | C | D | Epoxy coated aluminum | 2025-01-02 | 6 | 4 | yes | piece | 1
GCVC PD 050.2/22-56 | GCVC PD | 050.2/22-56 | 4246168 | finoox | GCVC 050.2D/2x2-2561-2-D/3/80/2.10/2400/AXS/1/015023 | 12155 | 2 | 2 | 2561 | Axial | 117639 | 117559 | 301.1 | 35454 | 1505 | VT03013U.1 | 2835 | 1938-01-01 | D | 56.31 | 88.12 | 2025-04-28 | VerticalCompact-BCD_2x2 | 2484 | 800 | 2161 |  |  | 311.4 | 42 | 42 | 500 | EC motor | 5060 | 2 | no | no | D | D | Aluminum | 2025-01-02 | 6 | 3 | yes | piece | 1
GCVC PD 063.2/11-19 | GCVC PD | 063.2/11-19 | 4250922 | finoox | GCVC 063.2C/1x1-2502-1-D/3/32/2.10/900/AXS/1/015023 | 3664 | 1 | 1 | 2502 | Axial | 11942 | 11977 | 45.16 | 2948 | 385 | VT03145U.1 | 0.039 | 0.2 | A+ | 18.92 | 50.19 | 2025-09-03 | VerticalCompact-BCD_1x1 | 984 | 615 | 953 |  |  | 60.1 | 16 | 16 | 630 | EC motor | 5060 | 1 | no | no | C | D | Aluminum | 2025-01-02 | 12 | 3 | yes | piece | 1
GCVC PD 063.2/21-21 | GCVC PD | 063.2/21-21 | 4247369 | finoox | GCVC 063.2D/2x1-2502-1-D/6/80/2.10/1200/EXS/1/015023 | 9849 | 1 | 2 | 2502 | Axial | 37299 | 37621 | 301.1 | 6339 | 385 | VT03145U.1 | 0.075 | 0.2 | A+ | 20.59 | 52.25 | 2025-03-25 | VerticalCompact-BCD_2x1 | 1284 | 800 | 2161 |  |  | 208.6 | 22 | 22 | 630 | EC motor | 5060 | 1 | no | no | D | D | Epoxy coated aluminum | 2025-01-02 | 12 | 6 | yes | piece | 1
GCVC PD 063.2/23-32 | GCVC PD | 063.2/23-32 | 4246934 | finoox | GCVC 063.2C/2x3-2503-1-D/6/64/2.10/2700/AXS/1/015023 | 18805 | 3 | 2 | 2503 | Axial | 90115 | 90612 | 541.97 | 15811 | 425 | VT03145U.1 | 0.303 | 0.25 | A+ | 31.99 | 63.74 | 45 | VerticalCompact-BCD_2x3 | 2784 | 800 | 1761 |  |  | 383.7 | 35 | 35 | 630 | EC motor | 5060 | 1 | no | no | C | D | Aluminum | 2025-01-02 | 8 | 6 | yes | piece | 1
GCVC PD 063.2/14-30 | GCVC PD | 063.2/14-30 | 4251551 | finoox | GCVC 063.2C/1x4-2503-1-D/6/32/2.10/3600/EXS/1/015023 | 12771 | 4 | 1 | 2503 | Axial | 59542 | 59844 | 361.32 | 10540 | 425 | VT03145U.1 | 0.202 | 0.25 | A+ | 30.35 | 61.98 | 29 | VerticalCompact-BCD_1x4 | 3684 | 615 | 953 |  |  | 261.3 | 28 | 28 | 630 | EC motor | 5060 | 1 | no | no | C | D | Epoxy coated aluminum | 2025-01-02 | 6 | 6 | yes | piece | 1
GCVC PD 050.2/22-43 | GCVC PD | 050.2/22-43 | 4246126 | finoox | GCVC 050.2D/2x2-2518-1-D/3/80/2.10/2400/AXS/1/015023 | 10054 | 2 | 2 | 2518 | Axial | 87944 | 87906 | 301.1 | 22259 | 945 | VT03011U.1 | 0.75 | 1 | B | 43.17 | 74.98 | 2025-09-26 | VerticalCompact-BCD_2x2 | 2484 | 800 | 2161 |  |  | 290.4 | 35 | 35 | 500 | EC motor | 5060 | 1 | no | no | D | D | Aluminum | 2025-01-02 | 6 | 3 | yes | piece | 1
GCVC PD 050.2/23-44 | GCVC PD | 050.2/23-44 | 4246371 | finoox | GCVC 050.2D/2x3-2518-1-D/6/80/2.10/3600/EXS/1/015023 | 21339 | 3 | 2 | 2518 | Axial | 172475 | 173149 | 903.29 | 31691 | 945 | VT03011U.1 | 1175 | 1 | B | 44.27 | 76.23 | 78.2 | VerticalCompact-BCD_2x3 | 3684 | 800 | 2161 |  |  | 563.7 | 54 | 54 | 500 | EC motor | 5060 | 1 | no | no | D | D | Epoxy coated aluminum | 2025-01-02 | 6 | 6 | yes | piece | 1
GCVC PD 045.2/21-48 | GCVC PD | 045.2/21-48 | 4244489 | finoox | GCVC 045.2C/2x1-2532-1-D/3/64/2.10/900/EXS/1/015023 | 4938 | 1 | 2 | 2532 | Axial | 35764 | 35916 | 90.33 | 11039 | 1350 | VT03007U.1 | 0.765 | 1965-01-01 | D | 48.46 | 79.97 | 2025-03-08 | VerticalCompact-BCD_2x1 | 984 | 800 | 1761 |  |  | 114.3 | 22 | 22 | 450 | EC motor | 5060 | 1 | no | no | C | D | Epoxy coated aluminum | 2025-01-02 | 8 | 3 | yes | piece | 1
GCVC PD 050.2/23-46 | GCVC PD | 050.2/23-46 | 4246263 | finoox | GCVC 050.2D/2x3-2384-I-D/6/80/2.10/3600/EXS/1/015023 | 17789 | 3 | 2 | 2384 | Axial | 176105 | 176756 | 903.29 | 32558 | 790 | VT01435 | 2163 | 0.88 | C | 45.85 | 77.81 | 78.2 | VerticalCompact-BCD_2x3 | 3684 | 800 | 2161 |  |  | 593.6 | 54 | 54 | 500 | AC motor | 60 | I | no | no | D | D | Epoxy coated aluminum | 2025-01-02 | 6 | 6 | yes | piece | 1
GCVC PD 050.2/14-35 | GCVC PD | 050.2/14-35 | 4249967 | finoox | GCVC 050.2C/1x4-2387-L-D/4/32/2.10/3600/AXS/1/015023 | 6572 | 4 | 1 | 2387 | Axial | 58233 | 58.4 | 240.88 | 12272 | 500 | VT01435 | 0.708 | 0.37 | C | 34.89 | 66.51 | 2025-06-19 | VerticalCompact-BCD_1x4 | 3684 | 596 | 953 |  |  | 242.1 | 28 | 28 | 500 | AC motor | 60 | L | no | no | C | D | Aluminum | 2025-01-02 | 4 | 4 | yes | piece | 1
GCVC PD 063.2/11-27 | GCVC PD | 063.2/11-27 | 4250881 | finoox | GCVC 063.2C/1x1-2398-I-D/6/32/2.10/900/EXS/1/015023 | 3803 | 1 | 1 | 2398 | Axial | 17473 | 17634 | 90.33 | 3240 | 460 | VT01442 | 0.147 | 0.32 | C | 26.63 | 57.9 | 2025-06-07 | VerticalCompact-BCD_1x1 | 984 | 598 | 953 |  |  | 76.6 | 16 | 16 | 630 | AC motor | 60 | I | no | no | C | D | Epoxy coated aluminum | 2025-01-02 | 12 | 6 | yes | piece | 1
GCVC PD 080.2/22-40 | GCVC PD | 080.2/22-40 | 4248355 | finoox | GCVC 080.2D/2x2-2487-1-D/3/80/2.10/2400/EXS/1/015023 | 17102 | 2 | 2 | 2487 | Axial | 124525 | 124339 | 301.1 | 41448 | 600 | VT03061U.1 | 1592 | 1985-01-01 | C | 40.13 | 71.94 | 2025-04-28 | VerticalCompact-BCD_2x2 | 2484 | 800 | 2161 |  |  | 321.7 | 42 | 42 | 800 | EC motor | 5060 | 1 | no | no | D | D | Epoxy coated aluminum | 2025-01-02 | 6 | 3 | yes | piece | 1
GCVC PD 050.2/23-55 | GCVC PD | 050.2/23-55 | 4246396 | finoox | GCVC 050.2D/2x3-2559-2-D/3/80/2.10/3600/AXS/1/015023 | 18536 | 3 | 2 | 2559 | Axial | 164037 | 163971 | 451.65 | 46844 | 1330 | VT03013U.1 | 2946 | 2025-08-01 | D | 55.17 | 87.13 | 43.1 | VerticalCompact-BCD_2x3 | 3684 | 800 | 2161 |  |  | 457.7 | 54 | 54 | 500 | EC motor | 5060 | 2 | no | no | D | D | Aluminum | 2025-01-02 | 4 | 3 | yes | piece | 1
GCVC PD 050.2/12-50 | GCVC PD | 050.2/12-50 | 4249616 | finoox | GCVC 050.2C/1x2-2559-2-D/6/32/2.10/1800/AXS/1/015023 | 6197 | 2 | 1 | 2559 | Axial | 61583 | 61846 | 180.66 | 13038 | 1330 | VT03013U.1 | 1097 | 2025-08-01 | D | 49.73 | 81.13 | 2025-01-15 | VerticalCompact-BCD_1x2 | 1884 | 607 | 953 |  |  | 143.7 | 28 | 28 | 500 | EC motor | 5060 | 2 | no | no | C | D | Aluminum | 2025-01-02 | 8 | 6 | yes | piece | 1
GCVC PD 080.2/13-52 | GCVC PD | 080.2/13-52 | 4253124 | finoox | GCVC 080.2D/1x3-2540-2-D/3/40/2.10/3600/AXS/1/015023 | 12909 | 3 | 1 | 2540 | Axial | 119177 | 118612 | 225.82 | 48351 | 900 | VT03059U.2 | 4188 | 1952-02-01 | E | 52.33 | 84.02 | 2025-01-20 | VerticalCompact-BCD_1x3 | 3684 | 650 | 1153 |  |  | 279 | 42 | 42 | 800 | EC motor | 5060 | 2 | no | no | D | D | Aluminum | 2025-01-02 | 4 | 3 | yes | piece | 1
GCVC PD 050.2/21-35 | GCVC PD | 050.2/21-35 | 4245872 | finoox | GCVC 050.2D/2x1-2515-1-D/4/80/2.10/1200/EXS/1/015023 | 6651 | 1 | 2 | 2515 | Axial | 41926 | 42093 | 200.73 | 8722 | 755 | VT03011U.1 | 0.206 | 0.58 | A | 35.26 | 66.91 | 2025-01-18 | VerticalCompact-BCD_2x1 | 1284 | 800 | 2161 |  |  | 177 | 28 | 28 | 500 | EC motor | 5060 | 1 | no | no | D | D | Epoxy coated aluminum | 2025-01-02 | 10 | 4 | yes | piece | 1
GCVC PD 080.2/22-39 | GCVC PD | 080.2/22-39 | 4248349 | finoox | GCVC 080.2D/2x2-2486-1-D/3/80/2.10/2400/EXS/1/015023 | 17102 | 2 | 2 | 2486 | Axial | 120858 | 120693 | 301.1 | 39126 | 565 | VT03061U.1 | 1363 | 1955-01-01 | C | 38.99 | 70.8 | 2025-04-28 | VerticalCompact-BCD_2x2 | 2484 | 800 | 2161 |  |  | 321.7 | 42 | 42 | 800 | EC motor | 5060 | 1 | no | no | D | D | Epoxy coated aluminum | 2025-01-02 | 6 | 3 | yes | piece | 1
GCVC PD 063.2/12-39 | GCVC PD | 063.2/12-39 | 4251228 | finoox | GCVC 063.2C/1x2-2555-2-D/4/32/2.10/1800/EXS/1/015023 | 6924 | 2 | 1 | 2555 | Axial | 48882 | 48868 | 120.44 | 13980 | 800 | VT03144U.1 | 0.715 | 0.69 | D | 38.59 | 69.98 | 2025-04-10 | VerticalCompact-BCD_1x2 | 1884 | 623 | 953 |  |  | 127.3 | 28 | 28 | 630 | EC motor | 5060 | 2 | no | no | C | D | Epoxy coated aluminum | 2025-01-02 | 8 | 4 | yes | piece | 1
GCVC PD 063.2/13-40 | GCVC PD | 063.2/13-40 | 4251433 | finoox | GCVC 063.2C/1x3-2555-2-D/3/32/2.10/2700/EXS/1/015023 | 9129 | 3 | 1 | 2555 | Axial | 64.36 | 64434 | 135.49 | 22193 | 800 | VT03144U.1 | 1035 | 0.69 | D | 40.18 | 71.7 | 12 | VerticalCompact-BCD_1x3 | 2784 | 623 | 953 |  |  | 173.8 | 35 | 35 | 630 | EC motor | 5060 | 2 | no | no | C | D | Epoxy coated aluminum | 2025-01-02 | 4 | 3 | yes | piece | 1
GCVC PD 050.2/14-56 | GCVC PD | 050.2/14-56 | 4250109 | finoox | GCVC 050.2C/1x4-2562-2-D/6/32/2.10/3600/EXS/1/015023 | 12954 | 4 | 1 | 2562 | Axial | 136589 | 136861 | 361.32 | 31616 | 1595 | VT03013U.1 | 3746 | 1965-01-01 | E | 56.45 | 88.07 | 31.4 | VerticalCompact-BCD_1x4 | 3684 | 607 | 953 |  |  | 279.2 | 42 | 42 | 500 | EC motor | 5060 | 2 | no | no | C | D | Epoxy coated aluminum | 2025-01-02 | 4 | 6 | yes | piece | 1
GCVC PD 050.2/11-53 | GCVC PD | 050.2/11-53 | 4250348 | finoox | GCVC 050.2D/1x1-2563-2-D/3/40/2.10/1200/AXS/1/015023 | 3472 | 1 | 1 | 2563 | Axial | 32111 | 32129 | 75.27 | 9921 | 1680 | VT03013U.1 | 0.984 | 1975-01-01 | E | 53.18 | 84.54 | 2025-06-06 | VerticalCompact-BCD_1x1 | 1284 | 607 | 1153 |  |  | 86.9 | 22 | 22 | 500 | EC motor | 5060 | 2 | no | no | D | D | Aluminum | 2025-01-02 | 10 | 3 | yes | piece | 1
GCVC PD 050.2/12-45 | GCVC PD | 050.2/12-45 | 4244248 | finoox | GCVC 050.2B/1x2-2522-1-D/3/24/2.10/1440/AXS/1/015023 | 3808 | 2 | 1 | 2522 | Axial | 29568 | 29585 | 54.2 | 11021 | 1200 | VT03011U.1 | 0.86 | 2025-09-01 | E | 44.87 | 76.16 | 2025-07-04 | VerticalCompact-BCD_1x2 | 1524 | 586 | 753 |  |  | 79.2 | 22 | 22 | 500 | EC motor | 5060 | 1 | no | no | B | D | Aluminum | 2025-01-02 | 8 | 3 | yes | piece | 1
GCVC PD 050.2/22-42 | GCVC PD | 050.2/22-42 | 4245177 | finoox | GCVC 050.2C/2x2-2518-1-D/4/64/2.10/1800/AXS/1/015023 | 9053 | 2 | 2 | 2518 | Axial | 81422 | 81534 | 240.88 | 19754 | 945 | VT03011U.1 | 0.82 | 1 | C | 42.39 | 74.02 | 2025-07-21 | VerticalCompact-BCD_2x2 | 1884 | 800 | 1761 |  |  | 225.4 | 35 | 35 | 500 | EC motor | 5060 | 1 | no | no | C | D | Aluminum | 2025-01-02 | 8 | 4 | yes | piece | 1
GCVC PD 045.2/14-51 | GCVC PD | 045.2/14-51 | 4249169 | finoox | GCVC 045.2C/1x4-2532-1-D/6/32/2.10/3600/EXS/1/015023 | 10073 | 4 | 1 | 2532 | Axial | 101129 | 101596 | 361.32 | 20286 | 1350 | VT03007U.1 | 1574 | 1965-01-01 | D | 51.41 | 83.03 | 2025-03-31 | VerticalCompact-BCD_1x4 | 3684 | 535 | 953 |  |  | 255 | 35 | 35 | 450 | EC motor | 5060 | 1 | no | no | C | D | Epoxy coated aluminum | 2025-01-02 | 4 | 6 | yes | piece | 1
GCVC PD 050.2/22-36 | GCVC PD | 050.2/22-36 | 4245153 | finoox | GCVC 050.2C/2x2-2514-1-D/4/64/2.10/1800/AXS/1/015023 | 9053 | 2 | 2 | 2514 | Axial | 65053 | 65186 | 240.88 | 14287 | 695 | VT03011U.1 | 0.351 | 0.47 | A | 35.59 | 67.22 | 2025-07-21 | VerticalCompact-BCD_2x2 | 1884 | 800 | 1761 |  |  | 225.4 | 35 | 35 | 500 | EC motor | 5060 | 1 | no | no | C | D | Aluminum | 2025-01-02 | 8 | 4 | yes | piece | 1
GCVC PD 050.3/12-46 | GCVC PD | 050.3/12-46 | 6220674 | finoox | GCVC 050.3B/1x2-3616-W-D/3/24/2.10/1440/AXS/1/015023 | 2773 | 2 | 1 | 3616 | Axial | 30626 | 30664 | 54.2 | 11859 | 1240 | VT01524 | 1395 | 2025-02-03 | E | 45.75 | 77.04 | 2025-07-04 | VerticalCompact-BCD_1x2 | 1524 | 596 | 753 |  |  | 91 | 22 | 22 | 500 | AC motor | 50 | W | no | no | B | D | Aluminum | 2025-01-02 | 8 | 3 | yes | piece | 1
GCVC PD 050.2/13-35 | GCVC PD | 050.2/13-35 | 4250619 | finoox | GCVC 050.2D/1x3-2336-D-D/4/40/2.10/3600/AXS/1/015023 | 6638 | 3 | 1 | 2336 | Axial | 58909 | 58941 | 301.1 | 12082 | 660 | VT01437 | 0.364 | 0.33 | B | 35.17 | 66.85 | 2025-05-24 | VerticalCompact-BCD_1x3 | 3684 | 596 | 1153 |  |  | 251.1 | 28 | 28 | 500 | AC motor | 50 | D | no | no | D | D | Aluminum | 2025-01-02 | 6 | 4 | yes | piece | 1
GCVC PD 050.2/12-39 | GCVC PD | 050.2/12-39 | 4244141 | finoox | GCVC 050.2B/1x2-2332-D-D/4/24/2.10/1440/AXS/1/015023 | 2920 | 2 | 1 | 2332 | Axial | 29526 | 29608 | 72.26 | 7709 | 850 | VT01435 | 0.566 | 0.74 | D | 38.69 | 69.98 | 2025-01-06 | VerticalCompact-BCD_1x2 | 1524 | 596 | 753 |  |  | 95 | 22 | 22 | 500 | AC motor | 50 | D | no | no | B | D | Aluminum | 2025-01-02 | 8 | 4 | yes | piece | 1
GCVC PD 050.2/23-35 | GCVC PD | 050.2/23-35 | 4245252 | finoox | GCVC 050.2C/2x3-2333-S-D/3/64/2.10/2700/AXS/1/015023 | 9100 | 3 | 2 | 2333 | Axial | 79611 | 79441 | 270.99 | 20522 | 530 | VT01435 | 0.893 | 0.35 | C | 34.6 | 66.35 | 2025-09-23 | VerticalCompact-BCD_2x3 | 2784 | 800 | 1761 |  |  | 329.1 | 35 | 35 | 500 | AC motor | 50 | S | no | no | C | D | Aluminum | 2025-01-02 | 6 | 3 | yes | piece | 1
GCVC PD 035.2/13-30 | GCVC PD | 035.2/13-30 | 4243755 | finoox | GCVC 035.2B/1x3-2344-W-D/4/24/2.10/2160/EXS/1/015023 | 3429 | 3 | 1 | 2344 | Axial | 24.58 | 24623 | 108.39 | 5246 | 910 | VT03149U | 0.214 | 0.35 | C | 29.89 | 61.26 | 2025-08-08 | VerticalCompact-BCD_1x3a | 2244 | 514 | 753 |  |  | 109.6 | 18 | 18 | 350 | AC motor | 50 | W | no | no | B | D | Epoxy coated aluminum | 2025-01-02 | 8 | 4 | yes | piece | 1
GCVC PD 050.2/21-28 | GCVC PD | 050.2/21-28 | 4244839 | finoox | GCVC 050.2C/2x1-2385-J-D/4/64/2.10/900/AXS/1/015023 | 4116 | 1 | 2 | 2385 | Axial | 25239 | 25383 | 120.44 | 5239 | 430 | VT01435 | 0.266 | 0.32 | C | 28.15 | 59.66 | 2025-04-10 | VerticalCompact-BCD_2x1 | 984 | 800 | 1761 |  |  | 135.3 | 18 | 18 | 500 | AC motor | 60 | J | no | no | C | D | Aluminum | 2025-01-02 | 12 | 4 | yes | piece | 1
GCVC PD 050.2/23-34 | GCVC PD | 050.2/23-34 | 4246268 | finoox | GCVC 050.2D/2x3-2385-J-D/4/80/2.10/3600/EXS/1/015023 | 13929 | 3 | 2 | 2385 | Axial | 97213 | 95446 | 602.19 | 18501 | 430 | VT01435 | 0.794 | 0.32 | B | 33.69 | 65.65 | 50.2 | VerticalCompact-BCD_2x3 | 3684 | 800 | 2161 |  |  | 494.9 | 35 | 35 | 500 | AC motor | 60 | J | no | no | D | D | Epoxy coated aluminum | 2025-01-02 | 6 | 4 | yes | piece | 1
GCVC PD 050.2/22-46 | GCVC PD | 050.2/22-46 | 4245081 | finoox | GCVC 050.2C/2x2-2386-K-D/4/64/2.10/1800/AXS/1/015023 | 6834 | 2 | 2 | 2386 | Axial | 87895 | 87994 | 240.88 | 22275 | 910 | VT01435 | 1662 | 0.92 | D | 45.82 | 77.45 | 2025-07-21 | VerticalCompact-BCD_2x2 | 1884 | 800 | 1761 |  |  | 245.3 | 35 | 35 | 500 | AC motor | 60 | K | no | no | C | D | Aluminum | 2025-01-02 | 8 | 4 | yes | piece | 1
GCVC PD 063.2/11-37 | GCVC PD | 063.2/11-37 | 4250906 | finoox | GCVC 063.2C/1x1-2414-1-D/6/32/2.10/900/AXS/1/015023 | 4223 | 1 | 1 | 2414 | Axial | 25468 | 25662 | 90.33 | 5085 | 770 | VT03145U.1 | 0.248 | 2015-01-01 | C | 36.54 | 67.81 | 2025-07-07 | VerticalCompact-BCD_1x1 | 984 | 615 | 953 |  |  | 73.3 | 18 | 18 | 630 | EC motor | 5060 | 1 | no | no | C | D | Aluminum | 2025-01-02 | 12 | 6 | yes | piece | 1
GCVC PD 050.2/12-46 | GCVC PD | 050.2/12-46 | 4250485 | finoox | GCVC 050.2D/1x2-2411-1-D/6/40/2.10/2400/EXS/1/015023 | 6970 | 2 | 1 | 2411 | Axial | 72507 | 72752 | 301.1 | 14198 | 1260 | VT03011U.1 | 0.896 | 2025-02-02 | C | 46.26 | 77.78 | 2025-03-25 | VerticalCompact-BCD_1x2 | 2484 | 586 | 1153 |  |  | 196 | 35 | 35 | 500 | EC motor | 5060 | 1 | no | no | D | D | Epoxy coated aluminum | 2025-01-02 | 8 | 6 | yes | piece | 1
GCVC PD 050.2/13-34 | GCVC PD | 050.2/13-34 | 4249731 | finoox | GCVC 050.2C/1x3-2387-L-D/4/32/2.10/2700/AXS/1/015023 | 5242 | 3 | 1 | 2387 | Axial | 43306 | 43392 | 180.66 | 9204 | 500 | VT01435 | 0.531 | 0.37 | C | 33.75 | 65.26 | 15 | VerticalCompact-BCD_1x3 | 2784 | 596 | 953 |  |  | 185.9 | 28 | 28 | 500 | AC motor | 60 | L | no | no | C | D | Aluminum | 2025-01-02 | 6 | 4 | yes | piece | 1
GCVC PD 045.2/12-51 | GCVC PD | 045.2/12-51 | 4243890 | finoox | GCVC 045.2B/1x2-2409-1-D/3/24/2.10/1440/EXS/1/015023 | 4002 | 2 | 1 | 2409 | Axial | 28073 | 28044 | 54.2 | 10715 | 1500 | VT03007U.1 | 1074 | 2025-02-02 | E | 51.37 | 82.65 | 2025-07-04 | VerticalCompact-BCD_1x2 | 1524 | 535 | 753 |  |  | 75.8 | 22 | 22 | 450 | EC motor | 5060 | 1 | no | no | B | D | Epoxy coated aluminum | 2025-01-02 | 8 | 3 | yes | piece | 1
GCVC PD 063.2/13-46 | GCVC PD | 063.2/13-46 | 4252241 | finoox | GCVC 063.2D/1x3-2413-2-D/4/40/2.10/3600/AXS/1/015023 | 10944 | 3 | 1 | 2413 | Axial | 118.4 | 118566 | 301.1 | 31413 | 1000 | VT03144U.1 | 1797 | 2025-01-01 | D | 46.44 | 78.12 | 26 | VerticalCompact-BCD_1x3 | 3684 | 623 | 1153 |  |  | 261.3 | 42 | 42 | 630 | EC motor | 5060 | 2 | no | no | D | D | Aluminum | 2025-01-02 | 4 | 4 | yes | piece | 1
GCVC PD 050.2/11-37 | GCVC PD | 050.2/11-37 | 4250182 | finoox | GCVC 050.2D/1x1-2355-X-D/6/40/2.10/1200/AXS/1/015023 | 3168 | 1 | 1 | 2355 | Axial | 28972 | 29174 | 150.55 | 5240 | 810 | VT03093U | 0.287 | 2025-03-01 | C | 36.55 | 67.91 | 2025-07-12 | VerticalCompact-BCD_1x1 | 1284 | 569 | 1153 |  |  | 107.2 | 22 | 22 | 500 | AC motor | 60 | X | no | no | D | D | Aluminum | 2025-01-02 | 12 | 6 | yes | piece | 1
GCVC PD 050.2/11-46 | GCVC PD | 050.2/11-46 | 4244020 | finoox | GCVC 050.2B/1x1-2347-D-D/3/24/2.10/720/EXS/1/015023 | 1919 | 1 | 1 | 2347 | Axial | 15527 | 15666 | 2025-01-27 | 6453 | 1390 | VT03150U | 0.734 | 1941-01-01 | E | 45.63 | 76.82 | 2025-04-02 | VerticalCompact-BCD_1x1 | 804 | 569 | 753 |  |  | 48.7 | 16 | 16 | 500 | AC motor | 50 | D | no | no | B | D | Epoxy coated aluminum | 2025-01-02 | 8 | 3 | yes | piece | 1
GCVC PD 063.2/12-65 | GCVC PD | 063.2/12-65 | 4251990 | finoox | GCVC 063.2D/1x2-2412-2-D/6/40/2.10/2400/AXS/1/015023 | 10628 | 2 | 1 | 2412 | Axial | 131.57 | 131857 | 301.1 | 31934 | 1510 | VT03143U.1 | 6638 | 5 | E | 64.86 | 96.38 | 2025-01-26 | VerticalCompact-BCD_1x2 | 2484 | 611 | 1153 |  |  | 243.6 | 42 | 42 | 630 | EC motor | 5060 | 2 | no | no | D | D | Aluminum | 2025-01-02 | 6 | 6 | yes | piece | 1
GCVC PD 080.2/12-37 | GCVC PD | 080.2/12-37 | 4252755 | finoox | GCVC 080.2D/1x2-2486-1-D/4/40/2.10/2400/AXS/1/015023 | 7954 | 2 | 1 | 2486 | Axial | 72248 | 72321 | 200.73 | 18346 | 565 | VT03061U.1 | 0.702 | 1955-01-01 | C | 37.05 | 68.57 | 2025-05-17 | VerticalCompact-BCD_1x2 | 2484 | 608 | 1153 |  |  | 181.2 | 35 | 35 | 800 | EC motor | 5060 | 1 | no | no | D | D | Aluminum | 2025-01-02 | 6 | 4 | yes | piece | 1
GCVC PD 050.2/22-39 | GCVC PD | 050.2/22-39 | 4245166 | finoox | GCVC 050.2C/2x2-2516-1-D/6/64/2.10/1800/AXS/1/015023 | 10305 | 2 | 2 | 2516 | Axial | 84177 | 84.72 | 361.32 | 15725 | 820 | VT03011U.1 | 0.57 | 0.68 | B | 39.15 | 70.78 | 31.2 | VerticalCompact-BCD_2x2 | 1884 | 800 | 1761 |  |  | 260.8 | 35 | 35 | 500 | EC motor | 5060 | 1 | no | no | C | D | Aluminum | 2025-01-02 | 8 | 6 | yes | piece | 1
GCVC PD 045.2/22-39 | GCVC PD | 045.2/22-39 | 4244533 | finoox | GCVC 045.2C/2x2-2524-1-D/6/64/2.10/1800/EXS/1/015023 | 10149 | 2 | 2 | 2524 | Axial | 61617 | 61982 | 361.32 | 10932 | 750 | VT03007U.1 | 0.306 | 0.37 | A | 38.8 | 70.43 | 2025-01-30 | VerticalCompact-BCD_2x2 | 1884 | 800 | 1761 |  |  | 252.8 | 28 | 28 | 450 | EC motor | 5060 | 1 | no | no | C | D | Epoxy coated aluminum | 2025-01-02 | 8 | 6 | yes | piece | 1
GCVC PD 045.2/23-40 | GCVC PD | 045.2/23-40 | 4244623 | finoox | GCVC 045.2C/2x3-2524-1-D/6/64/2.10/2700/EXS/1/015023 | 14371 | 3 | 2 | 2524 | Axial | 91936 | 92385 | 541.97 | 16398 | 750 | VT03007U.1 | 0.459 | 0.37 | A | 40.45 | 72.19 | 45 | VerticalCompact-BCD_2x3 | 2784 | 800 | 1761 |  |  | 368.4 | 35 | 35 | 450 | EC motor | 5060 | 1 | no | no | C | D | Epoxy coated aluminum | 2025-01-02 | 8 | 6 | yes | piece | 1
GCVC PD 045.2/22-41 | GCVC PD | 045.2/22-41 | 4244535 | finoox | GCVC 045.2C/2x2-2525-1-D/4/64/2.10/1800/AXS/1/015023 | 8318 | 2 | 2 | 2525 | Axial | 60395 | 60598 | 240.88 | 12938 | 825 | VT03007U.1 | 0.388 | 0.47 | B | 40.58 | 72.21 | 2025-06-20 | VerticalCompact-BCD_2x2 | 1884 | 800 | 1761 |  |  | 217.4 | 28 | 28 | 450 | EC motor | 5060 | 1 | no | no | C | D | Aluminum | 2025-01-02 | 8 | 4 | yes | piece | 1
GCVC PD 050.2/23-50 | GCVC PD | 050.2/23-50 | 4246394 | finoox | GCVC 050.2D/2x3-2522-1-D/4/80/2.10/3600/EXS/1/015023 | 17855 | 3 | 2 | 2522 | Axial | 179106 | 179065 | 602.19 | 41813 | 1200 | VT03011U.1 | 2246 | 2025-09-01 | C | 49.8 | 81.76 | 54.8 | VerticalCompact-BCD_2x3 | 3684 | 800 | 2161 |  |  | 473.9 | 54 | 54 | 500 | EC motor | 5060 | 1 | no | no | D | D | Epoxy coated aluminum | 2025-01-02 | 4 | 4 | yes | piece | 1
GCVC PD 063.2/23-66 | GCVC PD | 063.2/23-66 | 4247939 | finoox | GCVC 063.2D/2x3-2550-2-D/6/80/2.10/3600/EXS/1/015023 | 33107 | 3 | 2 | 2550 | Axial | 345814 | 346468 | 903.29 | 80699 | 1285 | VT03143U.1 | 12296 | 2026-03-01 | E | 65.76 | 97.72 | 81.5 | VerticalCompact-BCD_2x3 | 3684 | 800 | 2161 |  |  | 707.9 | 64 | 64 | 630 | EC motor | 5060 | 2 | no | no | D | D | Epoxy coated aluminum | 2025-01-02 | 4 | 6 | yes | piece | 1
GCVC PD 050.2/22-34 | GCVC PD | 050.2/22-34 | 4246099 | finoox | GCVC 050.2D/2x2-2513-1-D/3/80/2.10/2400/EXS/1/015023 | 10580 | 2 | 2 | 2513 | Axial | 63312 | 63.14 | 301.1 | 14737 | 630 | VT03011U.1 | 0.253 | 0.37 | A+ | 34.3 | 66.1 | 2025-06-25 | VerticalCompact-BCD_2x2 | 2484 | 800 | 2161 |  |  | 289.1 | 28 | 28 | 500 | EC motor | 5060 | 1 | no | no | D | D | Epoxy coated aluminum | 2025-01-02 | 8 | 3 | yes | piece | 1
GCVC PD 063.2/22-30 | GCVC PD | 063.2/22-30 | 4246738 | finoox | GCVC 063.2C/2x2-2505-1-D/3/64/2.10/1800/AXS/1/015023 | 11136 | 2 | 2 | 2505 | Axial | 58535 | 58436 | 180.66 | 15635 | 500 | VT03145U.1 | 0.286 | 0.39 | A | 29.99 | 61.62 | 2025-09-15 | VerticalCompact-BCD_2x2 | 1884 | 800 | 1761 |  |  | 210.3 | 28 | 28 | 630 | EC motor | 5060 | 1 | no | no | C | D | Aluminum | 2025-01-02 | 8 | 3 | yes | piece | 1
GCVC PD 050.2/12-30 | GCVC PD | 050.2/12-30 | 4244209 | finoox | GCVC 050.2B/1x2-2512-1-D/4/24/2.10/1440/AXS/1/015023 | 3924 | 2 | 1 | 2512 | Axial | 20483 | 20583 | 72.26 | 4568 | 565 | VT03011U.1 | 0.112 | 0.28 | A | 2025-01-30 | 61.39 | 6 | VerticalCompact-BCD_1x2 | 1524 | 586 | 753 |  |  | 84.6 | 18 | 18 | 500 | EC motor | 5060 | 1 | no | no | B | D | Aluminum | 2025-01-02 | 8 | 4 | yes | piece | 1
GCVC PD 050.2/12-44 | GCVC PD | 050.2/12-44 | 4244245 | finoox | GCVC 050.2B/1x2-2521-1-D/4/24/2.10/1440/AXS/1/015023 | 3941 | 2 | 1 | 2521 | Axial | 34051 | 34.13 | 72.26 | 9725 | 1135 | VT03011U.1 | 0.748 | 1965-01-01 | D | 44.29 | 75.57 | 2025-01-06 | VerticalCompact-BCD_1x2 | 1524 | 586 | 753 |  |  | 85 | 22 | 22 | 500 | EC motor | 5060 | 1 | no | no | B | D | Aluminum | 2025-01-02 | 8 | 4 | yes | piece | 1
GCVC PD 080.3/11-50 | GCVC PD | 080.3/11-50 | 6126691 | finoox | GCVC 080.3D/1x1-3483-K-D/3/40/2.10/1200/EXS/1/015023 | 4223 | 1 | 1 | 3483 | Axial | 43962 | 44072 | 75.27 | 18338 | 960 | VT01526 | 2622 | 4 | E | 49.55 | 80.92 | 2025-01-07 | VerticalCompact-BCD_1x1 | 1284 | 611 | 1153 |  |  | 110.1 | 28 | 28 | 800 | AC motor | 60 | K | no | no | D | D | Epoxy coated aluminum | 2025-01-02 | 8 | 3 | yes | piece | 1
GCVC PD 080.3/22-54 | GCVC PD | 080.3/22-54 | 6191377 | finoox | GCVC 080.3D/2x2-3559-2-D/4/80/2.10/2400/AXS/1/015023 | 23312 | 2 | 2 | 3559 | Axial | 239669 | 240573 | 401.46 | 79838 | 1045 | VT01445U.3 | 9463 | 1965-03-01 | E | 54.11 | 85.92 | 39.5 | VerticalCompact-BCD_2x2 | 2484 | 800 | 2161 |  |  | 439.1 | 54 | 54 | 800 | EC motor | 5060 | 2 | no | no | D | D | Aluminum | 2025-01-02 | 4 | 4 | yes | piece | 1
GCVC PD 050.3/21-49 | GCVC PD | 050.3/21-49 | 6219247 | finoox | GCVC 050.3D/2x1-3617-X-D/4/80/2.10/1200/AXS/1/015023 | 5201 | 1 | 2 | 3617 | Axial | 68453 | 68671 | 200.73 | 16497 | 1260 | VT01524 | 1839 | 2025-04-04 | E | 49.04 | 80.69 | 2025-04-19 | VerticalCompact-BCD_2x1 | 1284 | 800 | 2161 |  |  | 190 | 35 | 35 | 500 | AC motor | 60 | X | no | no | D | D | Aluminum | 2025-01-02 | 10 | 4 | yes | piece | 1
GCVC PD 050.2/12-39 | GCVC PD | 050.2/12-39 | 4250367 | finoox | GCVC 050.2D/1x2-2332-D-D/4/40/2.10/2400/AXS/1/015023 | 4482 | 2 | 1 | 2332 | Axial | 49.38 | 49896 | 200.73 | 10959 | 850 | VT01435 | 0.498 | 0.74 | C | 38.53 | 70.05 | 2025-08-16 | VerticalCompact-BCD_1x2 | 2484 | 596 | 1153 |  |  | 176.3 | 28 | 28 | 500 | AC motor | 50 | D | no | no | D | D | Aluminum | 2025-01-02 | 8 | 4 | yes | piece | 1
GCVC PD 050.2/13-40 | GCVC PD | 050.2/13-40 | 4250608 | finoox | GCVC 050.2D/1x3-2332-D-D/6/40/2.10/3600/AXS/1/015023 | 8205 | 3 | 1 | 2332 | Axial | 87128 | 87503 | 451.65 | 15820 | 850 | VT01435 | 0.764 | 0.74 | C | 39.76 | 71.44 | 36.9 | VerticalCompact-BCD_1x3 | 3684 | 596 | 1153 |  |  | 303 | 35 | 35 | 500 | AC motor | 50 | D | no | no | D | D | Aluminum | 2025-01-02 | 6 | 6 | yes | piece | 1
GCVC PD 063.2/13-20 | GCVC PD | 063.2/13-20 | 4251263 | finoox | GCVC 063.2C/1x3-2359-S-D/4/32/2.10/2700/EXS/1/015023 | 6992 | 3 | 1 | 2359 | Axial | 37.85 | 37955 | 180.66 | 7862 | 320 | VT01442 | 0.198 | 0.14 | A | 20.28 | 51.79 | 2025-06-14 | VerticalCompact-BCD_1x3 | 2784 | 598 | 953 |  |  | 183.2 | 22 | 22 | 630 | AC motor | 50 | S | no | no | C | D | Epoxy coated aluminum | 2025-01-02 | 6 | 4 | yes | piece | 1
GCVC PD 050.2/21-48 | GCVC PD | 050.2/21-48 | 4244799 | finoox | GCVC 050.2C/2x1-2347-D-D/4/64/2.10/900/AXS/1/015023 | 4282 | 1 | 2 | 2347 | Axial | 54.28 | 54689 | 120.44 | 15064 | 1390 | VT03150U | 1379 | 1941-01-01 | E | 48.06 | 79.57 | 2025-04-11 | VerticalCompact-BCD_2x1 | 984 | 800 | 1761 |  |  | 136.8 | 28 | 28 | 500 | AC motor | 50 | D | no | no | C | D | Aluminum | 2025-01-02 | 8 | 4 | yes | piece | 1
GCVC PD 063.2/12-66 | GCVC PD | 063.2/12-66 | 4251103 | finoox | GCVC 063.2C/1x2-2412-2-D/4/32/2.10/1800/EXS/1/015023 | 8569 | 2 | 1 | 2412 | Axial | 72717 | 72842 | 120.44 | 28161 | 1510 | VT03143U.1 | 6864 | 5 | E | 66.29 | 97.69 | 2025-09-10 | VerticalCompact-BCD_1x2 | 1884 | 611 | 953 |  |  | 163.9 | 35 | 35 | 630 | EC motor | 5060 | 2 | no | no | C | D | Epoxy coated aluminum | 2025-01-02 | 6 | 4 | yes | piece | 1
GCVC PD 045.2/24-39 | GCVC PD | 045.2/24-39 | 4244703 | finoox | GCVC 045.2C/2x4-2523-1-D/4/64/2.10/3600/AXS/1/015023 | 15106 | 4 | 2 | 2523 | Axial | 100219 | 100353 | 481.75 | 21011 | 675 | VT03007U.1 | 0.464 | 0.3 | A | 39.01 | 70.88 | 40.1 | VerticalCompact-BCD_2x4 | 3684 | 800 | 1761 |  |  | 408.1 | 35 | 35 | 450 | EC motor | 5060 | 1 | no | no | C | D | Aluminum | 2025-01-02 | 6 | 4 | yes | piece | 1
GCVC PD 080.2/11-49 | GCVC PD | 080.2/11-49 | 4252577 | finoox | GCVC 080.2D/1x1-2540-2-D/4/40/2.10/1200/AXS/1/015023 | 5519 | 1 | 1 | 2540 | Axial | 49946 | 49988 | 100.37 | 15066 | 900 | VT03059U.2 | 1419 | 1952-02-01 | E | 48.52 | 79.89 | 2025-01-09 | VerticalCompact-BCD_1x1 | 1284 | 650 | 1153 |  |  | 108.5 | 28 | 28 | 800 | EC motor | 5060 | 2 | no | no | D | D | Aluminum | 2025-01-02 | 10 | 4 | yes | piece | 1
GCVC PD 063.2/21-39 | GCVC PD | 063.2/21-39 | 4247477 | finoox | GCVC 063.2D/2x1-2555-2-D/6/80/2.10/1200/EXS/1/015023 | 10645 | 1 | 2 | 2555 | Axial | 79095 | 79533 | 301.1 | 15626 | 800 | VT03144U.1 | 0.663 | 0.69 | B | 38.7 | 70.35 | 2025-04-27 | VerticalCompact-BCD_2x1 | 1284 | 800 | 2161 |  |  | 219.7 | 35 | 35 | 630 | EC motor | 5060 | 2 | no | no | D | D | Epoxy coated aluminum | 2025-01-02 | 10 | 6 | yes | piece | 1
GCVC PD 063.2/22-25 | GCVC PD | 063.2/22-25 | 4247619 | finoox | GCVC 063.2D/2x2-2503-1-D/3/80/2.10/2400/EXS/1/015023 | 13617 | 2 | 2 | 2503 | Axial | 66453 | 66448 | 301.1 | 15835 | 425 | VT03145U.1 | 0.172 | 0.25 | A+ | 24.88 | 56.69 | 2025-09-26 | VerticalCompact-BCD_2x2 | 2484 | 800 | 2161 |  |  | 294.1 | 35 | 35 | 630 | EC motor | 5060 | 1 | no | no | D | D | Epoxy coated aluminum | 2025-01-02 | 8 | 3 | yes | piece | 1
GCVC PD 063.2/12-27 | GCVC PD | 063.2/12-27 | 4251149 | finoox | GCVC 063.2C/1x2-2505-1-D/3/32/2.10/1800/EXS/1/015023 | 5991 | 2 | 1 | 2505 | Axial | 28547 | 28566 | 90.33 | 7818 | 500 | VT03145U.1 | 0.143 | 0.39 | A | 27.22 | 58.61 | 2025-06-07 | VerticalCompact-BCD_1x2 | 1884 | 615 | 953 |  |  | 109.6 | 22 | 22 | 630 | EC motor | 5060 | 1 | no | no | C | D | Epoxy coated aluminum | 2025-01-02 | 8 | 3 | yes | piece | 1
GCVC PD 080.2/13-43 | GCVC PD | 080.2/13-43 | 4253147 | finoox | GCVC 080.2D/1x3-2544-2-D/4/40/2.10/3600/EXS/1/015023 | 12919 | 3 | 1 | 2544 | Axial | 117631 | 117726 | 301.1 | 32523 | 655 | VT03060U.1 | 1611 | 2025-05-01 | C | 43.24 | 74.92 | 26 | VerticalCompact-BCD_1x3 | 3684 | 613 | 1153 |  |  | 276.1 | 42 | 42 | 800 | EC motor | 5060 | 2 | no | no | D | D | Epoxy coated aluminum | 2025-01-02 | 4 | 4 | yes | piece | 1
GCVC PD 080.2/21-44 | GCVC PD | 080.2/21-44 | 4248197 | finoox | GCVC 080.2D/2x1-2546-2-D/4/80/2.10/1200/AXS/1/015023 | 8933 | 1 | 2 | 2546 | Axial | 88443 | 88655 | 200.73 | 24441 | 730 | VT03060U.1 | 1497 | 2025-03-01 | D | 43.81 | 75.46 | 2025-04-19 | VerticalCompact-BCD_2x1 | 1284 | 800 | 2161 |  |  | 198.3 | 35 | 35 | 800 | EC motor | 5060 | 2 | no | no | D | D | Aluminum | 2025-01-02 | 10 | 4 | yes | piece | 1
GCVC PD 050.2/12-53 | GCVC PD | 050.2/12-53 | 4250594 | finoox | GCVC 050.2D/1x2-2790-K-D/3/40/2.10/2400/AXS/1/015023 | 4144 | 2 | 1 | 2790 | Axial | 63.04 | 62979 | 150.55 | 20111 | 1640 | VT03150U | 1838 | 1964-01-01 | E | 52.65 | 84.17 | 2025-05-13 | VerticalCompact-BCD_1x2 | 2484 | 569 | 1153 |  |  | 161.7 | 35 | 35 | 500 | AC motor | 60 | K | no | no | D | D | Aluminum | 2025-01-02 | 6 | 3 | yes | piece | 1
GCVC PD 080.3/21-59 | GCVC PD | 080.3/21-59 | 6150520 | finoox | GCVC 080.3D/2x1-3557-2-D/4/80/2.10/1200/EXS/1/015023 | 11084 | 1 | 2 | 3557 | Axial | 112579 | 113015 | 200.73 | 38763 | 1100 | VT01445U.3 | 5532 | 2025-02-04 | E | 58.5 | 90.15 | 2025-09-20 | VerticalCompact-BCD_2x1 | 1284 | 800 | 2161 |  |  | 236.2 | 42 | 42 | 800 | EC motor | 5060 | 2 | no | no | D | D | Epoxy coated aluminum | 2025-01-02 | 8 | 4 | yes | piece | 1
GCVC PD 050.2/13-43 | GCVC PD | 050.2/13-43 | 4244311 | finoox | GCVC 050.2B/1x3-2384-I-D/3/24/2.10/2160/EXS/1/015023 | 4155 | 3 | 1 | 2384 | Axial | 36269 | 36376 | 81.3 | 12446 | 790 | VT01435 | 1144 | 0.88 | E | 42.81 | 74.19 | 2025-08-06 | VerticalCompact-BCD_1x3a | 2244 | 596 | 753 |  |  | 128.7 | 22 | 22 | 500 | AC motor | 60 | I | no | no | B | D | Epoxy coated aluminum | 2025-01-02 | 6 | 3 | yes | piece | 1
GCVC PD 063.2/22-27 | GCVC PD | 063.2/22-27 | 4246688 | finoox | GCVC 063.2C/2x2-2401-L-D/3/64/2.10/1800/AXS/1/015023 | 8682 | 2 | 2 | 2401 | Axial | 49234 | 49221 | 180.66 | 12121 | 340 | VT01442 | 0.355 | 0.16 | B | 26.51 | 58.14 | 2025-09-15 | VerticalCompact-BCD_2x2 | 1884 | 800 | 1761 |  |  | 223.9 | 28 | 28 | 630 | AC motor | 60 | L | no | no | C | D | Aluminum | 2025-01-02 | 8 | 3 | yes | piece | 1
GCVC PD 040.2/11-47 | GCVC PD | 040.2/11-47 | 4243692 | finoox | GCVC 040.2A/1x1-2408-1-D/2/20/2.10/600/AXS/2/015023 | 1427 | 1 | 1 | 2408 | Axial | 7948 | 8023 | 1955-12-01 | 4293 | 1630 | VT03142U.1 | 0.427 | 2025-06-02 | E | 46.51 | 77.59 | 2025-02-01 | VerticalCompact-A_1x1 | 660 | 355 | 507 |  |  | 16 | 16 | 16 | 400 | EC motor | 5060 | 1 | no | no | A | D | Aluminum | 2025-01-02 | 10 | 2 | yes | piece | 1
GCVC PD 080.2/22-34 | GCVC PD | 080.2/22-34 | 4248402 | finoox | GCVC 080.2D/2x2-2499-1-D/3/80/2.10/2400/AXS/1/015023 | 15205 | 2 | 2 | 2499 | Axial | 109488 | 109445 | 301.1 | 31351 | 465 | VT03062U.1 | 0.753 | 0.95 | B | 33.52 | 65.33 | 2025-04-28 | VerticalCompact-BCD_2x2 | 2484 | 800 | 2161 |  |  | 319.3 | 42 | 42 | 800 | EC motor | 5060 | 1 | no | no | D | D | Aluminum | 2025-01-02 | 6 | 3 | yes | piece | 1
GCVC PD 050.2/23-39 | GCVC PD | 050.2/23-39 | 4246353 | finoox | GCVC 050.2D/2x3-2515-1-D/6/80/2.10/3600/EXS/1/015023 | 21152 | 3 | 2 | 2515 | Axial | 143354 | 144175 | 903.29 | 25191 | 755 | VT03011U.1 | 0.635 | 0.58 | A | 39.37 | 71.33 | 75.1 | VerticalCompact-BCD_2x3 | 3684 | 800 | 2161 |  |  | 557.5 | 42 | 42 | 500 | EC motor | 5060 | 1 | no | no | D | D | Epoxy coated aluminum | 2025-01-02 | 6 | 6 | yes | piece | 1
GCVC PD 080.2/11-10 | GCVC PD | 080.2/11-10 | 4252494 | finoox | GCVC 080.2D/1x1-2488-1-D/3/40/2.10/1200/EXS/1/015023 | 4394 | 1 | 1 | 2488 | Axial | 13961 | 13.98 | 75.27 | 3099 | 195 | VT03062U.1 | 0.024 | 0.12 | A+ | 1966-09-01 | 41.03 | 2025-03-06 | VerticalCompact-BCD_1x1 | 1284 | 608 | 1153 |  |  | 88 | 16 | 16 | 800 | EC motor | 5060 | 1 | no | no | D | D | Epoxy coated aluminum | 2025-01-02 | 10 | 3 | yes | piece | 1
GCVC PD 063.2/11-31 | GCVC PD | 063.2/11-31 | 4250957 | finoox | GCVC 063.2C/1x1-2507-1-D/6/32/2.10/900/EXS/1/015023 | 4394 | 1 | 1 | 2507 | Axial | 19499 | 19664 | 90.33 | 3708 | 580 | VT03145U.1 | 0.111 | 0.55 | B | 30.83 | 62.1 | 2025-06-07 | VerticalCompact-BCD_1x1 | 984 | 615 | 953 |  |  | 73.2 | 16 | 16 | 630 | EC motor | 5060 | 1 | no | no | C | D | Epoxy coated aluminum | 2025-01-02 | 12 | 6 | yes | piece | 1
GCVC PD 050.2/12-45 | GCVC PD | 050.2/12-45 | 4249611 | finoox | GCVC 050.2C/1x2-2522-1-D/3/32/2.10/1800/EXS/1/015023 | 4536 | 2 | 1 | 2522 | Axial | 38277 | 38186 | 90.33 | 13058 | 1200 | VT03011U.1 | 0.789 | 2025-09-01 | D | 45.01 | 76.4 | 2025-06-07 | VerticalCompact-BCD_1x2 | 1884 | 586 | 953 |  |  | 107.9 | 22 | 22 | 500 | EC motor | 5060 | 1 | no | no | C | D | Epoxy coated aluminum | 2025-01-02 | 8 | 3 | yes | piece | 1
GCVC PD 063.2/12-40 | GCVC PD | 063.2/12-40 | 4251231 | finoox | GCVC 063.2C/1x2-2556-2-D/4/32/2.10/1800/AXS/1/015023 | 6655 | 2 | 1 | 2556 | Axial | 52174 | 52146 | 120.44 | 14916 | 850 | VT03144U.1 | 0.851 | 0.77 | D | 39.88 | 71.28 | 2025-04-10 | VerticalCompact-BCD_1x2 | 1884 | 623 | 953 |  |  | 127.3 | 28 | 28 | 630 | EC motor | 5060 | 2 | no | no | C | D | Aluminum | 2025-01-02 | 8 | 4 | yes | piece | 1
GCVC PD 050.2/14-55 | GCVC PD | 050.2/14-55 | 4250103 | finoox | GCVC 050.2C/1x4-2561-2-D/6/32/2.10/3600/EXS/1/015023 | 12954 | 4 | 1 | 2561 | Axial | 131567 | 131872 | 361.32 | 29765 | 1505 | VT03013U.1 | 3166 | 1938-01-01 | D | 55.21 | 86.84 | 31.4 | VerticalCompact-BCD_1x4 | 3684 | 607 | 953 |  |  | 279.2 | 42 | 42 | 500 | EC motor | 5060 | 2 | no | no | C | D | Epoxy coated aluminum | 2025-01-02 | 4 | 6 | yes | piece | 1
GCVC PD 063.2/13-17 | GCVC PD | 063.2/13-17 | 4252255 | finoox | GCVC 063.2D/1x3-2500-1-D/3/40/2.10/3600/EXS/1/015023 | 9679 | 3 | 1 | 2500 | Axial | 38976 | 38929 | 225.82 | 8528 | 310 | VT03145U.1 | 0.069 | 0.13 | A+ | 16.83 | 48.51 | 2025-02-18 | VerticalCompact-BCD_1x3 | 3684 | 615 | 1153 |  |  | 224.2 | 22 | 22 | 630 | EC motor | 5060 | 1 | no | no | D | D | Epoxy coated aluminum | 2025-01-02 | 6 | 3 | yes | piece | 1
GCVC PD 050.2/11-30 | GCVC PD | 050.2/11-30 | 4244080 | finoox | GCVC 050.2B/1x1-2514-1-D/3/24/2.10/720/AXS/1/015023 | 2331 | 1 | 1 | 2514 | Axial | 10323 | 10399 | 2025-01-27 | 3065 | 695 | VT03011U.1 | 0.093 | 0.47 | C | 30.37 | 61.56 | 2025-04-02 | VerticalCompact-BCD_1x1 | 804 | 586 | 753 |  |  | 44.1 | 16 | 16 | 500 | EC motor | 5060 | 1 | no | no | B | D | Aluminum | 2025-01-02 | 8 | 3 | yes | piece | 1
GCVC PD 063.2/13-41 | GCVC PD | 063.2/13-41 | 4251426 | finoox | GCVC 063.2C/1x3-2554-2-D/6/32/2.10/2700/AXS/1/015023 | 10348 | 3 | 1 | 2554 | Axial | 84.05 | 84331 | 270.99 | 17326 | 750 | VT03144U.1 | 0.946 | 0.6 | C | 40.64 | 72.16 | 2025-06-22 | VerticalCompact-BCD_1x3 | 2784 | 623 | 953 |  |  | 212.8 | 35 | 35 | 630 | EC motor | 5060 | 2 | no | no | C | D | Aluminum | 2025-01-02 | 6 | 6 | yes | piece | 1
GCVC PD 080.3/11-47 | GCVC PD | 080.3/11-47 | 6185663 | finoox | GCVC 080.3D/1x1-3481-D-D/3/40/2.10/1200/AXS/1/015023 | 4053 | 1 | 1 | 3481 | Axial | 43459 | 43.6 | 75.27 | 16451 | 850 | VT01526 | 1712 | 2025-03-03 | E | 46.96 | 78.33 | 2025-01-07 | VerticalCompact-BCD_1x1 | 1284 | 611 | 1153 |  |  | 110.1 | 28 | 28 | 800 | AC motor | 50 | D | no | no | D | D | Aluminum | 2025-01-02 | 8 | 3 | yes | piece | 1
GCVC PD 080.3/21-35 | GCVC PD | 080.3/21-35 | 6141069 | finoox | GCVC 080.3D/2x1-3564-2-D/6/80/2.10/1200/AXS/1/015023 | 11724 | 1 | 2 | 3564 | Axial | 67421 | 67881 | 301.1 | 12541 | 440 | VT01445U.3 | 0.442 | 0.6 | B | 34.5 | 66.15 | 2025-04-27 | VerticalCompact-BCD_2x1 | 1284 | 800 | 2161 |  |  | 264.7 | 35 | 35 | 800 | EC motor | 5060 | 2 | no | no | D | D | Aluminum | 2025-01-02 | 10 | 6 | yes | piece | 1
GCVC PD 040.2/12-45 | GCVC PD | 040.2/12-45 | 4243698 | finoox | GCVC 040.2A/1x2-1734-W-D/2/20/2.10/1200/EXS/2/015023 | 1476 | 2 | 1 | 1734 | Axial | 13419 | 13426 | 2025-09-25 | 6484 | 1310 | VT0605 | 0.402 | 0.85 | E | 44.9 | 76.05 | 2025-01-02 | VerticalCompact-A_1x2 | 1260 | 288 | 507 |  |  | 2025-07-29 | 16 | 16 | 400 | AC motor | 50 | W | no | no | A | D | Epoxy coated aluminum | 2025-01-02 | 8 | 2 | yes | piece | 1
GCVC PD 050.2/11-28 | GCVC PD | 050.2/11-28 | 4250134 | finoox | GCVC 050.2D/1x1-2333-S-D/6/40/2.10/1200/AXS/1/015023 | 3165 | 1 | 1 | 2333 | Axial | 20971 | 21152 | 150.55 | 3590 | 530 | VT01435 | 0.148 | 0.35 | B | 27.81 | 59.17 | 2025-05-12 | VerticalCompact-BCD_1x1 | 1284 | 596 | 1153 |  |  | 108.4 | 18 | 18 | 500 | AC motor | 50 | S | no | no | D | D | Aluminum | 2025-01-02 | 12 | 6 | yes | piece | 1
GCVC PD 050.2/23-26 | GCVC PD | 050.2/23-26 | 4245334 | finoox | GCVC 050.2C/2x3-2389-J-D/3/64/2.10/2700/AXS/1/015023 | 9037 | 3 | 2 | 2389 | Axial | 64237 | 64198 | 270.99 | 15054 | 450 | VT01437 | 0.492 | 0.17 | B | 25.54 | 57.29 | 2025-09-23 | VerticalCompact-BCD_2x3 | 2784 | 800 | 1761 |  |  | 313.6 | 35 | 35 | 500 | AC motor | 60 | J | no | no | C | D | Aluminum | 2025-01-02 | 6 | 3 | yes | piece | 1
GCVC PD 050.2/21-24 | GCVC PD | 050.2/21-24 | 4244877 | finoox | GCVC 050.2C/2x1-2391-L-D/3/64/2.10/900/EXS/1/015023 | 4123 | 1 | 2 | 2391 | Axial | 23508 | 23568 | 90.33 | 5920 | 520 | VT01437 | 0.205 | 0.18 | C | 24.48 | 55.99 | 8 | VerticalCompact-BCD_2x1 | 984 | 800 | 1761 |  |  | 121.4 | 18 | 18 | 500 | AC motor | 60 | L | no | no | C | D | Epoxy coated aluminum | 2025-01-02 | 12 | 3 | yes | piece | 1
GCVC PD 050.2/14-51 | GCVC PD | 050.2/14-51 | 4249917 | finoox | GCVC 050.2C/1x4-2347-D-D/3/32/2.10/3600/EXS/1/015023 | 6463 | 4 | 1 | 2347 | Axial | 83943 | 83409 | 180.66 | 31275 | 1390 | VT03150U | 2704 | 1941-01-01 | E | 51.17 | 82.79 | 2025-05-15 | VerticalCompact-BCD_1x4 | 3684 | 569 | 953 |  |  | 223.8 | 35 | 35 | 500 | AC motor | 50 | D | no | no | C | D | Epoxy coated aluminum | 2025-01-02 | 4 | 3 | yes | piece | 1
GCVC PD 050.2/11-42 | GCVC PD | 050.2/11-42 | 4250157 | finoox | GCVC 050.2D/1x1-2348-S-D/4/40/2.10/1200/AXS/1/015023 | 2694 | 1 | 1 | 2348 | Axial | 31782 | 31877 | 100.37 | 7414 | 1180 | VT03150U | 0.507 | 0.9 | D | 42.43 | 73.79 | 2025-06-08 | VerticalCompact-BCD_1x1 | 1284 | 569 | 1153 |  |  | 94.2 | 22 | 22 | 500 | AC motor | 50 | S | no | no | D | D | Aluminum | 2025-01-02 | 10 | 4 | yes | piece | 1
GCVC PD 063.2/22-31 | GCVC PD | 063.2/22-31 | 4246674 | finoox | GCVC 063.2C/2x2-2398-I-D/3/64/2.10/1800/AXS/1/015023 | 8682 | 2 | 2 | 2398 | Axial | 59962 | 59916 | 180.66 | 16258 | 460 | VT01442 | 0.565 | 0.32 | C | 30.91 | 62.54 | 2025-09-15 | VerticalCompact-BCD_2x2 | 1884 | 800 | 1761 |  |  | 223.9 | 28 | 28 | 630 | AC motor | 60 | I | no | no | C | D | Aluminum | 2025-01-02 | 8 | 3 | yes | piece | 1
GCVC PD 050.2/11-53 | GCVC PD | 050.2/11-53 | 4249293 | finoox | GCVC 050.2C/1x1-2410-2-D/6/32/2.10/900/EXS/1/015023 | 3721 | 1 | 1 | 2410 | Axial | 37002 | 36872 | 90.33 | 8833 | 1770 | VT03013U.1 | 1278 | 2025-01-02 | E | 53.06 | 84.33 | 2025-08-07 | VerticalCompact-BCD_1x1 | 984 | 607 | 953 |  |  | 77.5 | 22 | 22 | 500 | EC motor | 5060 | 2 | no | no | C | D | Epoxy coated aluminum | 2025-01-02 | 8 | 6 | yes | piece | 1
GCVC PD 080.2/13-17 | GCVC PD | 080.2/13-17 | 4253044 | finoox | GCVC 080.2D/1x3-2489-1-D/3/40/2.10/3600/AXS/1/015023 | 9752 | 3 | 1 | 2489 | Axial | 46.03 | 45965 | 225.82 | 10557 | 220 | VT03062U.1 | 0.09 | 0.15 | A+ | 16.58 | 48.26 | 2025-06-18 | VerticalCompact-BCD_1x3 | 3684 | 608 | 1153 |  |  | 241.8 | 28 | 28 | 800 | EC motor | 5060 | 1 | no | no | D | D | Aluminum | 2025-01-02 | 6 | 3 | yes | piece | 1
GCVC PD 080.2/12-52 | GCVC PD | 080.2/12-52 | 4252859 | finoox | GCVC 080.2D/1x2-2541-2-D/3/40/2.10/2400/EXS/1/015023 | 9425 | 2 | 1 | 2541 | Axial | 85375 | 85603 | 150.55 | 34156 | 950 | VT03059U.2 | 3277 | 1982-02-01 | E | 51.87 | 83.4 | 2025-06-13 | VerticalCompact-BCD_1x2 | 2484 | 650 | 1153 |  |  | 189 | 35 | 35 | 800 | EC motor | 5060 | 2 | no | no | D | D | Epoxy coated aluminum | 2025-01-02 | 4 | 3 | yes | piece | 1
GCVC PD 050.2/22-58 | GCVC PD | 050.2/22-58 | 4246185 | finoox | GCVC 050.2D/2x2-2563-2-D/6/80/2.10/2400/EXS/1/015023 | 16376 | 2 | 2 | 2563 | Axial | 183.47 | 184169 | 602.19 | 38025 | 1680 | VT03013U.1 | 4091 | 1975-01-01 | D | 58.06 | 89.87 | 55.2 | VerticalCompact-BCD_2x2 | 2484 | 800 | 2161 |  |  | 407.3 | 54 | 54 | 500 | EC motor | 5060 | 2 | no | no | D | D | Epoxy coated aluminum | 2025-01-02 | 6 | 6 | yes | piece | 1
GCVC PD 050.2/11-50 | GCVC PD | 050.2/11-50 | 4244126 | finoox | GCVC 050.2B/1x1-2561-2-D/3/24/2.10/720/EXS/1/015023 | 2866 | 1 | 1 | 2561 | Axial | 16.16 | 16311 | 2025-01-27 | 6977 | 1505 | VT03013U.1 | 0.807 | 1938-01-01 | E | 49.92 | 81.11 | 2025-04-02 | VerticalCompact-BCD_1x1 | 804 | 607 | 753 |  |  | 48.7 | 16 | 16 | 500 | EC motor | 5060 | 2 | no | no | B | D | Epoxy coated aluminum | 2025-01-02 | 8 | 3 | yes | piece | 1
GCVC PD 050.2/11-50 | GCVC PD | 050.2/11-50 | 4250340 | finoox | GCVC 050.2D/1x1-2561-2-D/4/40/2.10/1200/EXS/1/015023 | 3813 | 1 | 1 | 2561 | Axial | 34761 | 34846 | 100.37 | 8747 | 1505 | VT03013U.1 | 0.718 | 1938-01-01 | D | 50.49 | 81.86 | 2025-06-08 | VerticalCompact-BCD_1x1 | 1284 | 607 | 1153 |  |  | 94.2 | 22 | 22 | 500 | EC motor | 5060 | 2 | no | no | D | D | Epoxy coated aluminum | 2025-01-02 | 10 | 4 | yes | piece | 1
GCVC PD 063.2/21-58 | GCVC PD | 063.2/21-58 | 4247433 | finoox | GCVC 063.2D/2x1-2548-2-D/3/80/2.10/1200/EXS/1/015023 | 10255 | 1 | 2 | 2548 | Axial | 72748 | 72.68 | 150.55 | 26322 | 1135 | VT03143U.1 | 2682 | 1937-02-01 | E | 57.66 | 89.31 | 2025-03-15 | VerticalCompact-BCD_2x1 | 1284 | 800 | 2161 |  |  | 209.9 | 35 | 35 | 630 | EC motor | 5060 | 2 | no | no | D | D | Epoxy coated aluminum | 2025-01-02 | 10 | 3 | yes | piece | 1
GCVC PD 050.2/13-30 | GCVC PD | 050.2/13-30 | 4250740 | finoox | GCVC 050.2D/1x3-2512-1-D/6/40/2.10/3600/AXS/1/015023 | 9853 | 3 | 1 | 2512 | Axial | 55935 | 56436 | 451.65 | 9363 | 565 | VT03011U.1 | 0.153 | 0.28 | A+ | 30.33 | 62 | 36.2 | VerticalCompact-BCD_1x3 | 3684 | 586 | 1153 |  |  | 287.4 | 28 | 28 | 500 | EC motor | 5060 | 1 | no | no | D | D | Aluminum | 2025-01-02 | 6 | 6 | yes | piece | 1
GCVC PD 050.2/13-45 | GCVC PD | 050.2/13-45 | 4249840 | finoox | GCVC 050.2C/1x3-2521-1-D/6/32/2.10/2700/AXS/1/015023 | 7895 | 3 | 1 | 2521 | Axial | 81822 | 82065 | 270.99 | 16649 | 1135 | VT03011U.1 | 1077 | 1965-01-01 | C | 45.07 | 76.58 | 2025-06-22 | VerticalCompact-BCD_1x3 | 2784 | 586 | 953 |  |  | 197.5 | 35 | 35 | 500 | EC motor | 5060 | 1 | no | no | C | D | Aluminum | 2025-01-02 | 6 | 6 | yes | piece | 1
GCVC PD 050.2/13-45 | GCVC PD | 050.2/13-45 | 4249842 | finoox | GCVC 050.2C/1x3-2521-1-D/4/32/2.10/2700/EXS/1/015023 | 7276 | 3 | 1 | 2521 | Axial | 65282 | 65.25 | 180.66 | 17919 | 1135 | VT03011U.1 | 1036 | 1965-01-01 | D | 45.25 | 76.76 | 2025-06-15 | VerticalCompact-BCD_1x3 | 2784 | 586 | 953 |  |  | 171.5 | 35 | 35 | 500 | EC motor | 5060 | 1 | no | no | C | D | Epoxy coated aluminum | 2025-01-02 | 6 | 4 | yes | piece | 1
GCVC PD 080.2/21-58 | GCVC PD | 080.2/21-58 | 4248240 | finoox | GCVC 080.2D/2x1-2658-J-D/3/80/2.10/1200/EXS/1/015023 | 7159 | 1 | 2 | 2658 | Axial | 83684 | 83887 | 150.55 | 33110 | 1030 | VT01384U | 3331 | 2025-03-03 | E | 58 | 89.65 | 2025-04-15 | VerticalCompact-BCD_2x1 | 1284 | 800 | 2161 |  |  | 206.1 | 35 | 35 | 800 | AC motor | 60 | J | no | no | D | D | Epoxy coated aluminum | 2025-01-02 | 8 | 3 | yes | piece | 1
GCVC PD 080.2/23-59 | GCVC PD | 080.2/23-59 | 4248815 | finoox | GCVC 080.2D/2x3-2710-2-D/6/80/2.10/3600/EXS/1/015023 | 38310 | 3 | 2 | 2710 | Axial | 369894 | 369471 | 903.29 | 89861 | 975 | VT03059U.2 | 11863 | 3 | E | 59.34 | 91.3 | 86.5 | VerticalCompact-BCD_2x3 | 3684 | 800 | 2161 |  |  | 688.4 | 76.1 | 76.1 | 800 | EC motor | 5060 | 2 | no | no | D | D | Epoxy coated aluminum | 2025-01-02 | 4 | 6 | yes | piece | 1
GCVC PD 050.3/13-50 | GCVC PD | 050.3/13-50 | 6220480 | finoox | GCVC 050.3D/1x3-3617-X-D/6/40/2.10/3600/EXS/1/015023 | 9148 | 3 | 1 | 3617 | Axial | 120.37 | 120884 | 451.65 | 23737 | 1260 | VT01524 | 2794 | 2025-04-04 | D | 50.39 | 82.07 | 39.2 | VerticalCompact-BCD_1x3 | 3684 | 596 | 1153 |  |  | 310.1 | 42 | 42 | 500 | AC motor | 60 | X | no | no | D | D | Epoxy coated aluminum | 2025-01-02 | 4 | 6 | yes | piece | 1
GCVC PD 063.2/23-32 | GCVC PD | 063.2/23-32 | 4247763 | finoox | GCVC 063.2D/2x3-2358-D-D/3/80/2.10/3600/EXS/1/015023 | 15720 | 3 | 2 | 2358 | Axial | 111024 | 110936 | 451.65 | 26775 | 430 | VT01442 | 0.676 | 0.32 | B | 32.4 | 64.36 | 40 | VerticalCompact-BCD_2x3 | 3684 | 800 | 2161 |  |  | 449.8 | 42 | 42 | 630 | AC motor | 50 | D | no | no | D | D | Epoxy coated aluminum | 2025-01-02 | 4 | 3 | yes | piece | 1
GCVC PD 050.2/21-29 | GCVC PD | 050.2/21-29 | 4245784 | finoox | GCVC 050.2D/2x1-2385-J-D/3/80/2.10/1200/AXS/1/015023 | 4766 | 1 | 2 | 2385 | Axial | 28746 | 28.81 | 150.55 | 6328 | 430 | VT01435 | 0.264 | 0.32 | C | 29.34 | 60.99 | 2025-02-13 | VerticalCompact-BCD_2x1 | 1284 | 800 | 2161 |  |  | 171 | 22 | 22 | 500 | AC motor | 60 | J | no | no | D | D | Aluminum | 2025-01-02 | 10 | 3 | yes | piece | 1
GCVC PD 050.2/23-52 | GCVC PD | 050.2/23-52 | 4245285 | finoox | GCVC 050.2C/2x3-2349-I-D/4/64/2.10/2700/EXS/1/015023 | 11069 | 3 | 2 | 2349 | Axial | 169848 | 170246 | 361.32 | 50506 | 1590 | VT03150U | 5327 | 2025-07-01 | E | 52.26 | 84.01 | 34.7 | VerticalCompact-BCD_2x3 | 2784 | 800 | 1761 |  |  | 360.2 | 54 | 54 | 500 | AC motor | 60 | I | no | no | C | D | Epoxy coated aluminum | 2025-01-02 | 4 | 4 | yes | piece | 1
GCVC PD 050.2/11-29 | GCVC PD | 050.2/11-29 | 4244046 | finoox | GCVC 050.2B/1x1-2388-I-D/3/24/2.10/720/AXS/1/015023 | 1827 | 1 | 1 | 2388 | Axial | 10886 | 10968 | 2025-01-27 | 3320 | 710 | VT01437 | 0.167 | 0.34 | D | 29.28 | 60.47 | 2025-04-02 | VerticalCompact-BCD_1x1 | 804 | 596 | 753 |  |  | 46.5 | 16 | 16 | 500 | AC motor | 60 | I | no | no | B | D | Aluminum | 2025-01-02 | 8 | 3 | yes | piece | 1
GCVC PD 050.2/22-37 | GCVC PD | 050.2/22-37 | 4246047 | finoox | GCVC 050.2D/2x2-2388-I-D/6/80/2.10/2400/EXS/1/015023 | 11630 | 2 | 2 | 2388 | Axial | 97346 | 97924 | 602.19 | 17109 | 710 | VT01437 | 0.623 | 0.34 | B | 36.91 | 68.72 | 50.5 | VerticalCompact-BCD_2x2 | 2484 | 800 | 2161 |  |  | 389.6 | 35 | 35 | 500 | AC motor | 60 | I | no | no | D | D | Epoxy coated aluminum | 2025-01-02 | 8 | 6 | yes | piece | 1
GCVC PD 063.2/14-39 | GCVC PD | 063.2/14-39 | 4251525 | finoox | GCVC 063.2C/1x4-2414-1-D/3/32/2.10/3600/EXS/1/015023 | 10501 | 4 | 1 | 2414 | Axial | 74664 | 74586 | 180.66 | 24806 | 770 | VT03145U.1 | 0.917 | 2015-01-01 | C | 38.94 | 70.56 | 2025-05-15 | VerticalCompact-BCD_1x4 | 3684 | 615 | 953 |  |  | 210 | 35 | 35 | 630 | EC motor | 5060 | 1 | no | no | C | D | Epoxy coated aluminum | 2025-01-02 | 4 | 3 | yes | piece | 1
GCVC PD 063.2/21-28 | GCVC PD | 063.2/21-28 | 4246471 | finoox | GCVC 063.2C/2x1-2398-I-D/3/64/2.10/900/EXS/1/015023 | 5672 | 1 | 2 | 2398 | Axial | 29221 | 29333 | 90.33 | 8129 | 460 | VT01442 | 0.282 | 0.32 | C | 2025-02-28 | 59.53 | 2025-03-08 | VerticalCompact-BCD_2x1 | 984 | 800 | 1761 |  |  | 126.3 | 22 | 22 | 630 | AC motor | 60 | I | no | no | C | D | Epoxy coated aluminum | 2025-01-02 | 8 | 3 | yes | piece | 1
GCVC PD 045.2/12-42 | GCVC PD | 045.2/12-42 | 4243912 | finoox | GCVC 045.2B/1x2-2527-1-D/3/24/2.10/1440/AXS/1/015023 | 3842 | 2 | 1 | 2527 | Axial | 22572 | 22594 | 54.2 | 6785 | 975 | VT03007U.1 | 0.311 | 0.68 | C | 42.19 | 73.47 | 2025-06-04 | VerticalCompact-BCD_1x2 | 1524 | 535 | 753 |  |  | 75.4 | 18 | 18 | 450 | EC motor | 5060 | 1 | no | no | B | D | Aluminum | 2025-01-02 | 8 | 3 | yes | piece | 1
GCVC PD 063.2/13-43 | GCVC PD | 063.2/13-43 | 4251446 | finoox | GCVC 063.2C/1x3-2557-2-D/4/32/2.10/2700/EXS/1/015023 | 9684 | 3 | 1 | 2557 | Axial | 82047 | 82243 | 180.66 | 23784 | 900 | VT03144U.1 | 1506 | 0.85 | D | 42.75 | 74.27 | 2025-06-15 | VerticalCompact-BCD_1x3 | 2784 | 623 | 953 |  |  | 186.8 | 35 | 35 | 630 | EC motor | 5060 | 2 | no | no | C | D | Epoxy coated aluminum | 2025-01-02 | 4 | 4 | yes | piece | 1
GCVC PD 063.2/22-67 | GCVC PD | 063.2/22-67 | 4246802 | finoox | GCVC 063.2C/2x2-2552-2-D/3/64/2.10/1800/EXS/1/015023 | 16279 | 2 | 2 | 2552 | Axial | 115928 | 116038 | 180.66 | 56839 | 1435 | VT03143U.1 | 11639 | 2025-03-04 | E | 67.32 | 98.95 | 2025-02-18 | VerticalCompact-BCD_2x2 | 1884 | 800 | 1761 |  |  | 302.2 | 42 | 42 | 630 | EC motor | 5060 | 2 | no | no | C | D | Epoxy coated aluminum | 2025-01-02 | 6 | 3 | yes | piece | 1
GCVC PD 080.2/13-39 | GCVC PD | 080.2/13-39 | 4253021 | finoox | GCVC 080.2D/1x3-2484-1-D/6/40/2.10/3600/EXS/1/015023 | 13875 | 3 | 1 | 2484 | Axial | 106413 | 106651 | 451.65 | 21094 | 505 | VT03061U.1 | 0.781 | 2015-01-01 | B | 38.73 | 70.42 | 37.7 | VerticalCompact-BCD_1x3 | 3684 | 608 | 1153 |  |  | 310.8 | 42 | 42 | 800 | EC motor | 5060 | 1 | no | no | D | D | Epoxy coated aluminum | 2025-01-02 | 6 | 6 | yes | piece | 1
GCVC PD 050.2/23-48 | GCVC PD | 050.2/23-48 | 4246378 | finoox | GCVC 050.2D/2x3-2520-1-D/3/80/2.10/3600/AXS/1/015023 | 15027 | 3 | 2 | 2520 | Axial | 143649 | 143651 | 451.65 | 37916 | 1070 | VT03011U.1 | 1607 | 2025-04-01 | C | 47.52 | 79.48 | 40 | VerticalCompact-BCD_2x3 | 3684 | 800 | 2161 |  |  | 424 | 42 | 42 | 500 | EC motor | 5060 | 1 | no | no | D | D | Aluminum | 2025-01-02 | 4 | 3 | yes | piece | 1
GCVC PD 050.2/22-48 | GCVC PD | 050.2/22-48 | 4246150 | finoox | GCVC 050.2D/2x2-2522-1-D/3/80/2.10/2400/AXS/1/015023 | 10056 | 2 | 2 | 2522 | Axial | 102865 | 102806 | 301.1 | 28300 | 1200 | VT03011U.1 | 1477 | 2025-09-01 | D | 48.35 | 80.15 | 2025-04-28 | VerticalCompact-BCD_2x2 | 2484 | 800 | 2161 |  |  | 293 | 42 | 42 | 500 | EC motor | 5060 | 1 | no | no | D | D | Aluminum | 2025-01-02 | 6 | 3 | yes | piece | 1
GCVC PD 063.2/14-65 | GCVC PD | 063.2/14-65 | 4251614 | finoox | GCVC 063.2C/1x4-2550-2-D/3/32/2.10/3600/EXS/1/015023 | 15013 | 4 | 1 | 2550 | Axial | 117985 | 116204 | 180.66 | 50472 | 1285 | VT03143U.1 | 8364 | 2026-03-01 | E | 64.99 | 96.62 | 2025-04-17 | VerticalCompact-BCD_1x4 | 3684 | 611 | 953 |  |  | 302.3 | 42 | 42 | 630 | EC motor | 5060 | 2 | no | no | C | D | Epoxy coated aluminum | 2025-01-02 | 2 | 3 | yes | piece | 1
GCVC PD 063.2/22-28 | GCVC PD | 063.2/22-28 | 4246727 | finoox | GCVC 063.2C/2x2-2503-1-D/4/64/2.10/1800/AXS/1/015023 | 11744 | 2 | 2 | 2503 | Axial | 57679 | 57.86 | 240.88 | 12159 | 425 | VT03145U.1 | 0.195 | 0.25 | A+ | 27.71 | 59.34 | 2025-06-20 | VerticalCompact-BCD_2x2 | 1884 | 800 | 1761 |  |  | 227.7 | 28 | 28 | 630 | EC motor | 5060 | 1 | no | no | C | D | Aluminum | 2025-01-02 | 8 | 4 | yes | piece | 1
GCVC PD 050.2/23-44 | GCVC PD | 050.2/23-44 | 4245412 | finoox | GCVC 050.2C/2x3-2518-1-D/3/64/2.10/2700/AXS/1/015023 | 12615 | 3 | 2 | 2518 | Axial | 100923 | 100734 | 270.99 | 30675 | 945 | VT03011U.1 | 1203 | 1 | C | 44.23 | 75.98 | 2025-01-25 | VerticalCompact-BCD_2x3 | 2784 | 800 | 1761 |  |  | 301.4 | 42 | 42 | 500 | EC motor | 5060 | 1 | no | no | C | D | Aluminum | 2025-01-02 | 6 | 3 | yes | piece | 1
GCVC PD 050.2/13-30 | GCVC PD | 050.2/13-30 | 4249786 | finoox | GCVC 050.2C/1x3-2512-1-D/6/32/2.10/2700/AXS/1/015023 | 7853 | 3 | 1 | 2512 | Axial | 45404 | 45651 | 270.99 | 7979 | 565 | VT03011U.1 | 0.164 | 0.28 | A+ | 2025-01-30 | 61.61 | 22 | VerticalCompact-BCD_1x3 | 2784 | 586 | 953 |  |  | 196.9 | 28 | 28 | 500 | EC motor | 5060 | 1 | no | no | C | D | Aluminum | 2025-01-02 | 8 | 6 | yes | piece | 1
GCVC PD 080.3/22-56 | GCVC PD | 080.3/22-56 | 6107561 | finoox | GCVC 080.3D/2x2-3559-2-D/6/80/2.10/2400/AXS/1/015023 | 26249 | 2 | 2 | 3559 | Axial | 279768 | 280244 | 602.19 | 71315 | 1045 | VT01445U.3 | 9947 | 1965-03-01 | E | 55.55 | 87.36 | 58.5 | VerticalCompact-BCD_2x2 | 2484 | 800 | 2161 |  |  | 505.2 | 64 | 64 | 800 | EC motor | 5060 | 2 | no | no | D | D | Aluminum | 2025-01-02 | 6 | 6 | yes | piece | 1
GCVC PD 080.3/22-58 | GCVC PD | 080.3/22-58 | 6189840 | finoox | GCVC 080.3D/2x2-3561-2-D/6/80/2.10/2400/EXS/1/015023 | 27390 | 2 | 2 | 3561 | Axial | 238949 | 239592 | 602.19 | 57201 | 930 | VT01445U.3 | 6932 | 1975-02-01 | E | 57.77 | 89.58 | 55.2 | VerticalCompact-BCD_2x2 | 2484 | 800 | 2161 |  |  | 499.6 | 54 | 54 | 800 | EC motor | 5060 | 2 | no | no | D | D | Epoxy coated aluminum | 2025-01-02 | 6 | 6 | yes | piece | 1
GCVC PD 050.2/13-39 | GCVC PD | 050.2/13-39 | 4249701 | finoox | GCVC 050.2C/1x3-2354-W-D/4/32/2.10/2700/AXS/1/015023 | 5186 | 3 | 1 | 2354 | Axial | 57223 | 57243 | 180.66 | 13772 | 865 | VT03093U | 0.634 | 0.97 | C | 38.64 | 70.15 | 15 | VerticalCompact-BCD_1x3 | 2784 | 569 | 953 |  |  | 180.3 | 28 | 28 | 500 | AC motor | 50 | W | no | no | C | D | Aluminum | 2025-01-02 | 6 | 4 | yes | piece | 1
GCVC PD 050.2/11-47 | GCVC PD | 050.2/11-47 | 4250166 | finoox | GCVC 050.2D/1x1-2349-I-D/4/40/2.10/1200/EXS/1/015023 | 2867 | 1 | 1 | 2349 | Axial | 36435 | 36566 | 100.37 | 9403 | 1590 | VT03150U | 0.822 | 2025-07-01 | D | 46.92 | 78.28 | 2025-06-08 | VerticalCompact-BCD_1x1 | 1284 | 569 | 1153 |  |  | 94.2 | 22 | 22 | 500 | AC motor | 60 | I | no | no | D | D | Epoxy coated aluminum | 2025-01-02 | 10 | 4 | yes | piece | 1
GCVC PD 050.2/21-43 | GCVC PD | 050.2/21-43 | 4244845 | finoox | GCVC 050.2C/2x1-2386-K-D/4/64/2.10/900/AXS/1/015023 | 4237 | 1 | 2 | 2386 | Axial | 44257 | 44573 | 120.44 | 11138 | 910 | VT01435 | 0.831 | 0.92 | D | 42.93 | 74.44 | 2025-04-11 | VerticalCompact-BCD_2x1 | 984 | 800 | 1761 |  |  | 137.5 | 28 | 28 | 500 | AC motor | 60 | K | no | no | C | D | Aluminum | 2025-01-02 | 8 | 4 | yes | piece | 1
GCVC PD 050.2/13-47 | GCVC PD | 050.2/13-47 | 4249771 | finoox | GCVC 050.2C/1x3-2411-1-D/6/32/2.10/2700/EXS/1/015023 | 8375 | 3 | 1 | 2411 | Axial | 86355 | 86587 | 270.99 | 18609 | 1260 | VT03011U.1 | 1462 | 2025-02-02 | D | 47.36 | 78.87 | 2025-06-22 | VerticalCompact-BCD_1x3 | 2784 | 586 | 953 |  |  | 197.5 | 35 | 35 | 500 | EC motor | 5060 | 1 | no | no | C | D | Epoxy coated aluminum | 2025-01-02 | 6 | 6 | yes | piece | 1
GCVC PD 050.2/11-29 | GCVC PD | 050.2/11-29 | 4249259 | finoox | GCVC 050.2C/1x1-2387-L-D/4/32/2.10/900/AXS/1/015023 | 2212 | 1 | 1 | 2387 | Axial | 14186 | 14278 | 60.22 | 3068 | 500 | VT01435 | 0.177 | 0.37 | C | 29.22 | 60.49 | 2025-01-05 | VerticalCompact-BCD_1x1 | 984 | 596 | 953 |  |  | 68.6 | 16 | 16 | 500 | AC motor | 60 | L | no | no | C | D | Aluminum | 2025-01-02 | 8 | 4 | yes | piece | 1
GCVC PD 050.2/11-23 | GCVC PD | 050.2/11-23 | 4250232 | finoox | GCVC 050.2D/1x1-2391-L-D/4/40/2.10/1200/EXS/1/015023 | 2804 | 1 | 1 | 2391 | Axial | 16735 | 16804 | 100.37 | 3291 | 520 | VT01437 | 0.101 | 0.18 | B | 22.75 | 54.11 | 2025-03-08 | VerticalCompact-BCD_1x1 | 1284 | 596 | 1153 |  |  | 91.2 | 16 | 16 | 500 | AC motor | 60 | L | no | no | D | D | Epoxy coated aluminum | 2025-01-02 | 10 | 4 | yes | piece | 1
GCVC PD 050.2/13-55 | GCVC PD | 050.2/13-55 | 4244338 | finoox | GCVC 050.2B/1x3-2420-2-D/3/24/2.10/2160/EXS/1/015023 | 7452 | 3 | 1 | 2420 | Axial | 51788 | 52057 | 81.3 | 23240 | 1600 | VT03013U.1 | 2991 | 1965-01-01 | E | 55.46 | 86.85 | 2025-01-07 | VerticalCompact-BCD_1x3a | 2244 | 607 | 753 |  |  | 128.1 | 28 | 28 | 500 | EC motor | 5060 | 2 | no | no | B | D | Epoxy coated aluminum | 2025-01-02 | 4 | 3 | yes | piece | 1
GCVC PD 050.2/12-45 | GCVC PD | 050.2/12-45 | 4250400 | finoox | GCVC 050.2D/1x2-2348-S-D/4/40/2.10/2400/EXS/1/015023 | 4868 | 2 | 1 | 2348 | Axial | 61702 | 61732 | 200.73 | 14828 | 1180 | VT03150U | 1014 | 0.9 | D | 45.28 | 76.8 | 2025-08-16 | VerticalCompact-BCD_1x2 | 2484 | 569 | 1153 |  |  | 175.6 | 28 | 28 | 500 | AC motor | 50 | S | no | no | D | D | Epoxy coated aluminum | 2025-01-02 | 6 | 4 | yes | piece | 1
GCVC PD 080.2/13-37 | GCVC PD | 080.2/13-37 | 4253023 | finoox | GCVC 080.2D/1x3-2485-1-D/4/40/2.10/3600/AXS/1/015023 | 11339 | 3 | 1 | 2485 | Axial | 105148 | 105.32 | 301.1 | 25872 | 535 | VT03061U.1 | 0.894 | 1935-01-01 | B | 37.48 | 69.16 | 26 | VerticalCompact-BCD_1x3 | 3684 | 608 | 1153 |  |  | 267.4 | 42 | 42 | 800 | EC motor | 5060 | 1 | no | no | D | D | Aluminum | 2025-01-02 | 4 | 4 | yes | piece | 1
GCVC PD 080.2/13-42 | GCVC PD | 080.2/13-42 | 4253036 | finoox | GCVC 080.2D/1x3-2487-1-D/6/40/2.10/3600/AXS/1/015023 | 13169 | 3 | 1 | 2487 | Axial | 129.33 | 130082 | 451.65 | 25492 | 600 | VT03061U.1 | 1283 | 1985-01-01 | C | 42.11 | 73.79 | 39.2 | VerticalCompact-BCD_1x3 | 3684 | 608 | 1153 |  |  | 313.7 | 42 | 42 | 800 | EC motor | 5060 | 1 | no | no | D | D | Aluminum | 2025-01-02 | 4 | 6 | yes | piece | 1
GCVC PD 080.2/12-53 | GCVC PD | 080.2/12-53 | 4252852 | finoox | GCVC 080.2D/1x2-2540-2-D/6/40/2.10/2400/AXS/1/015023 | 10845 | 2 | 1 | 2540 | Axial | 116789 | 116873 | 301.1 | 26263 | 900 | VT03059U.2 | 2904 | 1952-02-01 | D | 53.24 | 84.77 | 2025-01-26 | VerticalCompact-BCD_1x2 | 2484 | 650 | 1153 |  |  | 233.8 | 42 | 42 | 800 | EC motor | 5060 | 2 | no | no | D | D | Aluminum | 2025-01-02 | 6 | 6 | yes | piece | 1
GCVC PD 080.2/11-48 | GCVC PD | 080.2/11-48 | 4252579 | finoox | GCVC 080.2D/1x1-2540-2-D/3/40/2.10/1200/EXS/1/015023 | 5463 | 1 | 1 | 2540 | Axial | 41287 | 41387 | 75.27 | 16117 | 900 | VT03059U.2 | 1396 | 1952-02-01 | E | 47.87 | 79.25 | 2025-01-07 | VerticalCompact-BCD_1x1 | 1284 | 650 | 1153 |  |  | 101.3 | 28 | 28 | 800 | EC motor | 5060 | 2 | no | no | D | D | Epoxy coated aluminum | 2025-01-02 | 8 | 3 | yes | piece | 1
GCVC PD 080.2/21-20 | GCVC PD | 080.2/21-20 | 4248097 | finoox | GCVC 080.2D/2x1-2491-1-D/4/80/2.10/1200/AXS/1/015023 | 7678 | 1 | 2 | 2491 | Axial | 40181 | 40356 | 200.73 | 8132 | 270 | VT03062U.1 | 0.094 | 0.25 | A+ | 19.88 | 51.53 | 2025-02-17 | VerticalCompact-BCD_2x1 | 1284 | 800 | 2161 |  |  | 188.7 | 22 | 22 | 800 | EC motor | 5060 | 1 | no | no | D | D | Aluminum | 2025-01-02 | 10 | 4 | yes | piece | 1
GCVC PD 050.2/12-37 | GCVC PD | 050.2/12-37 | 4249572 | finoox | GCVC 050.2C/1x2-2516-1-D/3/32/2.10/1800/AXS/1/015023 | 4361 | 2 | 1 | 2516 | Axial | 31541 | 31518 | 90.33 | 8816 | 820 | VT03011U.1 | 0.269 | 0.68 | B | 36.67 | 68.06 | 2025-06-07 | VerticalCompact-BCD_1x2 | 1884 | 586 | 953 |  |  | 107.9 | 22 | 22 | 500 | EC motor | 5060 | 1 | no | no | C | D | Aluminum | 2025-01-02 | 8 | 3 | yes | piece | 1
GCVC PD 045.2/13-38 | GCVC PD | 045.2/13-38 | 4249031 | finoox | GCVC 045.2C/1x3-2524-1-D/6/32/2.10/2700/EXS/1/015023 | 7754 | 3 | 1 | 2524 | Axial | 45968 | 46192 | 270.99 | 8199 | 750 | VT03007U.1 | 0.229 | 0.37 | A | 37.68 | 69.18 | 22 | VerticalCompact-BCD_1x3 | 2784 | 535 | 953 |  |  | 191.8 | 28 | 28 | 450 | EC motor | 5060 | 1 | no | no | C | D | Epoxy coated aluminum | 2025-01-02 | 8 | 6 | yes | piece | 1
GCVC PD 080.2/21-52 | GCVC PD | 080.2/21-52 | 4248178 | finoox | GCVC 080.2D/2x1-2541-2-D/4/80/2.10/1200/EXS/1/015023 | 10338 | 1 | 2 | 2541 | Axial | 99461 | 99476 | 200.73 | 31947 | 950 | VT03059U.2 | 1933-03-01 | 1982-02-01 | E | 52.37 | 84.02 | 2025-04-19 | VerticalCompact-BCD_2x1 | 1284 | 800 | 2161 |  |  | 214.7 | 35 | 35 | 800 | EC motor | 5060 | 2 | no | no | D | D | Epoxy coated aluminum | 2025-01-02 | 10 | 4 | yes | piece | 1
GCVC PD 050.2/12-51 | GCVC PD | 050.2/12-51 | 4249623 | finoox | GCVC 050.2C/1x2-2560-2-D/3/32/2.10/1800/EXS/1/015023 | 5520 | 2 | 1 | 2560 | Axial | 43904 | 43951 | 90.33 | 15488 | 1415 | VT03013U.1 | 1259 | 2021-01-01 | E | 51.39 | 82.78 | 8 | VerticalCompact-BCD_1x2 | 1884 | 607 | 953 |  |  | 117.7 | 28 | 28 | 500 | EC motor | 5060 | 2 | no | no | C | D | Epoxy coated aluminum | 2025-01-02 | 6 | 3 | yes | piece | 1
GCVC PD 050.2/23-49 | GCVC PD | 050.2/23-49 | 4245437 | finoox | GCVC 050.2C/2x3-2522-1-D/4/64/2.10/2700/AXS/1/015023 | 13618 | 3 | 2 | 2522 | Axial | 146989 | 147511 | 361.32 | 37909 | 1200 | VT03011U.1 | 1942-02-01 | 2025-09-01 | D | 49.21 | 80.96 | 32.2 | VerticalCompact-BCD_2x3 | 2784 | 800 | 1761 |  |  | 327.5 | 42 | 42 | 500 | EC motor | 5060 | 1 | no | no | C | D | Aluminum | 2025-01-02 | 4 | 4 | yes | piece | 1
GCVC PD 080.2/13-48 | GCVC PD | 080.2/13-48 | 4253109 | finoox | GCVC 080.2D/1x3-2537-2-D/3/40/2.10/3600/EXS/1/015023 | 13415 | 3 | 1 | 2537 | Axial | 105727 | 105574 | 225.82 | 39765 | 750 | VT03059U.2 | 2445 | 2025-05-01 | D | 48.48 | 80.17 | 2025-01-20 | VerticalCompact-BCD_1x3 | 3684 | 650 | 1153 |  |  | 279 | 42 | 42 | 800 | EC motor | 5060 | 2 | no | no | D | D | Epoxy coated aluminum | 2025-01-02 | 4 | 3 | yes | piece | 1
GCVC PD 080.2/23-63 | GCVC PD | 080.2/23-63 | 4248792 | finoox | GCVC 080.2D/2x3-2659-L-D/3/80/2.10/3600/EXS/1/015023 | 21188 | 3 | 2 | 2659 | Axial | 236556 | 234921 | 451.65 | 103591 | 1070 | VT01384U | 10791 | 2025-03-03 | E | 63.26 | 95.22 | 43.1 | VerticalCompact-BCD_2x3 | 3684 | 800 | 2161 |  |  | 557.4 | 54 | 54 | 800 | AC motor | 60 | L | no | no | D | D | Epoxy coated aluminum | 2025-01-02 | 4 | 3 | yes | piece | 1
GCVC PD 080.3/11-50 | GCVC PD | 080.3/11-50 | 6135488 | finoox | GCVC 080.3D/1x1-3483-K-D/3/40/2.10/1200/AXS/1/015023 | 4058 | 1 | 1 | 3483 | Axial | 45902 | 46051 | 75.27 | 18338 | 960 | VT01526 | 2622 | 4 | E | 49.55 | 80.92 | 2025-01-07 | VerticalCompact-BCD_1x1 | 1284 | 611 | 1153 |  |  | 110.1 | 28 | 28 | 800 | AC motor | 60 | K | no | no | D | D | Aluminum | 2025-01-02 | 8 | 3 | yes | piece | 1
GCVC PD 050.2/21-32 | GCVC PD | 050.2/21-32 | 4245727 | finoox | GCVC 050.2D/2x1-2333-S-D/3/80/2.10/1200/EXS/1/015023 | 5042 | 1 | 2 | 2333 | Axial | 33216 | 33.24 | 150.55 | 7757 | 530 | VT01435 | 0.295 | 0.35 | C | 32.06 | 63.71 | 2025-02-13 | VerticalCompact-BCD_2x1 | 1284 | 800 | 2161 |  |  | 171 | 22 | 22 | 500 | AC motor | 50 | S | no | no | D | D | Epoxy coated aluminum | 2025-01-02 | 10 | 3 | yes | piece | 1
GCVC PD 050.2/21-47 | GCVC PD | 050.2/21-47 | 4245832 | finoox | GCVC 050.2D/2x1-2411-1-D/3/80/2.10/1200/AXS/1/015023 | 5888 | 1 | 2 | 2411 | Axial | 53.72 | 53757 | 150.55 | 14908 | 1260 | VT03011U.1 | 0.858 | 2025-02-02 | D | 46.62 | 78.27 | 14 | VerticalCompact-BCD_2x1 | 1284 | 800 | 2161 |  |  | 162.4 | 28 | 28 | 500 | EC motor | 5060 | 1 | no | no | D | D | Aluminum | 2025-01-02 | 10 | 3 | yes | piece | 1
GCVC PD 050.2/12-36 | GCVC PD | 050.2/12-36 | 4250463 | finoox | GCVC 050.2D/1x2-2390-K-D/4/40/2.10/2400/AXS/1/015023 | 4465 | 2 | 1 | 2390 | Axial | 44764 | 44817 | 200.73 | 9411 | 760 | VT01437 | 0.334 | 0.35 | B | 35.61 | 67.14 | 2025-08-16 | VerticalCompact-BCD_1x2 | 2484 | 596 | 1153 |  |  | 171.2 | 28 | 28 | 500 | AC motor | 60 | K | no | no | D | D | Aluminum | 2025-01-02 | 8 | 4 | yes | piece | 1
GCVC PD 050.2/13-37 | GCVC PD | 050.2/13-37 | 4250705 | finoox | GCVC 050.2D/1x3-2390-K-D/3/40/2.10/3600/EXS/1/015023 | 6416 | 3 | 1 | 2390 | Axial | 58376 | 58328 | 225.82 | 14373 | 760 | VT01437 | 0.497 | 0.35 | B | 37.41 | 69.09 | 2025-06-18 | VerticalCompact-BCD_1x3 | 3684 | 596 | 1153 |  |  | 229.5 | 28 | 28 | 500 | AC motor | 60 | K | no | no | D | D | Epoxy coated aluminum | 2025-01-02 | 4 | 3 | yes | piece | 1
GCVC PD 050.2/12-39 | GCVC PD | 050.2/12-39 | 4250425 | finoox | GCVC 050.2D/1x2-2355-X-D/6/40/2.10/2400/EXS/1/015023 | 5882 | 2 | 1 | 2355 | Axial | 57488 | 57759 | 301.1 | 10480 | 810 | VT03093U | 0.574 | 2025-03-01 | C | 39.4 | 70.92 | 2025-06-24 | VerticalCompact-BCD_1x2 | 2484 | 569 | 1153 |  |  | 201.5 | 28 | 28 | 500 | AC motor | 60 | X | no | no | D | D | Epoxy coated aluminum | 2025-01-02 | 8 | 6 | yes | piece | 1
GCVC PD 063.2/21-44 | GCVC PD | 063.2/21-44 | 4246630 | finoox | GCVC 063.2C/2x1-2558-2-D/6/64/2.10/900/AXS/1/015023 | 8508 | 1 | 2 | 2558 | Axial | 67647 | 68286 | 180.66 | 14944 | 950 | VT03144U.1 | 1248 | 1 | D | 43.56 | 75.07 | 2025-04-17 | VerticalCompact-BCD_2x1 | 984 | 800 | 1761 |  |  | 156.5 | 35 | 35 | 630 | EC motor | 5060 | 2 | no | no | C | D | Aluminum | 2025-01-02 | 8 | 6 | yes | piece | 1
GCVC PD 045.2/24-53 | GCVC PD | 045.2/24-53 | 4244755 | finoox | GCVC 045.2C/2x4-2531-1-D/6/64/2.10/3600/EXS/1/015023 | 18905 | 4 | 2 | 2531 | Axial | 193479 | 194313 | 722.63 | 38212 | 1275 | VT03007U.1 | 2666 | 2025-04-01 | D | 52.95 | 84.81 | 62.7 | VerticalCompact-BCD_2x4 | 3684 | 800 | 1761 |  |  | 486.1 | 54 | 54 | 450 | EC motor | 5060 | 1 | no | no | C | D | Epoxy coated aluminum | 2025-01-02 | 4 | 6 | yes | piece | 1
GCVC PD 050.2/21-51 | GCVC PD | 050.2/21-51 | 4244976 | finoox | GCVC 050.2C/2x1-2560-2-D/3/64/2.10/900/AXS/1/015023 | 6165 | 1 | 2 | 2560 | Axial | 45593 | 45874 | 90.33 | 15488 | 1415 | VT03013U.1 | 1259 | 2021-01-01 | E | 51.27 | 82.78 | 9 | VerticalCompact-BCD_2x1 | 984 | 800 | 1761 |  |  | 128 | 28 | 28 | 500 | EC motor | 5060 | 2 | no | no | C | D | Aluminum | 2025-01-02 | 8 | 3 | yes | piece | 1
GCVC PD 063.2/11-26 | GCVC PD | 063.2/11-26 | 4251805 | finoox | GCVC 063.2D/1x1-2507-1-D/3/40/2.10/1200/EXS/1/015023 | 4254 | 1 | 1 | 2507 | Axial | 21.26 | 21274 | 75.27 | 5461 | 580 | VT03145U.1 | 0.092 | 0.55 | A | 2025-08-26 | 57.45 | 2025-04-06 | VerticalCompact-BCD_1x1 | 1284 | 615 | 1153 |  |  | 82.6 | 18 | 18 | 630 | EC motor | 5060 | 1 | no | no | D | D | Epoxy coated aluminum | 2025-01-02 | 10 | 3 | yes | piece | 1
GCVC PD 063.2/22-23 | GCVC PD | 063.2/22-23 | 4247611 | finoox | GCVC 063.2D/2x2-2502-1-D/4/80/2.10/2400/AXS/1/015023 | 14027 | 2 | 2 | 2502 | Axial | 70.55 | 70711 | 401.46 | 13799 | 385 | VT03145U.1 | 0.143 | 0.2 | A+ | 22.83 | 54.64 | 34.8 | VerticalCompact-BCD_2x2 | 2484 | 800 | 2161 |  |  | 323.3 | 35 | 35 | 630 | EC motor | 5060 | 1 | no | no | D | D | Aluminum | 2025-01-02 | 8 | 4 | yes | piece | 1
GCVC PD 050.2/12-39 | GCVC PD | 050.2/12-39 | 4249586 | finoox | GCVC 050.2C/1x2-2518-1-D/6/32/2.10/1800/AXS/1/015023 | 5237 | 2 | 1 | 2518 | Axial | 47518 | 47739 | 180.66 | 9151 | 945 | VT03011U.1 | 0.426 | 1 | C | 39.48 | 70.87 | 2025-01-15 | VerticalCompact-BCD_1x2 | 1884 | 586 | 953 |  |  | 134.5 | 28 | 28 | 500 | EC motor | 5060 | 1 | no | no | C | D | Aluminum | 2025-01-02 | 8 | 6 | yes | piece | 1
GCVC PD 063.2/21-59 | GCVC PD | 063.2/21-59 | 4247432 | finoox | GCVC 063.2D/2x1-2548-2-D/6/80/2.10/1200/AXS/1/015023 | 11858 | 1 | 2 | 2548 | Axial | 109.32 | 109.87 | 301.1 | 23566 | 1135 | VT03143U.1 | 1983-02-01 | 1937-02-01 | E | 58.65 | 90.3 | 2025-09-28 | VerticalCompact-BCD_2x1 | 1284 | 800 | 2161 |  |  | 258.3 | 42 | 42 | 630 | EC motor | 5060 | 2 | no | no | D | D | Aluminum | 2025-01-02 | 10 | 6 | yes | piece | 1
GCVC PD 080.2/13-31 | GCVC PD | 080.2/13-31 | 4253082 | finoox | GCVC 080.2D/1x3-2498-1-D/3/40/2.10/3600/EXS/1/015023 | 10262 | 3 | 1 | 2498 | Axial | 77524 | 77448 | 225.82 | 22195 | 440 | VT03062U.1 | 0.486 | 0.85 | B | 31.25 | 62.93 | 2025-03-19 | VerticalCompact-BCD_1x3 | 3684 | 608 | 1153 |  |  | 242.5 | 35 | 35 | 800 | EC motor | 5060 | 1 | no | no | D | D | Epoxy coated aluminum | 2025-01-02 | 4 | 3 | yes | piece | 1
GCVC PD 050.2/22-47 | GCVC PD | 050.2/22-47 | 4246144 | finoox | GCVC 050.2D/2x2-2521-1-D/3/80/2.10/2400/AXS/1/015023 | 10054 | 2 | 2 | 2521 | Axial | 99386 | 99311 | 301.1 | 26790 | 1135 | VT03011U.1 | 1264 | 1965-01-01 | C | 47.16 | 78.97 | 2025-09-26 | VerticalCompact-BCD_2x2 | 2484 | 800 | 2161 |  |  | 290.4 | 35 | 35 | 500 | EC motor | 5060 | 1 | no | no | D | D | Aluminum | 2025-01-02 | 6 | 3 | yes | piece | 1
GCVC PD 050.2/13-46 | GCVC PD | 050.2/13-46 | 4250795 | finoox | GCVC 050.2D/1x3-2521-1-D/3/40/2.10/3600/EXS/1/015023 | 8141 | 3 | 1 | 2521 | Axial | 72973 | 72866 | 225.82 | 20092 | 1135 | VT03011U.1 | 0.948 | 1965-01-01 | C | 46.04 | 77.72 | 2025-03-19 | VerticalCompact-BCD_1x3 | 3684 | 586 | 1153 |  |  | 222.9 | 35 | 35 | 500 | EC motor | 5060 | 1 | no | no | D | D | Epoxy coated aluminum | 2025-01-02 | 4 | 3 | yes | piece | 1
GCVC PD 050.2/23-56 | GCVC PD | 050.2/23-56 | 4246428 | finoox | GCVC 050.2D/2x3-2790-K-D/6/80/2.10/3600/AXS/1/015023 | 16735 | 3 | 2 | 2790 | Axial | 278299 | 279566 | 903.29 | 56267 | 1640 | VT03150U | 5797 | 1964-01-01 | D | 55.85 | 87.81 | 81.5 | VerticalCompact-BCD_2x3 | 3684 | 800 | 2161 |  |  | 596.9 | 64 | 64 | 500 | AC motor | 60 | K | no | no | D | D | Aluminum | 2025-01-02 | 4 | 6 | yes | piece | 1
GCVC PD 050.2/21-33 | GCVC PD | 050.2/21-33 | 4244790 | finoox | GCVC 050.2C/2x1-2336-D-D/4/64/2.10/900/EXS/1/015023 | 4343 | 1 | 2 | 2336 | Axial | 31442 | 31569 | 120.44 | 7121 | 660 | VT01437 | 0.252 | 0.33 | B | 33.18 | 64.69 | 2025-07-10 | VerticalCompact-BCD_2x1 | 984 | 800 | 1761 |  |  | 131.2 | 22 | 22 | 500 | AC motor | 50 | D | no | no | C | D | Epoxy coated aluminum | 2025-01-02 | 12 | 4 | yes | piece | 1
GCVC PD 050.2/11-40 | GCVC PD | 050.2/11-40 | 4250203 | finoox | GCVC 050.2D/1x1-2386-K-D/6/40/2.10/1200/EXS/1/015023 | 3435 | 1 | 1 | 2386 | Axial | 32085 | 32353 | 150.55 | 6013 | 910 | VT01435 | 0.402 | 0.92 | C | 40.24 | 71.61 | 2025-07-12 | VerticalCompact-BCD_1x1 | 1284 | 596 | 1153 |  |  | 109.1 | 22 | 22 | 500 | AC motor | 60 | K | no | no | D | D | Epoxy coated aluminum | 2025-01-02 | 10 | 6 | yes | piece | 1
GCVC PD 050.2/13-43 | GCVC PD | 050.2/13-43 | 4244310 | finoox | GCVC 050.2B/1x3-2384-I-D/3/24/2.10/2160/AXS/1/015023 | 3990 | 3 | 1 | 2384 | Axial | 37411 | 37413 | 81.3 | 12446 | 790 | VT01435 | 1144 | 0.88 | E | 42.81 | 74.19 | 2025-08-06 | VerticalCompact-BCD_1x3a | 2244 | 596 | 753 |  |  | 128.7 | 22 | 22 | 500 | AC motor | 60 | I | no | no | B | D | Aluminum | 2025-01-02 | 6 | 3 | yes | piece | 1
GCVC PD 063.2/21-45 | GCVC PD | 063.2/21-45 | 4247344 | finoox | GCVC 063.2D/2x1-2413-2-D/4/80/2.10/1200/EXS/1/015023 | 9155 | 1 | 2 | 2413 | Axial | 78131 | 78282 | 200.73 | 20942 | 1000 | VT03144U.1 | 1198 | 2025-01-01 | D | 44.71 | 76.36 | 2025-04-19 | VerticalCompact-BCD_2x1 | 1284 | 800 | 2161 |  |  | 188.5 | 35 | 35 | 630 | EC motor | 5060 | 2 | no | no | D | D | Epoxy coated aluminum | 2025-01-02 | 10 | 4 | yes | piece | 1
GCVC PD 063.2/12-30 | GCVC PD | 063.2/12-30 | 4251095 | finoox | GCVC 063.2C/1x2-2400-K-D/4/32/2.10/1800/EXS/1/015023 | 5145 | 2 | 1 | 2400 | Axial | 34.82 | 34896 | 120.44 | 8074 | 490 | VT01442 | 0.329 | 0.34 | C | 30.35 | 61.75 | 10 | VerticalCompact-BCD_1x2 | 1884 | 598 | 953 |  |  | 125.1 | 22 | 22 | 630 | AC motor | 60 | K | no | no | C | D | Epoxy coated aluminum | 2025-01-02 | 8 | 4 | yes | piece | 1
GCVC PD 050.2/22-59 | GCVC PD | 050.2/22-59 | 4245116 | finoox | GCVC 050.2C/2x2-2410-2-D/3/64/2.10/1800/AXS/1/015023 | 10641 | 2 | 2 | 2410 | Axial | 102673 | 102731 | 180.66 | 38991 | 1770 | VT03013U.1 | 4857 | 2025-01-02 | E | 59.07 | 90.7 | 2025-02-18 | VerticalCompact-BCD_2x2 | 1884 | 800 | 1761 |  |  | 228.5 | 42 | 42 | 500 | EC motor | 5060 | 2 | no | no | C | D | Aluminum | 2025-01-02 | 6 | 3 | yes | piece | 1
GCVC PD 045.2/23-46 | GCVC PD | 045.2/23-46 | 4244638 | finoox | GCVC 045.2C/2x3-2527-1-D/6/64/2.10/2700/AXS/1/015023 | 13446 | 3 | 2 | 2527 | Axial | 115475 | 115858 | 541.97 | 21621 | 975 | VT03007U.1 | 0.931 | 0.68 | B | 46.06 | 77.8 | 46.2 | VerticalCompact-BCD_2x3 | 2784 | 800 | 1761 |  |  | 370.6 | 42 | 42 | 450 | EC motor | 5060 | 1 | no | no | C | D | Aluminum | 2025-01-02 | 8 | 6 | yes | piece | 1
GCVC PD 063.2/21-32 | GCVC PD | 063.2/21-32 | 4247409 | finoox | GCVC 063.2D/2x1-2509-1-D/3/80/2.10/1200/EXS/1/015023 | 7911 | 1 | 2 | 2509 | Axial | 46465 | 46479 | 150.55 | 12434 | 655 | VT03145U.1 | 0.257 | 0.75 | A | 31.55 | 63.2 | 14 | VerticalCompact-BCD_2x1 | 1284 | 800 | 2161 |  |  | 164.3 | 28 | 28 | 630 | EC motor | 5060 | 1 | no | no | D | D | Epoxy coated aluminum | 2025-01-02 | 10 | 3 | yes | piece | 1
GCVC PD 080.2/22-42 | GCVC PD | 080.2/22-42 | 4248459 | finoox | GCVC 080.2D/2x2-2543-2-D/4/80/2.10/2400/AXS/1/015023 | 19193 | 2 | 2 | 2543 | Axial | 148252 | 148431 | 401.46 | 37889 | 575 | VT03060U.1 | 1507 | 0.78 | C | 41.78 | 73.59 | 36.3 | VerticalCompact-BCD_2x2 | 2484 | 800 | 2161 |  |  | 362.5 | 42 | 42 | 800 | EC motor | 5060 | 2 | no | no | D | D | Aluminum | 2025-01-02 | 6 | 4 | yes | piece | 1
GCVC PD 063.2/12-63 | GCVC PD | 063.2/12-63 | 4252112 | finoox | GCVC 063.2D/1x2-2552-2-D/4/40/2.10/2400/EXS/1/015023 | 9817 | 2 | 1 | 2552 | Axial | 103099 | 103.49 | 200.73 | 32521 | 1435 | VT03143U.1 | 5507 | 2025-03-04 | E | 63.11 | 94.63 | 2025-05-17 | VerticalCompact-BCD_1x2 | 2484 | 611 | 1153 |  |  | 213.2 | 35 | 35 | 630 | EC motor | 5060 | 2 | no | no | D | D | Epoxy coated aluminum | 2025-01-02 | 4 | 4 | yes | piece | 1
GCVC PD 045.2/12-36 | GCVC PD | 045.2/12-36 | 4248938 | finoox | GCVC 045.2C/1x2-2524-1-D/6/32/2.10/1800/AXS/1/015023 | 5236 | 2 | 1 | 2524 | Axial | 31117 | 31316 | 180.66 | 5466 | 750 | VT03007U.1 | 0.153 | 0.37 | A | 36.04 | 67.42 | 2025-08-14 | VerticalCompact-BCD_1x2 | 1884 | 535 | 953 |  |  | 130.5 | 22 | 22 | 450 | EC motor | 5060 | 1 | no | no | C | D | Aluminum | 2025-01-02 | 8 | 6 | yes | piece | 1
GCVC PD 063.2/13-31 | GCVC PD | 063.2/13-31 | 4252297 | finoox | GCVC 063.2D/1x3-2507-1-D/3/40/2.10/3600/EXS/1/015023 | 9719 | 3 | 1 | 2507 | Axial | 63898 | 63837 | 225.82 | 16384 | 580 | VT03145U.1 | 0.276 | 0.55 | A | 30.54 | 62.22 | 2025-03-19 | VerticalCompact-BCD_1x3 | 3684 | 615 | 1153 |  |  | 225.6 | 35 | 35 | 630 | EC motor | 5060 | 1 | no | no | D | D | Epoxy coated aluminum | 2025-01-02 | 4 | 3 | yes | piece | 1
GCVC PD 050.2/12-39 | GCVC PD | 050.2/12-39 | 4250531 | finoox | GCVC 050.2D/1x2-2517-1-D/3/40/2.10/2400/EXS/1/015023 | 5391 | 2 | 1 | 2517 | Axial | 41091 | 41056 | 150.55 | 10376 | 880 | VT03011U.1 | 0.309 | 0.84 | B | 38.94 | 70.46 | 2025-09-12 | VerticalCompact-BCD_1x2 | 2484 | 586 | 1153 |  |  | 151.9 | 28 | 28 | 500 | EC motor | 5060 | 1 | no | no | D | D | Epoxy coated aluminum | 2025-01-02 | 6 | 3 | yes | piece | 1
GCVC PD 050.2/22-44 | GCVC PD | 050.2/22-44 | 4245185 | finoox | GCVC 050.2C/2x2-2519-1-D/3/64/2.10/1800/EXS/1/015023 | 8882 | 2 | 2 | 2519 | Axial | 69729 | 69618 | 180.66 | 21866 | 1010 | VT03011U.1 | 0.964 | 2015-01-01 | C | 44.01 | 75.64 | 2025-09-16 | VerticalCompact-BCD_2x2 | 1884 | 800 | 1761 |  |  | 207.9 | 35 | 35 | 500 | EC motor | 5060 | 1 | no | no | C | D | Epoxy coated aluminum | 2025-01-02 | 8 | 3 | yes | piece | 1
GCVC PD 063.2/21-18 | GCVC PD | 063.2/21-18 | 4247361 | finoox | GCVC 063.2D/2x1-2501-1-D/3/80/2.10/1200/EXS/1/015023 | 7905 | 1 | 2 | 2501 | Axial | 28717 | 28798 | 150.55 | 6427 | 345 | VT03145U.1 | 0.057 | 0.15 | A+ | 17.66 | 49.31 | 2025-02-13 | VerticalCompact-BCD_2x1 | 1284 | 800 | 2161 |  |  | 162.9 | 22 | 22 | 630 | EC motor | 5060 | 1 | no | no | D | D | Epoxy coated aluminum | 2025-01-02 | 10 | 3 | yes | piece | 1
GCVC PD 063.2/23-23 | GCVC PD | 063.2/23-23 | 4247855 | finoox | GCVC 063.2D/2x3-2501-1-D/6/80/2.10/3600/EXS/1/015023 | 25252 | 3 | 2 | 2501 | Axial | 101485 | 102074 | 903.29 | 16999 | 345 | VT03145U.1 | 0.181 | 0.15 | A+ | 22.84 | 54.81 | 73.5 | VerticalCompact-BCD_2x3 | 3684 | 800 | 2161 |  |  | 560.2 | 35 | 35 | 630 | EC motor | 5060 | 1 | no | no | D | D | Epoxy coated aluminum | 2025-01-02 | 8 | 6 | yes | piece | 1
GCVC PD 063.2/22-63 | GCVC PD | 063.2/22-63 | 4246785 | finoox | GCVC 063.2C/2x2-2548-2-D/4/64/2.10/1800/AXS/1/015023 | 16564 | 2 | 2 | 2548 | Axial | 130333 | 130756 | 240.88 | 41262 | 1135 | VT03143U.1 | 5829 | 1937-02-01 | E | 63.06 | 94.69 | 2025-09-22 | VerticalCompact-BCD_2x2 | 1884 | 800 | 1761 |  |  | 319.6 | 42 | 42 | 630 | EC motor | 5060 | 2 | no | no | C | D | Aluminum | 2025-01-02 | 6 | 4 | yes | piece | 1
GCVC PD 050.2/23-38 | GCVC PD | 050.2/23-38 | 4246345 | finoox | GCVC 050.2D/2x3-2514-1-D/3/80/2.10/3600/EXS/1/015023 | 15835 | 3 | 2 | 2514 | Axial | 99951 | 99625 | 451.65 | 24356 | 695 | VT03011U.1 | 0.483 | 0.47 | A | 37.99 | 69.95 | 38.5 | VerticalCompact-BCD_2x3 | 3684 | 800 | 2161 |  |  | 421.3 | 35 | 35 | 500 | EC motor | 5060 | 1 | no | no | D | D | Epoxy coated aluminum | 2025-01-02 | 6 | 3 | yes | piece | 1
GCVC PD 050.2/11-31 | GCVC PD | 050.2/11-31 | 4250273 | finoox | GCVC 050.2D/1x1-2514-1-D/3/40/2.10/1200/EXS/1/015023 | 3160 | 1 | 1 | 2514 | Axial | 17181 | 17192 | 75.27 | 4059 | 695 | VT03011U.1 | 0.08 | 0.47 | A | 30.81 | 62.17 | 2025-03-06 | VerticalCompact-BCD_1x1 | 1284 | 586 | 1153 |  |  | 81.5 | 16 | 16 | 500 | EC motor | 5060 | 1 | no | no | D | D | Epoxy coated aluminum | 2025-01-02 | 10 | 3 | yes | piece | 1
GCVC PD 063.2/24-43 | GCVC PD | 063.2/24-43 | 4247223 | finoox | GCVC 063.2C/2x4-2554-2-D/4/64/2.10/3600/AXS/1/015023 | 24256 | 4 | 2 | 2554 | Axial | 193606 | 193859 | 481.75 | 52186 | 750 | VT03144U.1 | 2377 | 0.6 | C | 42.77 | 74.63 | 44 | VerticalCompact-BCD_2x4 | 3684 | 800 | 1761 |  |  | 469.8 | 54 | 54 | 630 | EC motor | 5060 | 2 | no | no | C | D | Aluminum | 2025-01-02 | 4 | 4 | yes | piece | 1
GCVC PD 080.3/13-48 | GCVC PD | 080.3/13-48 | 6123191 | finoox | GCVC 080.3D/1x3-3488-I-D/4/40/2.10/3600/AXS/1/015023 | 10110 | 3 | 1 | 3488 | Axial | 132758 | 132301 | 301.1 | 38197 | 720 | VT01371 | 3549 | 1935-02-01 | E | 48.06 | 79.74 | 26 | VerticalCompact-BCD_1x3 | 3684 | 605 | 1153 |  |  | 331 | 42 | 42 | 800 | AC motor | 60 | I | no | no | D | D | Aluminum | 2025-01-02 | 4 | 4 | yes | piece | 1
GCVC PD 050.3/12-46 | GCVC PD | 050.3/12-46 | 6172024 | finoox | GCVC 050.3C/1x2-3616-W-D/6/32/2.10/1800/EXS/1/015023 | 4493 | 2 | 1 | 3616 | Axial | 59266 | 59482 | 180.66 | 12747 | 1240 | VT01524 | 1379 | 2025-02-03 | D | 46.05 | 77.44 | 2025-01-15 | VerticalCompact-BCD_1x2 | 1884 | 596 | 953 |  |  | 146.3 | 28 | 28 | 500 | AC motor | 50 | W | no | no | C | D | Epoxy coated aluminum | 2025-01-02 | 8 | 6 | yes | piece | 1
GCVC PD 050.2/12-34 | GCVC PD | 050.2/12-34 | 4249513 | finoox | GCVC 050.2C/1x2-2390-K-D/4/32/2.10/1800/AXS/1/015023 | 3535 | 2 | 1 | 2390 | Axial | 36404 | 36443 | 120.44 | 8356 | 760 | VT01437 | 0.353 | 0.35 | C | 34.33 | 65.72 | 10 | VerticalCompact-BCD_1x2 | 1884 | 596 | 953 |  |  | 121.3 | 22 | 22 | 500 | AC motor | 60 | K | no | no | C | D | Aluminum | 2025-01-02 | 8 | 4 | yes | piece | 1
GCVC PD 050.2/11-33 | GCVC PD | 050.2/11-33 | 4250226 | finoox | GCVC 050.2D/1x1-2390-K-D/4/40/2.10/1200/EXS/1/015023 | 2820 | 1 | 1 | 2390 | Axial | 22258 | 22351 | 100.37 | 4706 | 760 | VT01437 | 0.167 | 0.35 | B | 32.76 | 64.13 | 2025-04-08 | VerticalCompact-BCD_1x1 | 1284 | 596 | 1153 |  |  | 91.3 | 18 | 18 | 500 | AC motor | 60 | K | no | no | D | D | Epoxy coated aluminum | 2025-01-02 | 10 | 4 | yes | piece | 1
GCVC PD 050.2/21-54 | GCVC PD | 050.2/21-54 | 4245842 | finoox | GCVC 050.2D/2x1-2420-2-D/4/80/2.10/1200/EXS/1/015023 | 7761 | 1 | 2 | 2420 | Axial | 74476 | 74749 | 200.73 | 19459 | 1600 | VT03013U.1 | 1751 | 1965-01-01 | D | 54.03 | 85.69 | 2025-04-19 | VerticalCompact-BCD_2x1 | 1284 | 800 | 2161 |  |  | 187.4 | 35 | 35 | 500 | EC motor | 5060 | 2 | no | no | D | D | Epoxy coated aluminum | 2025-01-02 | 10 | 4 | yes | piece | 1
GCVC PD 063.2/11-28 | GCVC PD | 063.2/11-28 | 4251732 | finoox | GCVC 063.2D/1x1-2400-K-D/6/40/2.10/1200/AXS/1/015023 | 4351 | 1 | 1 | 2400 | Axial | 26.21 | 26428 | 150.55 | 4650 | 490 | VT01442 | 0.158 | 0.34 | B | 27.61 | 58.98 | 2025-05-12 | VerticalCompact-BCD_1x1 | 1284 | 598 | 1153 |  |  | 107.7 | 18 | 18 | 630 | AC motor | 60 | K | no | no | D | D | Aluminum | 2025-01-02 | 10 | 6 | yes | piece | 1
GCVC PD 063.2/12-66 | GCVC PD | 063.2/12-66 | 4251101 | finoox | GCVC 063.2C/1x2-2412-2-D/4/32/2.10/1800/AXS/1/015023 | 8288 | 2 | 1 | 2412 | Axial | 75919 | 76156 | 120.44 | 28161 | 1510 | VT03143U.1 | 6864 | 5 | E | 66.29 | 97.69 | 2025-09-10 | VerticalCompact-BCD_1x2 | 1884 | 611 | 953 |  |  | 163.9 | 35 | 35 | 630 | EC motor | 5060 | 2 | no | no | C | D | Aluminum | 2025-01-02 | 6 | 4 | yes | piece | 1
GCVC PD 063.2/22-69 | GCVC PD | 063.2/22-69 | 4246695 | finoox | GCVC 063.2C/2x2-2412-2-D/4/64/2.10/1800/EXS/1/015023 | 17147 | 2 | 2 | 2412 | Axial | 145431 | 145683 | 240.88 | 56321 | 1510 | VT03143U.1 | 13727 | 5 | E | 69.07 | 100.7 | 2025-09-22 | VerticalCompact-BCD_2x2 | 1884 | 800 | 1761 |  |  | 319.6 | 42 | 42 | 630 | EC motor | 5060 | 2 | no | no | C | D | Epoxy coated aluminum | 2025-01-02 | 6 | 4 | yes | piece | 1
GCVC PD 080.2/22-38 | GCVC PD | 080.2/22-38 | 4248340 | finoox | GCVC 080.2D/2x2-2485-1-D/3/80/2.10/2400/AXS/1/015023 | 16329 | 2 | 2 | 2485 | Axial | 120146 | 120059 | 301.1 | 36811 | 535 | VT03061U.1 | 1157 | 1935-01-01 | C | 37.79 | 69.6 | 2025-04-28 | VerticalCompact-BCD_2x2 | 2484 | 800 | 2161 |  |  | 321.7 | 42 | 42 | 800 | EC motor | 5060 | 1 | no | no | D | D | Aluminum | 2025-01-02 | 6 | 3 | yes | piece | 1
GCVC PD 063.2/23-32 | GCVC PD | 063.2/23-32 | 4247883 | finoox | GCVC 063.2D/2x3-2506-1-D/3/80/2.10/3600/EXS/1/015023 | 19427 | 3 | 2 | 2506 | Axial | 121692 | 121588 | 451.65 | 30506 | 540 | VT03145U.1 | 0.462 | 0.45 | A+ | 31.76 | 63.72 | 40 | VerticalCompact-BCD_2x3 | 3684 | 800 | 2161 |  |  | 429.4 | 42 | 42 | 630 | EC motor | 5060 | 1 | no | no | D | D | Epoxy coated aluminum | 2025-01-02 | 4 | 3 | yes | piece | 1
GCVC PD 050.2/12-35 | GCVC PD | 050.2/12-35 | 4249568 | finoox | GCVC 050.2C/1x2-2515-1-D/6/32/2.10/1800/AXS/1/015023 | 5199 | 2 | 1 | 2515 | Axial | 39206 | 39569 | 180.66 | 7224 | 755 | VT03011U.1 | 0.229 | 0.58 | B | 34.65 | 66.04 | 2025-08-14 | VerticalCompact-BCD_1x2 | 1884 | 586 | 953 |  |  | 133.9 | 22 | 22 | 500 | EC motor | 5060 | 1 | no | no | C | D | Aluminum | 2025-01-02 | 8 | 6 | yes | piece | 1
GCVC PD 050.2/12-43 | GCVC PD | 050.2/12-43 | 4244241 | finoox | GCVC 050.2B/1x2-2520-1-D/4/24/2.10/1440/AXS/1/015023 | 3941 | 2 | 1 | 2520 | Axial | 32815 | 32898 | 72.26 | 9138 | 1070 | VT03011U.1 | 0.633 | 2025-04-01 | D | 43.1 | 74.39 | 2025-01-06 | VerticalCompact-BCD_1x2 | 1524 | 586 | 753 |  |  | 85 | 22 | 22 | 500 | EC motor | 5060 | 1 | no | no | B | D | Aluminum | 2025-01-02 | 8 | 4 | yes | piece | 1
GCVC PD 050.2/24-48 | GCVC PD | 050.2/24-48 | 4245660 | finoox | GCVC 050.2C/2x4-2520-1-D/3/64/2.10/3600/AXS/1/015023 | 16386 | 4 | 2 | 2520 | Axial | 148487 | 148422 | 361.32 | 46557 | 1070 | VT03011U.1 | 2291 | 2025-04-01 | D | 48.11 | 79.98 | 34.6 | VerticalCompact-BCD_2x4 | 3684 | 800 | 1761 |  |  | 394.2 | 54 | 54 | 500 | EC motor | 5060 | 1 | no | no | C | D | Aluminum | 2025-01-02 | 4 | 3 | yes | piece | 1
GCVC PD 050.2/24-57 | GCVC PD | 050.2/24-57 | 4245686 | finoox | GCVC 050.2C/2x4-2560-2-D/6/64/2.10/3600/AXS/1/015023 | 24783 | 4 | 2 | 2560 | Axial | 258567 | 259684 | 722.63 | 55836 | 1415 | VT03013U.1 | 5299 | 2021-01-01 | D | 56.68 | 88.54 | 65.4 | VerticalCompact-BCD_2x4 | 3684 | 800 | 1761 |  |  | 541.3 | 64 | 64 | 500 | EC motor | 5060 | 2 | no | no | C | D | Aluminum | 2025-01-02 | 4 | 6 | yes | piece | 1
GCVC PD 063.2/22-33 | GCVC PD | 063.2/22-33 | 4247651 | finoox | GCVC 063.2D/2x2-2508-1-D/6/80/2.10/2400/EXS/1/015023 | 17784 | 2 | 2 | 2508 | Axial | 114658 | 115197 | 602.19 | 20887 | 615 | VT03145U.1 | 0.476 | 0.65 | A | 33.37 | 65.17 | 52 | VerticalCompact-BCD_2x2 | 2484 | 800 | 2161 |  |  | 386.4 | 42 | 42 | 630 | EC motor | 5060 | 1 | no | no | D | D | Epoxy coated aluminum | 2025-01-02 | 8 | 6 | yes | piece | 1
GCVC PD 063.2/13-28 | GCVC PD | 063.2/13-28 | 4252284 | finoox | GCVC 063.2D/1x3-2505-1-D/6/40/2.10/3600/AXS/1/015023 | 11691 | 3 | 1 | 2505 | Axial | 72215 | 72672 | 451.65 | 12569 | 500 | VT03145U.1 | 0.207 | 0.39 | A+ | 27.85 | 59.53 | 36.9 | VerticalCompact-BCD_1x3 | 3684 | 615 | 1153 |  |  | 290.7 | 35 | 35 | 630 | EC motor | 5060 | 1 | no | no | D | D | Aluminum | 2025-01-02 | 6 | 6 | yes | piece | 1
GCVC PD 050.2/13-35 | GCVC PD | 050.2/13-35 | 4250753 | finoox | GCVC 050.2D/1x3-2514-1-D/3/40/2.10/3600/EXS/1/015023 | 8106 | 3 | 1 | 2514 | Axial | 49976 | 49813 | 225.82 | 12178 | 695 | VT03011U.1 | 0.241 | 0.47 | A | 35.26 | 66.94 | 2025-06-18 | VerticalCompact-BCD_1x3 | 3684 | 586 | 1153 |  |  | 222.2 | 28 | 28 | 500 | EC motor | 5060 | 1 | no | no | D | D | Epoxy coated aluminum | 2025-01-02 | 6 | 3 | yes | piece | 1
GCVC PD 050.2/11-35 | GCVC PD | 050.2/11-35 | 4250128 | finoox | GCVC 050.2D/1x1-2332-D-D/6/40/2.10/1200/AXS/1/015023 | 3190 | 1 | 1 | 2332 | Axial | 29154 | 29414 | 150.55 | 5273 | 850 | VT01435 | 0.255 | 0.74 | C | 35.31 | 66.67 | 2025-07-12 | VerticalCompact-BCD_1x1 | 1284 | 596 | 1153 |  |  | 109.1 | 22 | 22 | 500 | AC motor | 50 | D | no | no | D | D | Aluminum | 2025-01-02 | 10 | 6 | yes | piece | 1
GCVC PD 050.2/21-38 | GCVC PD | 050.2/21-38 | 4245723 | finoox | GCVC 050.2D/2x1-2332-D-D/6/80/2.10/1200/EXS/1/015023 | 6752 | 1 | 2 | 2332 | Axial | 57636 | 58116 | 301.1 | 10547 | 850 | VT01435 | 0.509 | 0.74 | C | 38.03 | 69.68 | 2025-01-26 | VerticalCompact-BCD_2x1 | 1284 | 800 | 2161 |  |  | 218.1 | 28 | 28 | 500 | AC motor | 50 | D | no | no | D | D | Epoxy coated aluminum | 2025-01-02 | 10 | 6 | yes | piece | 1
GCVC PD 050.2/12-32 | GCVC PD | 050.2/12-32 | 4244181 | finoox | GCVC 050.2B/1x2-2387-L-D/3/24/2.10/1440/EXS/1/015023 | 2890 | 2 | 1 | 2387 | Axial | 18191 | 18214 | 54.2 | 5044 | 500 | VT01435 | 0.357 | 0.37 | D | 31.56 | 62.85 | 2025-05-04 | VerticalCompact-BCD_1x2 | 1524 | 596 | 753 |  |  | 88.7 | 16 | 16 | 500 | AC motor | 60 | L | no | no | B | D | Epoxy coated aluminum | 2025-01-02 | 8 | 3 | yes | piece | 1
GCVC PD 050.2/13-39 | GCVC PD | 050.2/13-39 | 4249710 | finoox | GCVC 050.2C/1x3-2355-X-D/4/32/2.10/2700/EXS/1/015023 | 5511 | 3 | 1 | 2355 | Axial | 56876 | 56864 | 180.66 | 14107 | 810 | VT03093U | 0.875 | 2025-03-01 | D | 39.22 | 70.73 | 15 | VerticalCompact-BCD_1x3 | 2784 | 569 | 953 |  |  | 180.3 | 28 | 28 | 500 | AC motor | 60 | X | no | no | C | D | Epoxy coated aluminum | 2025-01-02 | 6 | 4 | yes | piece | 1
GCVC PD 050.2/22-56 | GCVC PD | 050.2/22-56 | 4245132 | finoox | GCVC 050.2C/2x2-2420-2-D/4/64/2.10/1800/EXS/1/015023 | 11717 | 2 | 2 | 2420 | Axial | 111158 | 110569 | 240.88 | 35584 | 1600 | VT03013U.1 | 3752 | 1965-01-01 | E | 56.33 | 87.96 | 2025-09-22 | VerticalCompact-BCD_2x2 | 1884 | 800 | 1761 |  |  | 245.9 | 42 | 42 | 500 | EC motor | 5060 | 2 | no | no | C | D | Epoxy coated aluminum | 2025-01-02 | 8 | 4 | yes | piece | 1
GCVC PD 050.2/12-48 | GCVC PD | 050.2/12-48 | 4249447 | finoox | GCVC 050.2C/1x2-2347-D-D/6/32/2.10/1800/EXS/1/015023 | 4547 | 2 | 1 | 2347 | Axial | 62631 | 62848 | 180.66 | 13859 | 1390 | VT03150U | 1943-01-01 | 1941-01-01 | D | 48.14 | 79.53 | 2025-01-15 | VerticalCompact-BCD_1x2 | 1884 | 569 | 953 |  |  | 143.7 | 28 | 28 | 500 | AC motor | 50 | D | no | no | C | D | Epoxy coated aluminum | 2025-01-02 | 8 | 6 | yes | piece | 1
GCVC PD 050.2/21-44 | GCVC PD | 050.2/21-44 | 4245845 | finoox | GCVC 050.2D/2x1-2421-1-D/4/80/2.10/1200/AXS/1/015023 | 6285 | 1 | 2 | 2421 | Axial | 60582 | 60765 | 200.73 | 13856 | 1150 | VT03011U.1 | 0.673 | 1975-01-01 | C | 43.6 | 75.26 | 2025-01-18 | VerticalCompact-BCD_2x1 | 1284 | 800 | 2161 |  |  | 177 | 28 | 28 | 500 | EC motor | 5060 | 1 | no | no | D | D | Aluminum | 2025-01-02 | 10 | 4 | yes | piece | 1
GCVC PD 063.2/12-64 | GCVC PD | 063.2/12-64 | 4251991 | finoox | GCVC 063.2D/1x2-2412-2-D/3/40/2.10/2400/EXS/1/015023 | 9204 | 2 | 1 | 2412 | Axial | 86927 | 87162 | 150.55 | 35454 | 1510 | VT03143U.1 | 2029-06-01 | 5 | E | 63.96 | 95.49 | 2025-06-13 | VerticalCompact-BCD_1x2 | 2484 | 611 | 1153 |  |  | 198.8 | 35 | 35 | 630 | EC motor | 5060 | 2 | no | no | D | D | Epoxy coated aluminum | 2025-01-02 | 4 | 3 | yes | piece | 1
GCVC PD 063.2/13-66 | GCVC PD | 063.2/13-66 | 4252238 | finoox | GCVC 063.2D/1x3-2412-2-D/4/40/2.10/3600/EXS/1/015023 | 13969 | 3 | 1 | 2412 | Axial | 149045 | 148224 | 301.1 | 51457 | 1510 | VT03143U.1 | 9619 | 5 | E | 65.81 | 97.49 | 26 | VerticalCompact-BCD_1x3 | 3684 | 611 | 1153 |  |  | 315.3 | 42 | 42 | 630 | EC motor | 5060 | 2 | no | no | D | D | Epoxy coated aluminum | 2025-01-02 | 4 | 4 | yes | piece | 1
GCVC PD 063.2/21-62 | GCVC PD | 063.2/21-62 | 4247451 | finoox | GCVC 063.2D/2x1-2551-2-D/3/80/2.10/1200/EXS/1/015023 | 10276 | 1 | 2 | 2551 | Axial | 82003 | 82205 | 150.55 | 31792 | 1360 | VT03143U.1 | 4601 | 4 | E | 61.57 | 93.22 | 2025-04-15 | VerticalCompact-BCD_2x1 | 1284 | 800 | 2161 |  |  | 209.9 | 35 | 35 | 630 | EC motor | 5060 | 2 | no | no | D | D | Epoxy coated aluminum | 2025-01-02 | 8 | 3 | yes | piece | 1
GCVC PD 080.2/23-19 | GCVC PD | 080.2/23-19 | 4248638 | finoox | GCVC 080.2D/2x3-2489-1-D/3/80/2.10/3600/EXS/1/015023 | 22677 | 3 | 2 | 2489 | Axial | 90822 | 90669 | 451.65 | 21114 | 220 | VT03062U.1 | 0.179 | 0.15 | A+ | 19.31 | 51.27 | 38.5 | VerticalCompact-BCD_2x3 | 3684 | 800 | 2161 |  |  | 460.4 | 35 | 35 | 800 | EC motor | 5060 | 1 | no | no | D | D | Epoxy coated aluminum | 2025-01-02 | 6 | 3 | yes | piece | 1
GCVC PD 063.2/21-37 | GCVC PD | 063.2/21-37 | 4246567 | finoox | GCVC 063.2C/2x1-2510-1-D/6/64/2.10/900/EXS/1/015023 | 8197 | 1 | 2 | 2510 | Axial | 45749 | 46084 | 180.66 | 9060 | 695 | VT03145U.1 | 0.368 | 0.9 | B | 37.22 | 68.73 | 2025-03-16 | VerticalCompact-BCD_2x1 | 984 | 800 | 1761 |  |  | 147.1 | 28 | 28 | 630 | EC motor | 5060 | 1 | no | no | C | D | Epoxy coated aluminum | 2025-01-02 | 12 | 6 | yes | piece | 1
GCVC PD 050.2/13-43 | GCVC PD | 050.2/13-43 | 4249830 | finoox | GCVC 050.2C/1x3-2519-1-D/4/32/2.10/2700/EXS/1/015023 | 7253 | 3 | 1 | 2519 | Axial | 60956 | 60934 | 180.66 | 15850 | 1010 | VT03011U.1 | 0.739 | 2015-01-01 | C | 42.67 | 74.18 | 15 | VerticalCompact-BCD_1x3 | 2784 | 586 | 953 |  |  | 171 | 28 | 28 | 500 | EC motor | 5060 | 1 | no | no | C | D | Epoxy coated aluminum | 2025-01-02 | 6 | 4 | yes | piece | 1
GCVC PD 063.2/11-37 | GCVC PD | 063.2/11-37 | 4251028 | finoox | GCVC 063.2C/1x1-2556-2-D/4/32/2.10/900/EXS/1/015023 | 4199 | 1 | 1 | 2556 | Axial | 2025-01-26 | 26271 | 60.22 | 7458 | 850 | VT03144U.1 | 0.426 | 0.77 | D | 37 | 68.27 | 2025-02-05 | VerticalCompact-BCD_1x1 | 984 | 623 | 953 |  |  | 68.8 | 18 | 18 | 630 | EC motor | 5060 | 2 | no | no | C | D | Epoxy coated aluminum | 2025-01-02 | 8 | 4 | yes | piece | 1
GCVC PD 063.2/14-30 | GCVC PD | 063.2/14-30 | 4251558 | finoox | GCVC 063.2C/1x4-2505-1-D/3/32/2.10/3600/AXS/1/015023 | 10090 | 4 | 1 | 2505 | Axial | 58707 | 58.6 | 180.66 | 15635 | 500 | VT03145U.1 | 0.286 | 0.39 | A | 29.99 | 61.62 | 2025-09-14 | VerticalCompact-BCD_1x4 | 3684 | 615 | 953 |  |  | 209.4 | 28 | 28 | 630 | EC motor | 5060 | 1 | no | no | C | D | Aluminum | 2025-01-02 | 4 | 3 | yes | piece | 1
GCVC PD 080.2/11-30 | GCVC PD | 080.2/11-30 | 4252465 | finoox | GCVC 080.2D/1x1-2483-1-D/3/40/2.10/1200/EXS/1/015023 | 4634 | 1 | 1 | 2483 | Axial | 27491 | 27495 | 75.27 | 8051 | 470 | VT03061U.1 | 0.203 | 0.9 | B | 29.58 | 60.95 | 2025-06-06 | VerticalCompact-BCD_1x1 | 1284 | 608 | 1153 |  |  | 89.4 | 22 | 22 | 800 | EC motor | 5060 | 1 | no | no | D | D | Epoxy coated aluminum | 2025-01-02 | 10 | 3 | yes | piece | 1
GCVC PD 035.2/12-42 | GCVC PD | 035.2/12-42 | 4243676 | finoox | GCVC 035.2A/1x2-2724-X-D/2/20/2.10/1200/AXS/2/015023 | 1335 | 2 | 1 | 2724 | Axial | 12873 | 12884 | 2025-09-25 | 5551 | 1550 | VT03167U | 0.451 | 0.95 | E | 42.45 | 73.61 | 2025-01-02 | VerticalCompact-A_1x2 | 1260 | 330 | 507 |  |  | 2025-07-26 | 16 | 16 | 350 | AC motor | 60 | X | no | no | A | D | Aluminum | 2025-01-02 | 8 | 2 | yes | piece | 1
GCVC PD 050.2/13-53 | GCVC PD | 050.2/13-53 | 4250836 | finoox | GCVC 050.2D/1x3-2790-K-D/6/40/2.10/3600/AXS/1/015023 | 8487 | 3 | 1 | 2790 | Axial | 139152 | 139784 | 451.65 | 28134 | 1640 | VT03150U | 2898 | 1964-01-01 | D | 53.13 | 84.8 | 39.2 | VerticalCompact-BCD_1x3 | 3684 | 569 | 1153 |  |  | 306.2 | 42 | 42 | 500 | AC motor | 60 | K | no | no | D | D | Aluminum | 2025-01-02 | 4 | 6 | yes | piece | 1
GCVC PD 050.3/12-46 | GCVC PD | 050.3/12-46 | 6212024 | finoox | GCVC 050.3B/1x2-3617-X-D/4/24/2.10/1440/EXS/1/015023 | 3037 | 2 | 1 | 3617 | Axial | 35945 | 36012 | 72.26 | 11413 | 1260 | VT01524 | 1989 | 2025-04-04 | E | 46.24 | 77.53 | 2025-01-06 | VerticalCompact-BCD_1x2 | 1524 | 596 | 753 |  |  | 96.8 | 22 | 22 | 500 | AC motor | 60 | X | no | no | B | D | Epoxy coated aluminum | 2025-01-02 | 8 | 4 | yes | piece | 1
GCVC PD 050.3/12-45 | GCVC PD | 050.3/12-45 | 6069936 | finoox | GCVC 050.3B/1x2-3616-W-D/4/24/2.10/1440/AXS/1/015023 | 2906 | 2 | 1 | 3616 | Axial | 36522 | 36595 | 72.26 | 10999 | 1240 | VT01524 | 1411 | 2025-02-03 | E | 45.49 | 76.78 | 2025-01-06 | VerticalCompact-BCD_1x2 | 1524 | 596 | 753 |  |  | 96.8 | 22 | 22 | 500 | AC motor | 50 | W | no | no | B | D | Aluminum | 2025-01-02 | 8 | 4 | yes | piece | 1
GCVC PD 045.2/12-47 | GCVC PD | 045.2/12-47 | 4243886 | finoox | GCVC 045.2B/1x2-0426-W-D/3/24/2.10/1440/EXS/1/015023 | 2741 | 2 | 1 | 426 | Axial | 26748 | 26709 | 54.2 | 9710 | 1360 | VT0326U | 0.895 | 2025-02-02 | E | 47.12 | 78.4 | 2025-07-04 | VerticalCompact-BCD_1x2 | 1524 | 521 | 753 |  |  | 83.2 | 22 | 22 | 450 | AC motor | 50 | W | no | no | B | D | Epoxy coated aluminum | 2025-01-02 | 8 | 3 | yes | piece | 1
GCVC PD 050.2/12-29 | GCVC PD | 050.2/12-29 | 4249426 | finoox | GCVC 050.2C/1x2-2333-S-D/6/32/2.10/1800/AXS/1/015023 | 4177 | 2 | 1 | 2333 | Axial | 32.8 | 33009 | 180.66 | 5817 | 530 | VT01435 | 0.299 | 0.35 | C | 29.42 | 60.81 | 2025-08-14 | VerticalCompact-BCD_1x2 | 1884 | 596 | 953 |  |  | 143.8 | 22 | 22 | 500 | AC motor | 50 | S | no | no | C | D | Aluminum | 2025-01-02 | 8 | 6 | yes | piece | 1
GCVC PD 050.2/23-34 | GCVC PD | 050.2/23-34 | 4245256 | finoox | GCVC 050.2C/2x3-2333-S-D/4/64/2.10/2700/EXS/1/015023 | 10615 | 3 | 2 | 2333 | Axial | 88735 | 88.95 | 361.32 | 19499 | 530 | VT01435 | 0.895 | 0.35 | C | 34.18 | 65.93 | 2025-09-30 | VerticalCompact-BCD_2x3 | 2784 | 800 | 1761 |  |  | 355.2 | 35 | 35 | 500 | AC motor | 50 | S | no | no | C | D | Epoxy coated aluminum | 2025-01-02 | 6 | 4 | yes | piece | 1
GCVC PD 050.2/23-41 | GCVC PD | 050.2/23-41 | 4245293 | finoox | GCVC 050.2C/2x3-2354-W-D/4/64/2.10/2700/AXS/1/015023 | 9924 | 3 | 2 | 2354 | Axial | 114449 | 114.49 | 361.32 | 27545 | 865 | VT03093U | 1269 | 0.97 | C | 41.41 | 73.16 | 32.1 | VerticalCompact-BCD_2x3 | 2784 | 800 | 1761 |  |  | 346 | 42 | 42 | 500 | AC motor | 50 | W | no | no | C | D | Aluminum | 2025-01-02 | 6 | 4 | yes | piece | 1
GCVC PD 050.2/21-41 | GCVC PD | 050.2/21-41 | 4245780 | finoox | GCVC 050.2D/2x1-2384-I-D/6/80/2.10/1200/AXS/1/015023 | 6243 | 1 | 2 | 2384 | Axial | 59724 | 60257 | 301.1 | 10853 | 790 | VT01435 | 0.721 | 0.88 | C | 41.39 | 73.04 | 2025-01-26 | VerticalCompact-BCD_2x1 | 1284 | 800 | 2161 |  |  | 218.1 | 28 | 28 | 500 | AC motor | 60 | I | no | no | D | D | Aluminum | 2025-01-02 | 10 | 6 | yes | piece | 1
GCVC PD 063.2/22-40 | GCVC PD | 063.2/22-40 | 4246703 | finoox | GCVC 063.2C/2x2-2414-1-D/4/64/2.10/1800/AXS/1/015023 | 11791 | 2 | 2 | 2414 | Axial | 90.21 | 90302 | 240.88 | 23236 | 770 | VT03145U.1 | 0.947 | 2015-01-01 | C | 39.86 | 71.49 | 2025-07-21 | VerticalCompact-BCD_2x2 | 1884 | 800 | 1761 |  |  | 228.7 | 35 | 35 | 630 | EC motor | 5060 | 1 | no | no | C | D | Aluminum | 2025-01-02 | 8 | 4 | yes | piece | 1
GCVC PD 063.2/11-37 | GCVC PD | 063.2/11-37 | 4250909 | finoox | GCVC 063.2C/1x1-2414-1-D/6/32/2.10/900/EXS/1/015023 | 4411 | 1 | 1 | 2414 | Axial | 24.98 | 25173 | 90.33 | 5085 | 770 | VT03145U.1 | 0.248 | 2015-01-01 | C | 36.54 | 67.81 | 2025-07-07 | VerticalCompact-BCD_1x1 | 984 | 615 | 953 |  |  | 73.3 | 18 | 18 | 630 | EC motor | 5060 | 1 | no | no | C | D | Epoxy coated aluminum | 2025-01-02 | 12 | 6 | yes | piece | 1
GCVC PD 050.2/13-23 | GCVC PD | 050.2/13-23 | 4250701 | finoox | GCVC 050.2D/1x3-2389-J-D/6/40/2.10/3600/EXS/1/015023 | 8875 | 3 | 1 | 2389 | Axial | 47854 | 48181 | 451.65 | 7944 | 450 | VT01437 | 0.245 | 0.17 | A | 23.18 | 54.86 | 36.2 | VerticalCompact-BCD_1x3 | 3684 | 596 | 1153 |  |  | 294.6 | 28 | 28 | 500 | AC motor | 60 | J | no | no | D | D | Epoxy coated aluminum | 2025-01-02 | 8 | 6 | yes | piece | 1
GCVC PD 063.2/12-31 | GCVC PD | 063.2/12-31 | 4251980 | finoox | GCVC 063.2D/1x2-2400-K-D/4/40/2.10/2400/EXS/1/015023 | 6395 | 2 | 1 | 2400 | Axial | 46324 | 46339 | 200.73 | 10077 | 490 | VT01442 | 0.306 | 0.34 | B | 31.16 | 62.68 | 2025-08-16 | VerticalCompact-BCD_1x2 | 2484 | 598 | 1153 |  |  | 174.9 | 28 | 28 | 630 | AC motor | 60 | K | no | no | D | D | Epoxy coated aluminum | 2025-01-02 | 8 | 4 | yes | piece | 1
GCVC PD 080.2/23-30 | GCVC PD | 080.2/23-30 | 4248662 | finoox | GCVC 080.2D/2x3-2495-1-D/3/80/2.10/3600/EXS/1/015023 | 22756 | 3 | 2 | 2495 | Axial | 137315 | 137.12 | 451.65 | 36532 | 365 | VT03062U.1 | 0.593 | 0.5 | A | 2025-01-30 | 62.06 | 40 | VerticalCompact-BCD_2x3 | 3684 | 800 | 2161 |  |  | 463.1 | 42 | 42 | 800 | EC motor | 5060 | 1 | no | no | D | D | Epoxy coated aluminum | 2025-01-02 | 4 | 3 | yes | piece | 1
GCVC PD 063.2/11-57 | GCVC PD | 063.2/11-57 | 4251846 | finoox | GCVC 063.2D/1x1-2549-2-D/6/40/2.10/1200/AXS/1/015023 | 6091 | 1 | 1 | 2549 | Axial | 57248 | 57582 | 150.55 | 12615 | 1210 | VT03143U.1 | 1713 | 1986-02-01 | E | 57.29 | 88.65 | 2025-01-13 | VerticalCompact-BCD_1x1 | 1284 | 611 | 1153 |  |  | 127.9 | 28 | 28 | 630 | EC motor | 5060 | 2 | no | no | D | D | Aluminum | 2025-01-02 | 10 | 6 | yes | piece | 1
GCVC PD 080.2/23-22 | GCVC PD | 080.2/23-22 | 4248640 | finoox | GCVC 080.2D/2x3-2490-1-D/3/80/2.10/3600/AXS/1/015023 | 21541 | 3 | 2 | 2490 | Axial | 99464 | 99254 | 451.65 | 23649 | 245 | VT03062U.1 | 0.222 | 0.2 | A+ | 21.53 | 53.49 | 38.5 | VerticalCompact-BCD_2x3 | 3684 | 800 | 2161 |  |  | 460.4 | 35 | 35 | 800 | EC motor | 5060 | 1 | no | no | D | D | Aluminum | 2025-01-02 | 6 | 3 | yes | piece | 1
GCVC PD 080.2/13-20 | GCVC PD | 080.2/13-20 | 4253049 | finoox | GCVC 080.2D/1x3-2490-1-D/4/40/2.10/3600/AXS/1/015023 | 10488 | 3 | 1 | 2490 | Axial | 54909 | 54966 | 301.1 | 10996 | 245 | VT03062U.1 | 0.114 | 0.2 | A+ | 19.66 | 51.34 | 2025-05-24 | VerticalCompact-BCD_1x3 | 3684 | 608 | 1153 |  |  | 263.5 | 28 | 28 | 800 | EC motor | 5060 | 1 | no | no | D | D | Aluminum | 2025-01-02 | 6 | 4 | yes | piece | 1
GCVC PD 050.2/23-56 | GCVC PD | 050.2/23-56 | 4246407 | finoox | GCVC 050.2D/2x3-2560-2-D/6/80/2.10/3600/EXS/1/015023 | 24826 | 3 | 2 | 2560 | Axial | 242097 | 243133 | 903.29 | 47831 | 1415 | VT03013U.1 | 3702 | 2021-01-01 | D | 55.89 | 87.85 | 78.2 | VerticalCompact-BCD_2x3 | 3684 | 800 | 2161 |  |  | 591.3 | 54 | 54 | 500 | EC motor | 5060 | 2 | no | no | D | D | Epoxy coated aluminum | 2025-01-02 | 4 | 6 | yes | piece | 1
GCVC PD 050.2/22-59 | GCVC PD | 050.2/22-59 | 4246184 | finoox | GCVC 050.2D/2x2-2563-2-D/4/80/2.10/2400/EXS/1/015023 | 13880 | 2 | 2 | 2563 | Axial | 147535 | 147618 | 401.46 | 39177 | 1680 | VT03013U.1 | 3986 | 1975-01-01 | E | 58.52 | 90.32 | 36.3 | VerticalCompact-BCD_2x2 | 2484 | 800 | 2161 |  |  | 340.6 | 42 | 42 | 500 | EC motor | 5060 | 2 | no | no | D | D | Epoxy coated aluminum | 2025-01-02 | 6 | 4 | yes | piece | 1
GCVC PD 050.2/21-45 | GCVC PD | 050.2/21-45 | 4245913 | finoox | GCVC 050.2D/2x1-2522-1-D/3/80/2.10/1200/EXS/1/015023 | 6180 | 1 | 2 | 2522 | Axial | 50591 | 50653 | 150.55 | 14150 | 1200 | VT03011U.1 | 0.738 | 2025-09-01 | D | 45.49 | 77.14 | 14 | VerticalCompact-BCD_2x1 | 1284 | 800 | 2161 |  |  | 162.4 | 28 | 28 | 500 | EC motor | 5060 | 1 | no | no | D | D | Epoxy coated aluminum | 2025-01-02 | 10 | 3 | yes | piece | 1
GCVC PD 050.2/23-44 | GCVC PD | 050.2/23-44 | 4245413 | finoox | GCVC 050.2C/2x3-2518-1-D/4/64/2.10/2700/AXS/1/015023 | 13554 | 3 | 2 | 2518 | Axial | 119752 | 119785 | 361.32 | 29632 | 945 | VT03011U.1 | 2023-01-01 | 1 | C | 44.03 | 75.78 | 32.1 | VerticalCompact-BCD_2x3 | 2784 | 800 | 1761 |  |  | 327.4 | 42 | 42 | 500 | EC motor | 5060 | 1 | no | no | C | D | Aluminum | 2025-01-02 | 6 | 4 | yes | piece | 1
GCVC PD 080.2/21-48 | GCVC PD | 080.2/21-48 | 4248146 | finoox | GCVC 080.2D/2x1-2536-2-D/6/80/2.10/1200/AXS/1/015023 | 11122 | 1 | 2 | 2536 | Axial | 96.84 | 97438 | 301.1 | 19914 | 700 | VT03059U.2 | 1382 | 2025-04-01 | D | 48.08 | 79.73 | 2025-04-27 | VerticalCompact-BCD_2x1 | 1284 | 800 | 2161 |  |  | 245.9 | 35 | 35 | 800 | EC motor | 5060 | 2 | no | no | D | D | Aluminum | 2025-01-02 | 10 | 6 | yes | piece | 1
GCVC PD 050.2/23-48 | GCVC PD | 050.2/23-48 | 4245433 | finoox | GCVC 050.2C/2x3-2521-1-D/3/64/2.10/2700/EXS/1/015023 | 13222 | 3 | 2 | 2521 | Axial | 116291 | 116388 | 270.99 | 37049 | 1135 | VT03011U.1 | 2027 | 1965-01-01 | D | 48.24 | 79.98 | 2025-01-25 | VerticalCompact-BCD_2x3 | 2784 | 800 | 1761 |  |  | 301.4 | 42 | 42 | 500 | EC motor | 5060 | 1 | no | no | C | D | Epoxy coated aluminum | 2025-01-02 | 4 | 3 | yes | piece | 1
GCVC PD 050.2/14-47 | GCVC PD | 050.2/14-47 | 4250077 | finoox | GCVC 050.2C/1x4-2521-1-D/3/32/2.10/3600/EXS/1/015023 | 8615 | 4 | 1 | 2521 | Axial | 74.5 | 74422 | 180.66 | 24699 | 1135 | VT03011U.1 | 1351 | 1965-01-01 | D | 46.6 | 78.22 | 2025-05-15 | VerticalCompact-BCD_1x4 | 3684 | 586 | 953 |  |  | 205.4 | 35 | 35 | 500 | EC motor | 5060 | 1 | no | no | C | D | Epoxy coated aluminum | 2025-01-02 | 4 | 3 | yes | piece | 1
GCVC PD 080.3/12-45 | GCVC PD | 080.3/12-45 | 6194967 | finoox | GCVC 080.3D/1x2-3563-2-D/4/40/2.10/2400/AXS/1/015023 | 10169 | 2 | 1 | 3563 | Axial | 81825 | 81749 | 200.73 | 22639 | 670 | VT01445U.3 | 1305 | 2015-01-01 | D | 44.57 | 76.1 | 2025-05-17 | VerticalCompact-BCD_1x2 | 2484 | 620 | 1153 |  |  | 222.2 | 35 | 35 | 800 | EC motor | 5060 | 2 | no | no | D | D | Aluminum | 2025-01-02 | 6 | 4 | yes | piece | 1
GCVC PD 050.3/13-49 | GCVC PD | 050.3/13-49 | 6201357 | finoox | GCVC 050.3C/1x3-3617-X-D/6/32/2.10/2700/AXS/1/015023 | 6205 | 3 | 1 | 3617 | Axial | 92646 | 92955 | 270.99 | 20050 | 1260 | VT01524 | 2911 | 2025-04-04 | E | 48.69 | 80.2 | 2025-06-22 | VerticalCompact-BCD_1x3 | 2784 | 596 | 953 |  |  | 215.2 | 35 | 35 | 500 | AC motor | 60 | X | no | no | C | D | Aluminum | 2025-01-02 | 6 | 6 | yes | piece | 1
GCVC PD 050.2/13-35 | GCVC PD | 050.2/13-35 | 4249666 | finoox | GCVC 050.2C/1x3-2336-D-D/3/32/2.10/2700/AXS/1/015023 | 4809 | 3 | 1 | 2336 | Axial | 41883 | 41821 | 135.49 | 11134 | 660 | VT01437 | 0.375 | 0.33 | C | 35.05 | 66.56 | 2025-05-11 | VerticalCompact-BCD_1x3 | 2784 | 596 | 953 |  |  | 165.2 | 28 | 28 | 500 | AC motor | 50 | D | no | no | C | D | Aluminum | 2025-01-02 | 6 | 3 | yes | piece | 1
GCVC PD 050.2/13-31 | GCVC PD | 050.2/13-31 | 4249662 | finoox | GCVC 050.2C/1x3-2333-S-D/6/32/2.10/2700/AXS/1/015023 | 6185 | 3 | 1 | 2333 | Axial | 48846 | 49085 | 270.99 | 8726 | 530 | VT01435 | 0.449 | 0.35 | C | 31.06 | 62.57 | 22 | VerticalCompact-BCD_1x3 | 2784 | 596 | 953 |  |  | 211.9 | 28 | 28 | 500 | AC motor | 50 | S | no | no | C | D | Aluminum | 2025-01-02 | 8 | 6 | yes | piece | 1
GCVC PD 050.2/21-26 | GCVC PD | 050.2/21-26 | 4244794 | finoox | GCVC 050.2C/2x1-2337-S-D/6/64/2.10/900/AXS/1/015023 | 4821 | 1 | 2 | 2337 | Axial | 28731 | 29 | 180.66 | 5068 | 510 | VT01437 | 0.162 | 0.16 | B | 26.45 | 57.96 | 2025-06-15 | VerticalCompact-BCD_2x1 | 984 | 800 | 1761 |  |  | 149 | 22 | 22 | 500 | AC motor | 50 | S | no | no | C | D | Aluminum | 2025-01-02 | 12 | 6 | yes | piece | 1
GCVC PD 050.2/23-46 | GCVC PD | 050.2/23-46 | 4245305 | finoox | GCVC 050.2C/2x3-2384-I-D/4/64/2.10/2700/AXS/1/015023 | 10038 | 3 | 2 | 2384 | Axial | 120326 | 120355 | 361.32 | 29865 | 790 | VT01435 | 2216 | 0.88 | D | 45.69 | 77.44 | 32.1 | VerticalCompact-BCD_2x3 | 2784 | 800 | 1761 |  |  | 357.3 | 42 | 42 | 500 | AC motor | 60 | I | no | no | C | D | Aluminum | 2025-01-02 | 6 | 4 | yes | piece | 1
GCVC PD 063.2/11-34 | GCVC PD | 063.2/11-34 | 4250905 | finoox | GCVC 063.2C/1x1-2414-1-D/4/32/2.10/900/AXS/1/015023 | 3776 | 1 | 1 | 2414 | Axial | 22788 | 22949 | 60.22 | 5809 | 770 | VT03145U.1 | 0.237 | 2015-01-01 | C | 34.2 | 65.47 | 2025-02-05 | VerticalCompact-BCD_1x1 | 984 | 615 | 953 |  |  | 64.6 | 18 | 18 | 630 | EC motor | 5060 | 1 | no | no | C | D | Aluminum | 2025-01-02 | 8 | 4 | yes | piece | 1
GCVC PD 063.2/13-37 | GCVC PD | 063.2/13-37 | 4252251 | finoox | GCVC 063.2D/1x3-2414-1-D/6/40/2.10/3600/EXS/1/015023 | 12544 | 3 | 1 | 2414 | Axial | 101789 | 102.18 | 451.65 | 19837 | 770 | VT03145U.1 | 0.661 | 2015-01-01 | B | 36.99 | 68.67 | 36.9 | VerticalCompact-BCD_1x3 | 3684 | 615 | 1153 |  |  | 290.7 | 35 | 35 | 630 | EC motor | 5060 | 1 | no | no | D | D | Epoxy coated aluminum | 2025-01-02 | 6 | 6 | yes | piece | 1
GCVC PD 050.2/23-53 | GCVC PD | 050.2/23-53 | 4245272 | finoox | GCVC 050.2C/2x3-2347-D-D/6/64/2.10/2700/AXS/1/015023 | 12253 | 3 | 2 | 2347 | Axial | 189.61 | 190213 | 541.97 | 41578 | 1390 | VT03150U | 2029-04-01 | 1941-01-01 | D | 52.55 | 84.3 | 48.8 | VerticalCompact-BCD_2x3 | 2784 | 800 | 1761 |  |  | 413.3 | 54 | 54 | 500 | AC motor | 50 | D | no | no | C | D | Aluminum | 2025-01-02 | 6 | 6 | yes | piece | 1
GCVC PD 050.2/24-54 | GCVC PD | 050.2/24-54 | 4245509 | finoox | GCVC 050.2C/2x4-2347-D-D/3/64/2.10/3600/EXS/1/015023 | 12589 | 4 | 2 | 2347 | Axial | 167886 | 166818 | 361.32 | 62550 | 1390 | VT03150U | 5409 | 1941-01-01 | E | 53.94 | 85.8 | 34.6 | VerticalCompact-BCD_2x4 | 3684 | 800 | 1761 |  |  | 431 | 54 | 54 | 500 | AC motor | 50 | D | no | no | C | D | Epoxy coated aluminum | 2025-01-02 | 4 | 3 | yes | piece | 1
GCVC PD 080.2/21-26 | GCVC PD | 080.2/21-26 | 4248112 | finoox | GCVC 080.2D/2x1-2495-1-D/3/80/2.10/1200/AXS/1/015023 | 7321 | 1 | 2 | 2495 | Axial | 46828 | 46871 | 150.55 | 12177 | 365 | VT03062U.1 | 0.198 | 0.5 | A | 25.63 | 57.29 | 14 | VerticalCompact-BCD_2x1 | 1284 | 800 | 2161 |  |  | 175.5 | 28 | 28 | 800 | EC motor | 5060 | 1 | no | no | D | D | Aluminum | 2025-01-02 | 10 | 3 | yes | piece | 1
GCVC PD 080.2/11-24 | GCVC PD | 080.2/11-24 | 4252521 | finoox | GCVC 080.2D/1x1-2495-1-D/4/40/2.10/1200/AXS/1/015023 | 4427 | 1 | 1 | 2495 | Axial | 26191 | 26.27 | 100.37 | 5694 | 365 | VT03062U.1 | 0.102 | 0.5 | A+ | 23.54 | 54.91 | 2025-06-08 | VerticalCompact-BCD_1x1 | 1284 | 608 | 1153 |  |  | 96.1 | 22 | 22 | 800 | EC motor | 5060 | 1 | no | no | D | D | Aluminum | 2025-01-02 | 10 | 4 | yes | piece | 1
GCVC PD 080.2/22-34 | GCVC PD | 080.2/22-34 | 4248325 | finoox | GCVC 080.2D/2x2-2482-1-D/3/80/2.10/2400/EXS/1/015023 | 17102 | 2 | 2 | 2482 | Axial | 103925 | 103808 | 301.1 | 29912 | 440 | VT03061U.1 | 0.669 | 0.75 | B | 33.72 | 65.52 | 2025-04-28 | VerticalCompact-BCD_2x2 | 2484 | 800 | 2161 |  |  | 321.7 | 42 | 42 | 800 | EC motor | 5060 | 1 | no | no | D | D | Epoxy coated aluminum | 2025-01-02 | 6 | 3 | yes | piece | 1
GCVC PD 063.2/14-44 | GCVC PD | 063.2/14-44 | 4251649 | finoox | GCVC 063.2C/1x4-2557-2-D/4/32/2.10/3600/AXS/1/015023 | 11920 | 4 | 1 | 2557 | Axial | 108309 | 107905 | 240.88 | 31712 | 900 | VT03144U.1 | 2008 | 0.85 | D | 43.88 | 75.51 | 2025-08-20 | VerticalCompact-BCD_1x4 | 3684 | 623 | 953 |  |  | 245.2 | 42 | 42 | 630 | EC motor | 5060 | 2 | no | no | C | D | Aluminum | 2025-01-02 | 4 | 4 | yes | piece | 1
GCVC PD 063.2/22-46 | GCVC PD | 063.2/22-46 | 4247740 | finoox | GCVC 063.2D/2x2-2558-2-D/4/80/2.10/2400/EXS/1/015023 | 16265 | 2 | 2 | 2558 | Axial | 148731 | 148817 | 401.46 | 39721 | 950 | VT03144U.1 | 2064 | 1 | C | 46.41 | 78.22 | 36.3 | VerticalCompact-BCD_2x2 | 2484 | 800 | 2161 |  |  | 342.8 | 42 | 42 | 630 | EC motor | 5060 | 2 | no | no | D | D | Epoxy coated aluminum | 2025-01-02 | 6 | 4 | yes | piece | 1
GCVC PD 063.2/14-39 | GCVC PD | 063.2/14-39 | 4251587 | finoox | GCVC 063.2C/1x4-2509-1-D/6/32/2.10/3600/EXS/1/015023 | 12794 | 4 | 1 | 2509 | Axial | 85631 | 85813 | 361.32 | 17018 | 655 | VT03145U.1 | 0.628 | 0.75 | B | 38.97 | 70.6 | 2025-05-29 | VerticalCompact-BCD_1x4 | 3684 | 615 | 953 |  |  | 261.9 | 35 | 35 | 630 | EC motor | 5060 | 1 | no | no | C | D | Epoxy coated aluminum | 2025-01-02 | 6 | 6 | yes | piece | 1
GCVC PD 063.2/12-29 | GCVC PD | 063.2/12-29 | 4251142 | finoox | GCVC 063.2C/1x2-2504-1-D/6/32/2.10/1800/AXS/1/015023 | 6817 | 2 | 1 | 2504 | Axial | 32722 | 32933 | 180.66 | 5801 | 460 | VT03145U.1 | 0.125 | 0.3 | A+ | 29.29 | 60.69 | 2025-08-14 | VerticalCompact-BCD_1x2 | 1884 | 615 | 953 |  |  | 135.7 | 22 | 22 | 630 | EC motor | 5060 | 1 | no | no | C | D | Aluminum | 2025-01-02 | 8 | 6 | yes | piece | 1
GCVC PD 050.2/23-41 | GCVC PD | 050.2/23-41 | 4246359 | finoox | GCVC 050.2D/2x3-2516-1-D/6/80/2.10/3600/EXS/1/015023 | 21152 | 3 | 2 | 2516 | Axial | 153459 | 154201 | 903.29 | 27352 | 820 | VT03011U.1 | 0.789 | 0.68 | A | 41.13 | 73.09 | 75.1 | VerticalCompact-BCD_2x3 | 3684 | 800 | 2161 |  |  | 557.5 | 42 | 42 | 500 | EC motor | 5060 | 1 | no | no | D | D | Epoxy coated aluminum | 2025-01-02 | 6 | 6 | yes | piece | 1
GCVC PD 045.2/11-33 | GCVC PD | 045.2/11-33 | 4248847 | finoox | GCVC 045.2C/1x1-2524-1-D/4/32/2.10/900/AXS/1/015023 | 2722 | 1 | 1 | 2524 | Axial | 13736 | 13768 | 60.22 | 2930 | 750 | VT03007U.1 | 0.076 | 0.37 | B | 32.87 | 64.13 | 2025-01-05 | VerticalCompact-BCD_1x1 | 984 | 535 | 953 |  |  | 61.9 | 16 | 16 | 450 | EC motor | 5060 | 1 | no | no | C | D | Aluminum | 2025-01-02 | 8 | 4 | yes | piece | 1
GCVC PD 050.2/13-56 | GCVC PD | 050.2/13-56 | 4244400 | finoox | GCVC 050.2B/1x3-2562-2-D/3/24/2.10/2160/AXS/1/015023 | 7252 | 3 | 1 | 2562 | Axial | 53258 | 53515 | 81.3 | 22250 | 1595 | VT03013U.1 | 2864 | 1965-01-01 | E | 55.71 | 87.1 | 2025-01-07 | VerticalCompact-BCD_1x3a | 2244 | 607 | 753 |  |  | 128.1 | 28 | 28 | 500 | EC motor | 5060 | 2 | no | no | B | D | Aluminum | 2025-01-02 | 4 | 3 | yes | piece | 1
GCVC PD 063.2/12-63 | GCVC PD | 063.2/12-63 | 4251201 | finoox | GCVC 063.2C/1x2-2550-2-D/4/32/2.10/1800/AXS/1/015023 | 8288 | 2 | 1 | 2550 | Axial | 69871 | 70089 | 120.44 | 23625 | 1285 | VT03143U.1 | 4229 | 2026-03-01 | E | 62.9 | 94.29 | 2025-09-10 | VerticalCompact-BCD_1x2 | 1884 | 611 | 953 |  |  | 163.9 | 35 | 35 | 630 | EC motor | 5060 | 2 | no | no | C | D | Aluminum | 2025-01-02 | 6 | 4 | yes | piece | 1
GCVC PD 063.2/23-62 | GCVC PD | 063.2/23-62 | 4247925 | finoox | GCVC 063.2D/2x3-2548-2-D/3/80/2.10/3600/EXS/1/015023 | 26656 | 3 | 2 | 2548 | Axial | 210787 | 209443 | 451.65 | 78967 | 1135 | VT03143U.1 | 8046 | 1937-02-01 | E | 62.12 | 94.08 | 43.1 | VerticalCompact-BCD_2x3 | 3684 | 800 | 2161 |  |  | 568.7 | 54 | 54 | 630 | EC motor | 5060 | 2 | no | no | D | D | Epoxy coated aluminum | 2025-01-02 | 4 | 3 | yes | piece | 1
GCVC PD 063.2/21-26 | GCVC PD | 063.2/21-26 | 4247383 | finoox | GCVC 063.2D/2x1-2505-1-D/4/80/2.10/1200/AXS/1/015023 | 8050 | 1 | 2 | 2505 | Axial | 43905 | 44128 | 200.73 | 9080 | 500 | VT03145U.1 | 0.131 | 0.39 | A+ | 25.65 | 57.3 | 2025-01-18 | VerticalCompact-BCD_2x1 | 1284 | 800 | 2161 |  |  | 178.9 | 28 | 28 | 630 | EC motor | 5060 | 1 | no | no | D | D | Aluminum | 2025-01-02 | 10 | 4 | yes | piece | 1
GCVC PD 050.2/23-34 | GCVC PD | 050.2/23-34 | 4246330 | finoox | GCVC 050.2D/2x3-2512-1-D/3/80/2.10/3600/AXS/1/015023 | 14964 | 3 | 2 | 2512 | Axial | 88131 | 88.04 | 451.65 | 19857 | 565 | VT03011U.1 | 0.293 | 0.28 | A+ | 33.6 | 65.56 | 38.5 | VerticalCompact-BCD_2x3 | 3684 | 800 | 2161 |  |  | 421.3 | 35 | 35 | 500 | EC motor | 5060 | 1 | no | no | D | D | Aluminum | 2025-01-02 | 6 | 3 | yes | piece | 1
GCVC PD 050.2/22-54 | GCVC PD | 050.2/22-54 | 4245237 | finoox | GCVC 050.2C/2x2-2790-K-D/4/64/2.10/1800/AXS/1/015023 | 7009 | 2 | 2 | 2790 | Axial | 112559 | 112362 | 240.88 | 34192 | 1640 | VT03150U | 4071 | 1964-01-01 | E | 53.79 | 85.42 | 2025-09-22 | VerticalCompact-BCD_2x2 | 1884 | 800 | 1761 |  |  | 245.9 | 42 | 42 | 500 | AC motor | 60 | K | no | no | C | D | Aluminum | 2025-01-02 | 8 | 4 | yes | piece | 1
GCVC PD 080.3/23-57 | GCVC PD | 080.3/23-57 | 6152647 | finoox | GCVC 080.3D/2x3-3483-K-D/4/80/2.10/3600/AXS/1/015023 | 22880 | 3 | 2 | 3483 | Axial | 308375 | 306159 | 602.19 | 102638 | 960 | VT01526 | 15784 | 4 | E | 57.25 | 89.21 | 58.2 | VerticalCompact-BCD_2x3 | 3684 | 800 | 2161 |  |  | 641.7 | 64 | 64 | 800 | AC motor | 60 | K | no | no | D | D | Aluminum | 2025-01-02 | 4 | 4 | yes | piece | 1
GCVC PD 050.2/23-43 | GCVC PD | 050.2/23-43 | 4246198 | finoox | GCVC 050.2D/2x3-2332-D-D/3/80/2.10/3600/AXS/1/015023 | 11514 | 3 | 2 | 2332 | Axial | 132172 | 132107 | 451.65 | 33432 | 850 | VT01435 | 1476 | 0.74 | C | 43.06 | 75.02 | 40 | VerticalCompact-BCD_2x3 | 3684 | 800 | 2161 |  |  | 453.9 | 42 | 42 | 500 | AC motor | 50 | D | no | no | D | D | Aluminum | 2025-01-02 | 4 | 3 | yes | piece | 1
GCVC PD 050.2/13-40 | GCVC PD | 050.2/13-40 | 4250606 | finoox | GCVC 050.2D/1x3-2332-D-D/3/40/2.10/3600/AXS/1/015023 | 6045 | 3 | 1 | 2332 | Axial | 66086 | 66053 | 225.82 | 16716 | 850 | VT01435 | 0.738 | 0.74 | C | 40.33 | 72.01 | 2025-03-19 | VerticalCompact-BCD_1x3 | 3684 | 596 | 1153 |  |  | 237.9 | 35 | 35 | 500 | AC motor | 50 | D | no | no | D | D | Aluminum | 2025-01-02 | 4 | 3 | yes | piece | 1
GCVC PD 080.2/23-43 | GCVC PD | 080.2/23-43 | 4248589 | finoox | GCVC 080.2D/2x3-2448-1-D/4/80/2.10/3600/EXS/1/015023 | 26970 | 3 | 2 | 2448 | Axial | 228102 | 228288 | 602.19 | 61593 | 630 | VT03061U.1 | 2855 | 2025-01-02 | C | 43.02 | 74.98 | 54.8 | VerticalCompact-BCD_2x3 | 3684 | 800 | 2161 |  |  | 516.6 | 54 | 54 | 800 | EC motor | 5060 | 1 | no | no | D | D | Epoxy coated aluminum | 2025-01-02 | 4 | 4 | yes | piece | 1
GCVC PD 050.2/11-34 | GCVC PD | 050.2/11-34 | 4244033 | finoox | GCVC 050.2B/1x1-2354-W-D/4/24/2.10/720/EXS/1/015023 | 1919 | 1 | 1 | 2354 | Axial | 13353 | 13442 | 36.13 | 3551 | 865 | VT03093U | 0.226 | 0.97 | D | 33.84 | 65.03 | 2025-02-03 | VerticalCompact-BCD_1x1 | 804 | 569 | 753 |  |  | 50.4 | 16 | 16 | 500 | AC motor | 50 | W | no | no | B | D | Epoxy coated aluminum | 2025-01-02 | 12 | 4 | yes | piece | 1
GCVC PD 063.2/11-56 | GCVC PD | 063.2/11-56 | 4251668 | finoox | GCVC 063.2D/1x1-2356-D-D/4/40/2.10/1200/EXS/1/015023 | 4450 | 1 | 1 | 2356 | Axial | 50282 | 50285 | 100.37 | 16320 | 1330 | VT01441 | 2453 | 5 | E | 56.07 | 87.43 | 2025-01-09 | VerticalCompact-BCD_1x1 | 1284 | 606 | 1153 |  |  | 113.8 | 28 | 28 | 630 | AC motor | 50 | D | no | no | D | D | Epoxy coated aluminum | 2025-01-02 | 10 | 4 | yes | piece | 1
GCVC PD 063.2/21-52 | GCVC PD | 063.2/21-52 | 4247264 | finoox | GCVC 063.2D/2x1-2357-S-D/6/80/2.10/1200/AXS/1/015023 | 9222 | 1 | 2 | 2357 | Axial | 104831 | 105372 | 301.1 | 22208 | 1040 | VT01441 | 3083 | 3 | E | 51.75 | 83.4 | 2025-04-27 | VerticalCompact-BCD_2x1 | 1284 | 800 | 2161 |  |  | 256.5 | 35 | 35 | 630 | AC motor | 50 | S | no | no | D | D | Aluminum | 2025-01-02 | 10 | 6 | yes | piece | 1
GCVC PD 063.2/12-52 | GCVC PD | 063.2/12-52 | 4251917 | finoox | GCVC 063.2D/1x2-2357-S-D/4/40/2.10/2400/AXS/1/015023 | 7008 | 2 | 1 | 2357 | Axial | 85708 | 85694 | 200.73 | 24637 | 1040 | VT01441 | 3035 | 3 | E | 52.01 | 83.54 | 2025-05-17 | VerticalCompact-BCD_1x2 | 2484 | 606 | 1153 |  |  | 214 | 35 | 35 | 630 | AC motor | 50 | S | no | no | D | D | Aluminum | 2025-01-02 | 6 | 4 | yes | piece | 1
GCVC PD 063.2/22-55 | GCVC PD | 063.2/22-55 | 4247511 | finoox | GCVC 063.2D/2x2-2357-S-D/3/80/2.10/2400/EXS/1/015023 | 13286 | 2 | 2 | 2357 | Axial | 139222 | 138238 | 301.1 | 51562 | 1040 | VT01441 | 6012 | 3 | E | 54.87 | 86.67 | 2025-04-28 | VerticalCompact-BCD_2x2 | 2484 | 800 | 2161 |  |  | 387.2 | 42 | 42 | 630 | AC motor | 50 | S | no | no | D | D | Epoxy coated aluminum | 2025-01-02 | 6 | 3 | yes | piece | 1
GCVC PD 050.2/23-51 | GCVC PD | 050.2/23-51 | 4246314 | finoox | GCVC 050.2D/2x3-2411-1-D/6/80/2.10/3600/AXS/1/015023 | 19747 | 3 | 2 | 2411 | Axial | 217518 | 218.07 | 903.29 | 42593 | 1260 | VT03011U.1 | 2687 | 2025-02-02 | C | 50.59 | 82.55 | 78.2 | VerticalCompact-BCD_2x3 | 3684 | 800 | 2161 |  |  | 563.7 | 54 | 54 | 500 | EC motor | 5060 | 1 | no | no | D | D | Aluminum | 2025-01-02 | 6 | 6 | yes | piece | 1
GCVC PD 045.2/21-51 | GCVC PD | 045.2/21-51 | 4244421 | finoox | GCVC 045.2C/2x1-2409-1-D/4/64/2.10/900/AXS/1/015023 | 4936 | 1 | 2 | 2409 | Axial | 46484 | 46812 | 120.44 | 11954 | 1500 | VT03007U.1 | 1044 | 2025-02-02 | D | 50.88 | 82.39 | 2025-04-11 | VerticalCompact-BCD_2x1 | 984 | 800 | 1761 |  |  | 124.2 | 28 | 28 | 450 | EC motor | 5060 | 1 | no | no | C | D | Aluminum | 2025-01-02 | 8 | 4 | yes | piece | 1
GCVC PD 063.2/11-62 | GCVC PD | 063.2/11-62 | 4251747 | finoox | GCVC 063.2D/1x1-2412-2-D/6/40/2.10/1200/EXS/1/015023 | 6397 | 1 | 1 | 2412 | Axial | 64839 | 65327 | 150.55 | 15967 | 1510 | VT03143U.1 | 3319 | 5 | E | 62.01 | 93.37 | 2025-01-13 | VerticalCompact-BCD_1x1 | 1284 | 611 | 1153 |  |  | 127.9 | 28 | 28 | 630 | EC motor | 5060 | 2 | no | no | D | D | Epoxy coated aluminum | 2025-01-02 | 10 | 6 | yes | piece | 1
GCVC PD 063.2/22-65 | GCVC PD | 063.2/22-65 | 4247696 | finoox | GCVC 063.2D/2x2-2551-2-D/6/80/2.10/2400/AXS/1/015023 | 21487 | 2 | 2 | 2551 | Axial | 246263 | 246993 | 602.19 | 57147 | 1360 | VT03143U.1 | 9711 | 4 | E | 65.36 | 97.17 | 55.2 | VerticalCompact-BCD_2x2 | 2484 | 800 | 2161 |  |  | 481.5 | 54 | 54 | 630 | EC motor | 5060 | 2 | no | no | D | D | Aluminum | 2025-01-02 | 6 | 6 | yes | piece | 1
GCVC PD 063.2/22-40 | GCVC PD | 063.2/22-40 | 4246770 | finoox | GCVC 063.2C/2x2-2510-1-D/6/64/2.10/1800/AXS/1/015023 | 13309 | 2 | 2 | 2510 | Axial | 94.3 | 94882 | 361.32 | 18120 | 695 | VT03145U.1 | 0.736 | 0.9 | B | 40.11 | 71.74 | 31.2 | VerticalCompact-BCD_2x2 | 1884 | 800 | 1761 |  |  | 264.1 | 35 | 35 | 630 | EC motor | 5060 | 1 | no | no | C | D | Aluminum | 2025-01-02 | 8 | 6 | yes | piece | 1
GCVC PD 063.2/11-39 | GCVC PD | 063.2/11-39 | 4251040 | finoox | GCVC 063.2C/1x1-2558-2-D/4/32/2.10/900/EXS/1/015023 | 4221 | 1 | 1 | 2558 | Axial | 28089 | 28279 | 60.22 | 8399 | 950 | VT03144U.1 | 0.587 | 1 | D | 39.38 | 70.65 | 2025-04-05 | VerticalCompact-BCD_1x1 | 984 | 623 | 953 |  |  | 69.3 | 22 | 22 | 630 | EC motor | 5060 | 2 | no | no | C | D | Epoxy coated aluminum | 2025-01-02 | 8 | 4 | yes | piece | 1
GCVC PD 050.2/23-41 | GCVC PD | 050.2/23-41 | 4245402 | finoox | GCVC 050.2C/2x3-2516-1-D/6/64/2.10/2700/AXS/1/015023 | 15473 | 3 | 2 | 2516 | Axial | 125993 | 126895 | 541.97 | 23588 | 820 | VT03011U.1 | 0.856 | 0.68 | B | 40.79 | 72.54 | 46.3 | VerticalCompact-BCD_2x3 | 2784 | 800 | 1761 |  |  | 380.6 | 42 | 42 | 500 | EC motor | 5060 | 1 | no | no | C | D | Aluminum | 2025-01-02 | 6 | 6 | yes | piece | 1
GCVC PD 050.2/24-42 | GCVC PD | 050.2/24-42 | 4245636 | finoox | GCVC 050.2C/2x4-2516-1-D/3/64/2.10/3600/AXS/1/015023 | 16237 | 4 | 2 | 2516 | Axial | 126476 | 126422 | 361.32 | 35264 | 820 | VT03011U.1 | 1076 | 0.68 | B | 42.22 | 74.08 | 32 | VerticalCompact-BCD_2x4 | 3684 | 800 | 1761 |  |  | 389.3 | 42 | 42 | 500 | EC motor | 5060 | 1 | no | no | C | D | Aluminum | 2025-01-02 | 4 | 3 | yes | piece | 1
GCVC PD 050.2/23-59 | GCVC PD | 050.2/23-59 | 4246414 | finoox | GCVC 050.2D/2x3-2562-2-D/3/80/2.10/3600/AXS/1/015023 | 18536 | 3 | 2 | 2562 | Axial | 182381 | 182.32 | 451.65 | 56351 | 1595 | VT03013U.1 | 5033 | 1965-01-01 | E | 59.17 | 91.14 | 43.1 | VerticalCompact-BCD_2x3 | 3684 | 800 | 2161 |  |  | 457.7 | 54 | 54 | 500 | EC motor | 5060 | 2 | no | no | D | D | Aluminum | 2025-01-02 | 4 | 3 | yes | piece | 1
GCVC PD 050.2/22-57 | GCVC PD | 050.2/22-57 | 4246178 | finoox | GCVC 050.2D/2x2-2562-2-D/4/80/2.10/2400/EXS/1/015023 | 13880 | 2 | 2 | 2562 | Axial | 142783 | 142882 | 401.46 | 37082 | 1595 | VT03013U.1 | 3398 | 1965-01-01 | D | 57.33 | 89.13 | 36.3 | VerticalCompact-BCD_2x2 | 2484 | 800 | 2161 |  |  | 340.6 | 42 | 42 | 500 | EC motor | 5060 | 2 | no | no | D | D | Epoxy coated aluminum | 2025-01-02 | 6 | 4 | yes | piece | 1
GCVC PD 063.2/24-68 | GCVC PD | 063.2/24-68 | 4247204 | finoox | GCVC 063.2C/2x4-2550-2-D/3/64/2.10/3600/AXS/1/015023 | 30097 | 4 | 2 | 2550 | Axial | 249363 | 245548 | 361.32 | 100944 | 1285 | VT03143U.1 | 16728 | 2026-03-01 | E | 67.77 | 99.63 | 37.3 | VerticalCompact-BCD_2x4 | 3684 | 800 | 1761 |  |  | 583.7 | 64 | 64 | 630 | EC motor | 5060 | 2 | no | no | C | D | Aluminum | 2025-01-02 | 2 | 3 | yes | piece | 1
GCVC PD 045.2/23-49 | GCVC PD | 045.2/23-49 | 4244648 | finoox | GCVC 045.2C/2x3-2529-1-D/3/64/2.10/2700/AXS/1/015023 | 11011 | 3 | 2 | 2529 | Axial | 94978 | 94812 | 270.99 | 27469 | 1125 | VT03007U.1 | 1358 | 1 | D | 49.02 | 80.76 | 2025-09-23 | VerticalCompact-BCD_2x3 | 2784 | 800 | 1761 |  |  | 289.2 | 35 | 35 | 450 | EC motor | 5060 | 1 | no | no | C | D | Aluminum | 2025-01-02 | 6 | 3 | yes | piece | 1
GCVC PD 045.2/11-42 | GCVC PD | 045.2/11-42 | 4248878 | finoox | GCVC 045.2C/1x1-2529-1-D/6/32/2.10/900/AXS/1/015023 | 3076 | 1 | 1 | 2529 | Axial | 21839 | 22041 | 90.33 | 4188 | 1125 | VT03007U.1 | 0.232 | 1 | C | 41.83 | 73.09 | 2025-07-07 | VerticalCompact-BCD_1x1 | 984 | 535 | 953 |  |  | 70.7 | 18 | 18 | 450 | EC motor | 5060 | 1 | no | no | C | D | Aluminum | 2025-01-02 | 12 | 6 | yes | piece | 1
GCVC PD 050.2/14-54 | GCVC PD | 050.2/14-54 | 4250119 | finoox | GCVC 050.2C/1x4-2790-K-D/4/32/2.10/3600/EXS/1/015023 | 7176 | 4 | 1 | 2790 | Axial | 109104 | 108652 | 240.88 | 34192 | 1640 | VT03150U | 4071 | 1964-01-01 | E | 53.8 | 85.42 | 2025-08-20 | VerticalCompact-BCD_1x4 | 3684 | 569 | 953 |  |  | 242.3 | 42 | 42 | 500 | AC motor | 60 | K | no | no | C | D | Epoxy coated aluminum | 2025-01-02 | 4 | 4 | yes | piece | 1
GCVC PD 050.3/23-51 | GCVC PD | 050.3/23-51 | 6129985 | finoox | GCVC 050.3D/2x3-3616-W-D/6/80/2.10/3600/EXS/1/015023 | 17744 | 3 | 2 | 3616 | Axial | 220868 | 221229 | 903.29 | 44537 | 1240 | VT01524 | 3958 | 2025-02-03 | D | 51.29 | 83.25 | 78.2 | VerticalCompact-BCD_2x3 | 3684 | 800 | 2161 |  |  | 599.1 | 54 | 54 | 500 | AC motor | 50 | W | no | no | D | D | Epoxy coated aluminum | 2025-01-02 | 6 | 6 | yes | piece | 1
GCVC PD 080.2/11-29 | GCVC PD | 080.2/11-29 | 4252444 | finoox | GCVC 080.2D/1x1-2447-1-D/3/40/2.10/1200/EXS/1/015023 | 4395 | 1 | 1 | 2447 | Axial | 27967 | 27.97 | 75.27 | 8278 | 490 | VT03062U.1 | 0.217 | 2025-01-01 | B | 2025-04-29 | 60.41 | 2025-06-06 | VerticalCompact-BCD_1x1 | 1284 | 608 | 1153 |  |  | 88.8 | 22 | 22 | 800 | EC motor | 5060 | 1 | no | no | D | D | Epoxy coated aluminum | 2025-01-02 | 10 | 3 | yes | piece | 1
GCVC PD 063.2/13-47 | GCVC PD | 063.2/13-47 | 4252240 | finoox | GCVC 063.2D/1x3-2413-2-D/3/40/2.10/3600/AXS/1/015023 | 10097 | 3 | 1 | 2413 | Axial | 98117 | 98024 | 225.82 | 32256 | 1000 | VT03144U.1 | 1748 | 2025-01-01 | D | 47.05 | 78.73 | 2025-03-19 | VerticalCompact-BCD_1x3 | 3684 | 623 | 1153 |  |  | 238.2 | 35 | 35 | 630 | EC motor | 5060 | 2 | no | no | D | D | Aluminum | 2025-01-02 | 4 | 3 | yes | piece | 1
GCVC PD 045.2/24-47 | GCVC PD | 045.2/24-47 | 4244728 | finoox | GCVC 045.2C/2x4-2527-1-D/6/64/2.10/3600/AXS/1/015023 | 17346 | 4 | 2 | 2527 | Axial | 154.08 | 154.6 | 722.63 | 28828 | 975 | VT03007U.1 | 1241 | 0.68 | B | 47.19 | 79.05 | 60.1 | VerticalCompact-BCD_2x4 | 3684 | 800 | 1761 |  |  | 481 | 42 | 42 | 450 | EC motor | 5060 | 1 | no | no | C | D | Aluminum | 2025-01-02 | 6 | 6 | yes | piece | 1
GCVC PD 050.2/22-54 | GCVC PD | 050.2/22-54 | 4246159 | finoox | GCVC 050.2D/2x2-2559-2-D/3/80/2.10/2400/EXS/1/015023 | 12739 | 2 | 2 | 2559 | Axial | 106608 | 106482 | 301.1 | 31230 | 1330 | VT03013U.1 | 1964 | 2025-08-01 | D | 53.56 | 85.37 | 2025-04-28 | VerticalCompact-BCD_2x2 | 2484 | 800 | 2161 |  |  | 311.4 | 42 | 42 | 500 | EC motor | 5060 | 2 | no | no | D | D | Epoxy coated aluminum | 2025-01-02 | 6 | 3 | yes | piece | 1
GCVC PD 080.2/22-54 | GCVC PD | 080.2/22-54 | 4248443 | finoox | GCVC 080.2D/2x2-2540-2-D/4/80/2.10/2400/AXS/1/015023 | 21754 | 2 | 2 | 2540 | Axial | 192242 | 191989 | 401.46 | 60264 | 900 | VT03059U.2 | 5675 | 1952-02-01 | E | 54.1 | 85.91 | 39.4 | VerticalCompact-BCD_2x2 | 2484 | 800 | 2161 |  |  | 401.4 | 54 | 54 | 800 | EC motor | 5060 | 2 | no | no | D | D | Aluminum | 2025-01-02 | 6 | 4 | yes | piece | 1
GCVC PD 063.2/11-23 | GCVC PD | 063.2/11-23 | 4250934 | finoox | GCVC 063.2C/1x1-2504-1-D/3/32/2.10/900/AXS/1/015023 | 3664 | 1 | 1 | 2504 | Axial | 13754 | 13784 | 45.16 | 3587 | 460 | VT03145U.1 | 0.059 | 0.3 | A | 22.68 | 53.95 | 2025-09-03 | VerticalCompact-BCD_1x1 | 984 | 615 | 953 |  |  | 60.1 | 16 | 16 | 630 | EC motor | 5060 | 1 | no | no | C | D | Aluminum | 2025-01-02 | 12 | 3 | yes | piece | 1
GCVC PD 063.2/22-27 | GCVC PD | 063.2/22-27 | 4247625 | finoox | GCVC 063.2D/2x2-2504-1-D/3/80/2.10/2400/EXS/1/015023 | 13617 | 2 | 2 | 2504 | Axial | 70764 | 70655 | 301.1 | 17333 | 460 | VT03145U.1 | 0.21 | 0.3 | A+ | 26.78 | 58.59 | 2025-09-26 | VerticalCompact-BCD_2x2 | 2484 | 800 | 2161 |  |  | 294.1 | 35 | 35 | 630 | EC motor | 5060 | 1 | no | no | D | D | Epoxy coated aluminum | 2025-01-02 | 8 | 3 | yes | piece | 1
GCVC PD 063.2/14-44 | GCVC PD | 063.2/14-44 | 4251647 | finoox | GCVC 063.2C/1x4-2556-2-D/6/32/2.10/3600/EXS/1/015023 | 14134 | 4 | 1 | 2556 | Axial | 121862 | 122323 | 361.32 | 26479 | 850 | VT03144U.1 | 1808 | 0.77 | D | 44.24 | 75.87 | 31.4 | VerticalCompact-BCD_1x4 | 3684 | 623 | 953 |  |  | 282.2 | 42 | 42 | 630 | EC motor | 5060 | 2 | no | no | C | D | Epoxy coated aluminum | 2025-01-02 | 4 | 6 | yes | piece | 1
GCVC PD 045.2/14-51 | GCVC PD | 045.2/14-51 | 4249166 | finoox | GCVC 045.2C/1x4-2532-1-D/6/32/2.10/3600/AXS/1/015023 | 9393 | 4 | 1 | 2532 | Axial | 102893 | 103689 | 361.32 | 20286 | 1350 | VT03007U.1 | 1574 | 1965-01-01 | D | 51.41 | 83.03 | 2025-03-31 | VerticalCompact-BCD_1x4 | 3684 | 535 | 953 |  |  | 255 | 35 | 35 | 450 | EC motor | 5060 | 1 | no | no | C | D | Aluminum | 2025-01-02 | 4 | 6 | yes | piece | 1
GCVC PD 050.2/13-46 | GCVC PD | 050.2/13-46 | 4244381 | finoox | GCVC 050.2B/1x3-2521-1-D/4/24/2.10/2160/AXS/1/015023 | 5919 | 3 | 1 | 2521 | Axial | 50126 | 50213 | 108.39 | 14587 | 1135 | VT03011U.1 | 1122 | 1965-01-01 | D | 45.95 | 77.33 | 2025-02-09 | VerticalCompact-BCD_1x3a | 2244 | 586 | 753 |  |  | 123.3 | 28 | 28 | 500 | EC motor | 5060 | 1 | no | no | B | D | Aluminum | 2025-01-02 | 6 | 4 | yes | piece | 1
GCVC PD 045.2/12-46 | GCVC PD | 045.2/12-46 | 4243923 | finoox | GCVC 045.2B/1x2-2529-1-D/4/24/2.10/1440/EXS/1/015023 | 4161 | 2 | 1 | 2529 | Axial | 28041 | 2025-12-28 | 72.26 | 7431 | 1125 | VT03007U.1 | 0.465 | 1 | D | 45.78 | 77.06 | 2025-01-06 | VerticalCompact-BCD_1x2 | 1524 | 535 | 753 |  |  | 81.6 | 22 | 22 | 450 | EC motor | 5060 | 1 | no | no | B | D | Epoxy coated aluminum | 2025-01-02 | 8 | 4 | yes | piece | 1
GCVC PD 080.3/13-52 | GCVC PD | 080.3/13-52 | 6183170 | finoox | GCVC 080.3D/1x3-3481-D-D/4/40/2.10/3600/AXS/1/015023 | 10194 | 3 | 1 | 3481 | Axial | 145873 | 145535 | 301.1 | 45880 | 850 | VT01526 | 5151 | 2025-03-03 | E | 51.94 | 83.62 | 2025-07-27 | VerticalCompact-BCD_1x3 | 3684 | 611 | 1153 |  |  | 330.3 | 54 | 54 | 800 | AC motor | 50 | D | no | no | D | D | Aluminum | 2025-01-02 | 4 | 4 | yes | piece | 1
GCVC PD 080.3/11-42 | GCVC PD | 080.3/11-42 | 6209578 | finoox | GCVC 080.3D/1x1-3482-S-D/3/40/2.10/1200/EXS/1/015023 | 4209 | 1 | 1 | 3482 | Axial | 34.79 | 34743 | 75.27 | 12093 | 650 | VT01526 | 1015 | 2025-07-01 | E | 41.79 | 73.15 | 2025-06-06 | VerticalCompact-BCD_1x1 | 1284 | 611 | 1153 |  |  | 109.3 | 22 | 22 | 800 | AC motor | 50 | S | no | no | D | D | Epoxy coated aluminum | 2025-01-02 | 10 | 3 | yes | piece | 1
GCVC PD 080.3/13-52 | GCVC PD | 080.3/13-52 | 6112779 | finoox | GCVC 080.3D/1x3-3562-2-D/6/40/2.10/3600/EXS/1/015023 | 17400 | 3 | 1 | 3562 | Axial | 162031 | 162419 | 451.65 | 36342 | 800 | VT01445U.3 | 3356 | 1985-01-01 | D | 52.36 | 84.04 | 39.4 | VerticalCompact-BCD_1x3 | 3684 | 620 | 1153 |  |  | 375.6 | 54 | 54 | 800 | EC motor | 5060 | 2 | no | no | D | D | Epoxy coated aluminum | 2025-01-02 | 4 | 6 | yes | piece | 1
GCVC PD 080.3/13-51 | GCVC PD | 080.3/13-51 | 6151491 | finoox | GCVC 080.3D/1x3-3562-2-D/4/40/2.10/3600/EXS/1/015023 | 15307 | 3 | 1 | 3562 | Axial | 134179 | 133652 | 301.1 | 41345 | 800 | VT01445U.3 | 3262 | 1985-01-01 | D | 51.49 | 83.17 | 26 | VerticalCompact-BCD_1x3 | 3684 | 620 | 1153 |  |  | 328.9 | 42 | 42 | 800 | EC motor | 5060 | 2 | no | no | D | D | Epoxy coated aluminum | 2025-01-02 | 4 | 4 | yes | piece | 1
GCVC PD 080.2/21-55 | GCVC PD | 080.2/21-55 | 4247998 | finoox | GCVC 080.2D/2x1-1656-2-D/4/80/2.10/1200/EXS/1/015023 | 10473 | 1 | 2 | 1656 | Axial | 107945 | 108358 | 200.73 | 35738 | 1000 | VT03059U.2 | 4312 | 2025-02-03 | E | 54.53 | 86.18 | 2025-09-20 | VerticalCompact-BCD_2x1 | 1284 | 800 | 2161 |  |  | 217.4 | 42 | 42 | 800 | EC motor | 5060 | 2 | no | no | D | D | Epoxy coated aluminum | 2025-01-02 | 8 | 4 | yes | piece | 1
GCVC PD 050.2/22-46 | GCVC PD | 050.2/22-46 | 4246031 | finoox | GCVC 050.2D/2x2-2386-K-D/4/80/2.10/2400/AXS/1/015023 | 8823 | 2 | 2 | 2386 | Axial | 112547 | 112754 | 401.46 | 25051 | 910 | VT01435 | 1571 | 0.92 | D | 46.04 | 77.85 | 36.3 | VerticalCompact-BCD_2x2 | 2484 | 800 | 2161 |  |  | 342.1 | 42 | 42 | 500 | AC motor | 60 | K | no | no | D | D | Aluminum | 2025-01-02 | 6 | 4 | yes | piece | 1
GCVC PD 050.2/21-35 | GCVC PD | 050.2/21-35 | 4245803 | finoox | GCVC 050.2D/2x1-2388-I-D/4/80/2.10/1200/AXS/1/015023 | 5144 | 1 | 2 | 2388 | Axial | 43337 | 43565 | 200.73 | 8935 | 710 | VT01437 | 0.306 | 0.34 | B | 34.56 | 66.21 | 2025-01-18 | VerticalCompact-BCD_2x1 | 1284 | 800 | 2161 |  |  | 181.8 | 28 | 28 | 500 | AC motor | 60 | I | no | no | D | D | Aluminum | 2025-01-02 | 10 | 4 | yes | piece | 1
GCVC PD 063.2/21-39 | GCVC PD | 063.2/21-39 | 4246498 | finoox | GCVC 063.2C/2x1-2414-1-D/6/64/2.10/900/AXS/1/015023 | 7810 | 1 | 2 | 2414 | Axial | 50936 | 51325 | 180.66 | 10170 | 770 | VT03145U.1 | 0.496 | 2015-01-01 | C | 39.31 | 70.82 | 2025-03-16 | VerticalCompact-BCD_2x1 | 984 | 800 | 1761 |  |  | 147.1 | 28 | 28 | 630 | EC motor | 5060 | 1 | no | no | C | D | Aluminum | 2025-01-02 | 12 | 6 | yes | piece | 1
GCVC PD 050.2/21-25 | GCVC PD | 050.2/21-25 | 4245824 | finoox | GCVC 050.2D/2x1-2391-L-D/4/80/2.10/1200/EXS/1/015023 | 5418 | 1 | 2 | 2391 | Axial | 33471 | 33609 | 200.73 | 6582 | 520 | VT01437 | 0.202 | 0.18 | B | 25.47 | 57.12 | 2025-02-17 | VerticalCompact-BCD_2x1 | 1284 | 800 | 2161 |  |  | 180.4 | 22 | 22 | 500 | AC motor | 60 | L | no | no | D | D | Epoxy coated aluminum | 2025-01-02 | 10 | 4 | yes | piece | 1
GCVC PD 063.2/24-35 | GCVC PD | 063.2/24-35 | 4247088 | finoox | GCVC 063.2C/2x4-2398-I-D/6/64/2.10/3600/AXS/1/015023 | 19556 | 4 | 2 | 2398 | Axial | 142028 | 142616 | 722.63 | 25921 | 460 | VT01442 | 1176 | 0.32 | B | 35.07 | 66.93 | 60.1 | VerticalCompact-BCD_2x4 | 3684 | 800 | 1761 |  |  | 529.1 | 42 | 42 | 630 | AC motor | 60 | I | no | no | C | D | Aluminum | 2025-01-02 | 6 | 6 | yes | piece | 1
GCVC PD 063.2/24-67 | GCVC PD | 063.2/24-67 | 4247201 | finoox | GCVC 063.2C/2x4-2549-2-D/4/64/2.10/3600/AXS/1/015023 | 31335 | 4 | 2 | 2549 | Axial | 255054 | 252725 | 481.75 | 88500 | 1210 | VT03143U.1 | 14124 | 1986-02-01 | E | 67.19 | 99.05 | 46.7 | VerticalCompact-BCD_2x4 | 3684 | 800 | 1761 |  |  | 618.4 | 64 | 64 | 630 | EC motor | 5060 | 2 | no | no | C | D | Aluminum | 2025-01-02 | 4 | 4 | yes | piece | 1
GCVC PD 063.2/11-39 | GCVC PD | 063.2/11-39 | 4251037 | finoox | GCVC 063.2C/1x1-2558-2-D/4/32/2.10/900/AXS/1/015023 | 4079 | 1 | 1 | 2558 | Axial | 2025-01-29 | 29325 | 60.22 | 8399 | 950 | VT03144U.1 | 0.587 | 1 | D | 39.38 | 70.65 | 2025-04-05 | VerticalCompact-BCD_1x1 | 984 | 623 | 953 |  |  | 69.3 | 22 | 22 | 630 | EC motor | 5060 | 2 | no | no | C | D | Aluminum | 2025-01-02 | 8 | 4 | yes | piece | 1
GCVC PD 045.2/13-50 | GCVC PD | 045.2/13-50 | 4243990 | finoox | GCVC 045.2B/1x3-2531-1-D/3/24/2.10/2160/EXS/1/015023 | 5453 | 3 | 1 | 2531 | Axial | 37.84 | 37815 | 81.3 | 13540 | 1275 | VT03007U.1 | 1004 | 2025-04-01 | D | 49.54 | 80.92 | 2025-08-06 | VerticalCompact-BCD_1x3a | 2244 | 535 | 753 |  |  | 108.7 | 22 | 22 | 450 | EC motor | 5060 | 1 | no | no | B | D | Epoxy coated aluminum | 2025-01-02 | 6 | 3 | yes | piece | 1
GCVC PD 045.2/24-43 | GCVC PD | 045.2/24-43 | 4244717 | finoox | GCVC 045.2C/2x4-2525-1-D/3/64/2.10/3600/EXS/1/015023 | 14975 | 4 | 2 | 2525 | Axial | 103096 | 103376 | 361.32 | 26631 | 825 | VT03007U.1 | 0.768 | 0.47 | B | 43.39 | 75.25 | 2025-08-30 | VerticalCompact-BCD_2x4 | 3684 | 800 | 1761 |  |  | 373.3 | 35 | 35 | 450 | EC motor | 5060 | 1 | no | no | C | D | Epoxy coated aluminum | 2025-01-02 | 4 | 3 | yes | piece | 1
GCVC PD 063.2/21-38 | GCVC PD | 063.2/21-38 | 4246614 | finoox | GCVC 063.2C/2x1-2555-2-D/4/64/2.10/900/EXS/1/015023 | 7887 | 1 | 2 | 2555 | Axial | 50092 | 50417 | 120.44 | 13980 | 800 | VT03144U.1 | 0.715 | 0.69 | D | 38.47 | 69.98 | 2025-04-11 | VerticalCompact-BCD_2x1 | 984 | 800 | 1761 |  |  | 137.8 | 28 | 28 | 630 | EC motor | 5060 | 2 | no | no | C | D | Epoxy coated aluminum | 2025-01-02 | 8 | 4 | yes | piece | 1
GCVC PD 063.2/11-36 | GCVC PD | 063.2/11-36 | 4251021 | finoox | GCVC 063.2C/1x1-2555-2-D/3/32/2.10/900/EXS/1/015023 | 4073 | 1 | 1 | 2555 | Axial | 21386 | 21495 | 45.16 | 7398 | 800 | VT03144U.1 | 0.345 | 0.69 | D | 35.65 | 66.93 | 4 | VerticalCompact-BCD_1x1 | 984 | 623 | 953 |  |  | 64.4 | 18 | 18 | 630 | EC motor | 5060 | 2 | no | no | C | D | Epoxy coated aluminum | 2025-01-02 | 8 | 3 | yes | piece | 1
GCVC PD 063.2/12-33 | GCVC PD | 063.2/12-33 | 4251165 | finoox | GCVC 063.2C/1x2-2508-1-D/4/32/2.10/1800/AXS/1/015023 | 6045 | 2 | 1 | 2508 | Axial | 38642 | 38698 | 120.44 | 9128 | 615 | VT03145U.1 | 0.254 | 0.65 | B | 32.54 | 63.93 | 10 | VerticalCompact-BCD_1x2 | 1884 | 615 | 953 |  |  | 118.3 | 22 | 22 | 630 | EC motor | 5060 | 1 | no | no | C | D | Aluminum | 2025-01-02 | 8 | 4 | yes | piece | 1
GCVC PD 063.2/24-37 | GCVC PD | 063.2/24-37 | 4247171 | finoox | GCVC 063.2C/2x4-2508-1-D/3/64/2.10/3600/EXS/1/015023 | 21086 | 4 | 2 | 2508 | Axial | 131193 | 131066 | 361.32 | 39072 | 615 | VT03145U.1 | 0.988 | 0.65 | B | 37.07 | 68.93 | 32 | VerticalCompact-BCD_2x4 | 3684 | 800 | 1761 |  |  | 396.4 | 42 | 42 | 630 | EC motor | 5060 | 1 | no | no | C | D | Epoxy coated aluminum | 2025-01-02 | 4 | 3 | yes | piece | 1
GCVC PD 063.2/21-40 | GCVC PD | 063.2/21-40 | 4246616 | finoox | GCVC 063.2C/2x1-2556-2-D/3/64/2.10/900/AXS/1/015023 | 7306 | 1 | 2 | 2556 | Axial | 46096 | 46382 | 90.33 | 15776 | 850 | VT03144U.1 | 0.821 | 0.77 | D | 39.76 | 71.27 | 9 | VerticalCompact-BCD_2x1 | 984 | 800 | 1761 |  |  | 129 | 28 | 28 | 630 | EC motor | 5060 | 2 | no | no | C | D | Aluminum | 2025-01-02 | 8 | 3 | yes | piece | 1
GCVC PD 050.2/21-52 | GCVC PD | 050.2/21-52 | 4244983 | finoox | GCVC 050.2C/2x1-2561-2-D/4/64/2.10/900/AXS/1/015023 | 6404 | 1 | 2 | 2561 | Axial | 56388 | 56.82 | 120.44 | 15982 | 1505 | VT03013U.1 | 1533 | 1938-01-01 | E | 52.4 | 83.91 | 2025-04-11 | VerticalCompact-BCD_2x1 | 984 | 800 | 1761 |  |  | 136.8 | 28 | 28 | 500 | EC motor | 5060 | 2 | no | no | C | D | Aluminum | 2025-01-02 | 8 | 4 | yes | piece | 1
GCVC PD 050.2/12-33 | GCVC PD | 050.2/12-33 | 4249432 | finoox | GCVC 050.2C/1x2-2336-D-D/6/32/2.10/1800/AXS/1/015023 | 4158 | 2 | 1 | 2336 | Axial | 35977 | 36308 | 180.66 | 6505 | 660 | VT01437 | 0.257 | 0.33 | B | 33.19 | 64.59 | 2025-08-14 | VerticalCompact-BCD_1x2 | 1884 | 596 | 953 |  |  | 138.7 | 22 | 22 | 500 | AC motor | 50 | D | no | no | C | D | Aluminum | 2025-01-02 | 8 | 6 | yes | piece | 1
GCVC PD 050.2/21-38 | GCVC PD | 050.2/21-38 | 4244774 | finoox | GCVC 050.2C/2x1-2332-D-D/3/64/2.10/900/AXS/1/015023 | 3995 | 1 | 2 | 2332 | Axial | 34934 | 35119 | 90.33 | 10181 | 850 | VT01435 | 0.519 | 0.74 | D | 37.93 | 69.43 | 2025-03-08 | VerticalCompact-BCD_2x1 | 984 | 800 | 1761 |  |  | 127.7 | 22 | 22 | 500 | AC motor | 50 | D | no | no | C | D | Aluminum | 2025-01-02 | 8 | 3 | yes | piece | 1
GCVC PD 050.2/13-29 | GCVC PD | 050.2/13-29 | 4250626 | finoox | GCVC 050.2D/1x3-2337-S-D/6/40/2.10/3600/AXS/1/015023 | 8151 | 3 | 1 | 2337 | Axial | 55223 | 55703 | 451.65 | 9226 | 510 | VT01437 | 0.235 | 0.16 | A | 28.88 | 60.56 | 36.2 | VerticalCompact-BCD_1x3 | 3684 | 596 | 1153 |  |  | 294.6 | 28 | 28 | 500 | AC motor | 50 | S | no | no | D | D | Aluminum | 2025-01-02 | 6 | 6 | yes | piece | 1
GCVC PD 050.2/23-32 | GCVC PD | 050.2/23-32 | 4245315 | finoox | GCVC 050.2C/2x3-2385-J-D/6/64/2.10/2700/EXS/1/015023 | 12773 | 3 | 2 | 2385 | Axial | 80649 | 81.1 | 541.97 | 13997 | 430 | VT01435 | 0.8 | 0.32 | C | 31.92 | 63.67 | 45 | VerticalCompact-BCD_2x3 | 2784 | 800 | 1761 |  |  | 408.3 | 35 | 35 | 500 | AC motor | 60 | J | no | no | C | D | Epoxy coated aluminum | 2025-01-02 | 8 | 6 | yes | piece | 1
GCVC PD 080.2/11-42 | GCVC PD | 080.2/11-42 | 4252451 | finoox | GCVC 080.2D/1x1-2449-2-D/4/40/2.10/1200/AXS/1/015023 | 5037 | 1 | 1 | 2449 | Axial | 45.7 | 45802 | 100.37 | 12913 | 770 | VT03060U.1 | 0.87 | 2025-05-01 | D | 42.15 | 73.51 | 2025-01-09 | VerticalCompact-BCD_1x1 | 1284 | 613 | 1153 |  |  | 100.3 | 28 | 28 | 800 | EC motor | 5060 | 2 | no | no | D | D | Aluminum | 2025-01-02 | 10 | 4 | yes | piece | 1
GCVC PD 050.2/23-37 | GCVC PD | 050.2/23-37 | 4245333 | finoox | GCVC 050.2C/2x3-2388-I-D/6/64/2.10/2700/EXS/1/015023 | 12804 | 3 | 2 | 2388 | Axial | 113846 | 114184 | 541.97 | 21587 | 710 | VT01437 | 0.984 | 0.34 | C | 36.83 | 68.57 | 46.2 | VerticalCompact-BCD_2x3 | 2784 | 800 | 1761 |  |  | 395 | 42 | 42 | 500 | AC motor | 60 | I | no | no | C | D | Epoxy coated aluminum | 2025-01-02 | 8 | 6 | yes | piece | 1
GCVC PD 063.2/23-49 | GCVC PD | 063.2/23-49 | 4247833 | finoox | GCVC 063.2D/2x3-2413-2-D/4/80/2.10/3600/AXS/1/015023 | 22219 | 3 | 2 | 2413 | Axial | 236804 | 237133 | 602.19 | 62825 | 1000 | VT03144U.1 | 3595 | 2025-01-01 | D | 49.17 | 81.13 | 54.8 | VerticalCompact-BCD_2x3 | 3684 | 800 | 2161 |  |  | 504.5 | 54 | 54 | 630 | EC motor | 5060 | 2 | no | no | D | D | Aluminum | 2025-01-02 | 4 | 4 | yes | piece | 1
GCVC PD 050.2/24-49 | GCVC PD | 050.2/24-49 | 4245514 | finoox | GCVC 050.2C/2x4-2348-S-D/6/64/2.10/3600/AXS/1/015023 | 15657 | 4 | 2 | 2348 | Axial | 231262 | 232317 | 722.63 | 47465 | 1180 | VT03150U | 4399 | 0.9 | D | 48.88 | 80.74 | 62.7 | VerticalCompact-BCD_2x4 | 3684 | 800 | 1761 |  |  | 536.7 | 54 | 54 | 500 | AC motor | 50 | S | no | no | C | D | Aluminum | 2025-01-02 | 4 | 6 | yes | piece | 1
GCVC PD 040.2/12-49 | GCVC PD | 040.2/12-49 | 4243711 | finoox | GCVC 040.2A/1x2-2408-1-D/3/20/2.10/1200/EXS/2/015023 | 2756 | 2 | 1 | 2408 | Axial | 20004 | 19948 | 37.64 | 7988 | 1630 | VT03142U.1 | 0.864 | 2025-06-02 | E | 49.46 | 80.62 | 2025-02-03 | VerticalCompact-A_1x2 | 1260 | 355 | 507 |  |  | 33.5 | 18 | 18 | 400 | EC motor | 5060 | 1 | no | no | A | D | Epoxy coated aluminum | 2025-01-02 | 10 | 3 | yes | piece | 1
GCVC PD 080.2/11-32 | GCVC PD | 080.2/11-32 | 4252458 | finoox | GCVC 080.2D/1x1-2482-1-D/6/40/2.10/1200/AXS/1/015023 | 5333 | 1 | 1 | 2482 | Axial | 32808 | 33051 | 150.55 | 6067 | 440 | VT03061U.1 | 0.178 | 0.75 | B | 31.66 | 63.03 | 2025-07-12 | VerticalCompact-BCD_1x1 | 1284 | 608 | 1153 |  |  | 111.2 | 22 | 22 | 800 | EC motor | 5060 | 1 | no | no | D | D | Aluminum | 2025-01-02 | 10 | 6 | yes | piece | 1
GCVC PD 063.2/11-56 | GCVC PD | 063.2/11-56 | 4251847 | finoox | GCVC 063.2D/1x1-2549-2-D/3/40/2.10/1200/EXS/1/015023 | 5350 | 1 | 1 | 2549 | Axial | 38494 | 38583 | 75.27 | 14071 | 1210 | VT03143U.1 | 1623 | 1986-02-01 | E | 56.32 | 87.68 | 2025-06-06 | VerticalCompact-BCD_1x1 | 1284 | 611 | 1153 |  |  | 105.4 | 22 | 22 | 630 | EC motor | 5060 | 2 | no | no | D | D | Epoxy coated aluminum | 2025-01-02 | 8 | 3 | yes | piece | 1
GCVC PD 063.2/21-64 | GCVC PD | 063.2/21-64 | 4247459 | finoox | GCVC 063.2D/2x1-2552-2-D/6/80/2.10/1200/EXS/1/015023 | 12496 | 1 | 2 | 2552 | Axial | 125444 | 126037 | 301.1 | 30252 | 1435 | VT03143U.1 | 2025-07-05 | 2025-03-04 | E | 63.65 | 95.3 | 2025-09-28 | VerticalCompact-BCD_2x1 | 1284 | 800 | 2161 |  |  | 258.3 | 42 | 42 | 630 | EC motor | 5060 | 2 | no | no | D | D | Epoxy coated aluminum | 2025-01-02 | 10 | 6 | yes | piece | 1
GCVC PD 050.2/11-34 | GCVC PD | 050.2/11-34 | 4250287 | finoox | GCVC 050.2D/1x1-2516-1-D/6/40/2.10/1200/EXS/1/015023 | 3920 | 1 | 1 | 2516 | Axial | 25527 | 25716 | 150.55 | 4559 | 820 | VT03011U.1 | 0.131 | 0.68 | A | 33.95 | 65.31 | 2025-05-12 | VerticalCompact-BCD_1x1 | 1284 | 586 | 1153 |  |  | 103.4 | 18 | 18 | 500 | EC motor | 5060 | 1 | no | no | D | D | Epoxy coated aluminum | 2025-01-02 | 10 | 6 | yes | piece | 1
GCVC PD 050.2/12-52 | GCVC PD | 050.2/12-52 | 4250570 | finoox | GCVC 050.2D/1x2-2560-2-D/3/40/2.10/2400/AXS/1/015023 | 6081 | 2 | 1 | 2560 | Axial | 56781 | 56746 | 150.55 | 16670 | 1415 | VT03013U.1 | 1186 | 2021-01-01 | D | 52.25 | 83.78 | 2025-09-12 | VerticalCompact-BCD_1x2 | 2484 | 607 | 1153 |  |  | 161.1 | 28 | 28 | 500 | EC motor | 5060 | 2 | no | no | D | D | Aluminum | 2025-01-02 | 6 | 3 | yes | piece | 1
GCVC PD 080.2/12-25 | GCVC PD | 080.2/12-25 | 4252791 | finoox | GCVC 080.2D/1x2-2494-1-D/4/40/2.10/2400/AXS/1/015023 | 7442 | 2 | 1 | 2494 | Axial | 48651 | 48674 | 200.73 | 10567 | 340 | VT03062U.1 | 0.17 | 0.45 | A+ | 24.97 | 56.49 | 2025-08-16 | VerticalCompact-BCD_1x2 | 2484 | 608 | 1153 |  |  | 179.4 | 28 | 28 | 800 | EC motor | 5060 | 1 | no | no | D | D | Aluminum | 2025-01-02 | 8 | 4 | yes | piece | 1
GCVC PD 050.2/14-42 | GCVC PD | 050.2/14-42 | 4250060 | finoox | GCVC 050.2C/1x4-2518-1-D/4/32/2.10/3600/EXS/1/015023 | 9267 | 4 | 1 | 2518 | Axial | 79804 | 79.83 | 240.88 | 19754 | 945 | VT03011U.1 | 0.82 | 1 | C | 42.39 | 74.02 | 2025-02-20 | VerticalCompact-BCD_1x4 | 3684 | 586 | 953 |  |  | 222.7 | 35 | 35 | 500 | EC motor | 5060 | 1 | no | no | C | D | Epoxy coated aluminum | 2025-01-02 | 4 | 4 | yes | piece | 1
GCVC PD 080.3/23-57 | GCVC PD | 080.3/23-57 | 6129701 | finoox | GCVC 080.3D/2x3-3559-2-D/6/80/2.10/3600/EXS/1/015023 | 40503 | 3 | 2 | 3559 | Axial | 405614 | 405995 | 903.29 | 106972 | 1045 | VT01445U.3 | 14921 | 1965-03-01 | E | 57.16 | 89.12 | 86.5 | VerticalCompact-BCD_2x3 | 3684 | 800 | 2161 |  |  | 744.8 | 76.1 | 76.1 | 800 | EC motor | 5060 | 2 | no | no | D | D | Epoxy coated aluminum | 2025-01-02 | 4 | 6 | yes | piece | 1
GCVC PD 080.3/11-48 | GCVC PD | 080.3/11-48 | 6134772 | finoox | GCVC 080.3D/1x1-3559-2-D/3/40/2.10/1200/EXS/1/015023 | 5765 | 1 | 1 | 3559 | Axial | 46796 | 46915 | 75.27 | 21026 | 1045 | VT01445U.3 | 2295 | 1965-03-01 | E | 48.08 | 79.44 | 2025-01-07 | VerticalCompact-BCD_1x1 | 1284 | 620 | 1153 |  |  | 110.7 | 28 | 28 | 800 | EC motor | 5060 | 2 | no | no | D | D | Epoxy coated aluminum | 2025-01-02 | 8 | 3 | yes | piece | 1
GCVC PD 080.3/13-51 | GCVC PD | 080.3/13-51 | 6220322 | finoox | GCVC 080.3D/1x3-3560-2-D/3/40/2.10/3600/EXS/1/015023 | 14327 | 3 | 1 | 3560 | Axial | 124699 | 123314 | 225.82 | 59582 | 990 | VT01445U.3 | 1987-05-01 | 2025-01-03 | E | 51.38 | 83.06 | 2025-01-20 | VerticalCompact-BCD_1x3 | 3684 | 620 | 1153 |  |  | 307.2 | 42 | 42 | 800 | EC motor | 5060 | 2 | no | no | D | D | Epoxy coated aluminum | 2025-01-02 | 4 | 3 | yes | piece | 1
GCVC PD 050.3/21-47 | GCVC PD | 050.3/21-47 | 6151677 | finoox | GCVC 050.3D/2x1-3616-W-D/4/80/2.10/1200/AXS/1/015023 | 5201 | 1 | 2 | 3616 | Axial | 65307 | 65505 | 200.73 | 15412 | 1240 | VT01524 | 1294 | 2025-02-03 | D | 47.04 | 78.69 | 2025-04-19 | VerticalCompact-BCD_2x1 | 1284 | 800 | 2161 |  |  | 190 | 35 | 35 | 500 | AC motor | 50 | W | no | no | D | D | Aluminum | 2025-01-02 | 10 | 4 | yes | piece | 1
GCVC PD 063.2/23-28 | GCVC PD | 063.2/23-28 | 4247825 | finoox | GCVC 063.2D/2x3-2401-L-D/6/80/2.10/3600/EXS/1/015023 | 21744 | 3 | 2 | 2401 | Axial | 117181 | 118.36 | 903.29 | 19899 | 340 | VT01442 | 0.527 | 0.16 | A | 28.15 | 60.11 | 75.1 | VerticalCompact-BCD_2x3 | 3684 | 800 | 2161 |  |  | 583.3 | 42 | 42 | 630 | AC motor | 60 | L | no | no | D | D | Epoxy coated aluminum | 2025-01-02 | 6 | 6 | yes | piece | 1
GCVC PD 063.2/13-32 | GCVC PD | 063.2/13-32 | 4252224 | finoox | GCVC 063.2D/1x3-2400-K-D/6/40/2.10/3600/AXS/1/015023 | 9972 | 3 | 1 | 2400 | Axial | 78.77 | 79177 | 451.65 | 13950 | 490 | VT01442 | 0.474 | 0.34 | B | 32.07 | 63.75 | 36.9 | VerticalCompact-BCD_1x3 | 3684 | 598 | 1153 |  |  | 300.9 | 35 | 35 | 630 | AC motor | 60 | K | no | no | D | D | Aluminum | 2025-01-02 | 6 | 6 | yes | piece | 1
GCVC PD 063.2/23-71 | GCVC PD | 063.2/23-71 | 4246899 | finoox | GCVC 063.2C/2x3-2412-2-D/4/64/2.10/2700/AXS/1/015023 | 23969 | 3 | 2 | 2412 | Axial | 230664 | 230476 | 361.32 | 84482 | 1510 | VT03143U.1 | 20591 | 5 | E | 70.71 | 102.46 | 34.7 | VerticalCompact-BCD_2x3 | 2784 | 800 | 1761 |  |  | 471.1 | 54 | 54 | 630 | EC motor | 5060 | 2 | no | no | C | D | Aluminum | 2025-01-02 | 4 | 4 | yes | piece | 1
GCVC PD 063.2/23-64 | GCVC PD | 063.2/23-64 | 4247929 | finoox | GCVC 063.2D/2x3-2549-2-D/4/80/2.10/3600/AXS/1/015023 | 27636 | 3 | 2 | 2549 | Axial | 274789 | 274.78 | 602.19 | 81568 | 1210 | VT03143U.1 | 1993-09-01 | 1986-02-01 | E | 63.77 | 95.73 | 58.2 | VerticalCompact-BCD_2x3 | 3684 | 800 | 2161 |  |  | 618.2 | 64 | 64 | 630 | EC motor | 5060 | 2 | no | no | D | D | Aluminum | 2025-01-02 | 4 | 4 | yes | piece | 1
GCVC PD 045.2/13-49 | GCVC PD | 045.2/13-49 | 4249068 | finoox | GCVC 045.2C/1x3-2531-1-D/3/32/2.10/2700/AXS/1/015023 | 6005 | 3 | 1 | 2531 | Axial | 50948 | 50848 | 135.49 | 15616 | 1275 | VT03007U.1 | 0.973 | 2025-04-01 | D | 48.98 | 80.49 | 2025-05-11 | VerticalCompact-BCD_1x3 | 2784 | 535 | 953 |  |  | 152.9 | 28 | 28 | 450 | EC motor | 5060 | 1 | no | no | C | D | Aluminum | 2025-01-02 | 6 | 3 | yes | piece | 1
GCVC PD 080.2/23-41 | GCVC PD | 080.2/23-41 | 4248623 | finoox | GCVC 080.2D/2x3-2486-1-D/3/80/2.10/3600/EXS/1/015023 | 24696 | 3 | 2 | 2486 | Axial | 181418 | 181236 | 451.65 | 58689 | 565 | VT03061U.1 | 2044 | 1955-01-01 | C | 40.6 | 72.56 | 43.1 | VerticalCompact-BCD_2x3 | 3684 | 800 | 2161 |  |  | 472.8 | 54 | 54 | 800 | EC motor | 5060 | 1 | no | no | D | D | Epoxy coated aluminum | 2025-01-02 | 4 | 3 | yes | piece | 1
GCVC PD 063.2/23-29 | GCVC PD | 063.2/23-29 | 4247873 | finoox | GCVC 063.2D/2x3-2504-1-D/6/80/2.10/3600/EXS/1/015023 | 25449 | 3 | 2 | 2504 | Axial | 133132 | 134115 | 903.29 | 23089 | 460 | VT03145U.1 | 0.341 | 0.3 | A+ | 28.89 | 60.85 | 75.1 | VerticalCompact-BCD_2x3 | 3684 | 800 | 2161 |  |  | 562.9 | 42 | 42 | 630 | EC motor | 5060 | 1 | no | no | D | D | Epoxy coated aluminum | 2025-01-02 | 6 | 6 | yes | piece | 1
GCVC PD 063.2/24-44 | GCVC PD | 063.2/24-44 | 4247231 | finoox | GCVC 063.2C/2x4-2555-2-D/3/64/2.10/3600/EXS/1/015023 | 23700 | 4 | 2 | 2555 | Axial | 163721 | 162684 | 361.32 | 59180 | 800 | VT03144U.1 | 1976-02-01 | 0.69 | D | 44.1 | 75.96 | 34.6 | VerticalCompact-BCD_2x4 | 3684 | 800 | 1761 |  |  | 434.9 | 54 | 54 | 630 | EC motor | 5060 | 2 | no | no | C | D | Epoxy coated aluminum | 2025-01-02 | 4 | 3 | yes | piece | 1
GCVC PD 050.2/12-55 | GCVC PD | 050.2/12-55 | 4250582 | finoox | GCVC 050.2D/1x2-2562-2-D/3/40/2.10/2400/AXS/1/015023 | 6081 | 2 | 1 | 2562 | Axial | 60754 | 60706 | 150.55 | 18784 | 1595 | VT03013U.1 | 1678 | 1965-01-01 | E | 54.84 | 86.36 | 2025-09-12 | VerticalCompact-BCD_1x2 | 2484 | 607 | 1153 |  |  | 161.1 | 28 | 28 | 500 | EC motor | 5060 | 2 | no | no | D | D | Aluminum | 2025-01-02 | 6 | 3 | yes | piece | 1
GCVC PD 063.2/23-30 | GCVC PD | 063.2/23-30 | 4246931 | finoox | GCVC 063.2C/2x3-2502-1-D/6/64/2.10/2700/EXS/1/015023 | 19930 | 3 | 2 | 2502 | Axial | 83637 | 82252 | 541.97 | 14233 | 385 | VT03145U.1 | 0.244 | 0.2 | A+ | 2025-01-30 | 61.85 | 45 | VerticalCompact-BCD_2x3 | 2784 | 800 | 1761 |  |  | 383.7 | 35 | 35 | 630 | EC motor | 5060 | 1 | no | no | C | D | Epoxy coated aluminum | 2025-01-02 | 8 | 6 | yes | piece | 1
GCVC PD 063.2/12-58 | GCVC PD | 063.2/12-58 | 4252085 | finoox | GCVC 063.2D/1x2-2548-2-D/4/40/2.10/2400/AXS/1/015023 | 9347 | 2 | 1 | 2548 | Axial | 87487 | 87112 | 200.73 | 25419 | 1135 | VT03143U.1 | 2735 | 1937-02-01 | E | 58.06 | 89.58 | 2025-05-17 | VerticalCompact-BCD_1x2 | 2484 | 611 | 1153 |  |  | 213.2 | 35 | 35 | 630 | EC motor | 5060 | 2 | no | no | D | D | Aluminum | 2025-01-02 | 6 | 4 | yes | piece | 1
GCVC PD 063.2/23-63 | GCVC PD | 063.2/23-63 | 4247927 | finoox | GCVC 063.2D/2x3-2548-2-D/6/80/2.10/3600/EXS/1/015023 | 33107 | 3 | 2 | 2548 | Axial | 317985 | 319166 | 903.29 | 70697 | 1135 | VT03143U.1 | 8489 | 1937-02-01 | E | 63.11 | 95.07 | 81.5 | VerticalCompact-BCD_2x3 | 3684 | 800 | 2161 |  |  | 707.9 | 64 | 64 | 630 | EC motor | 5060 | 2 | no | no | D | D | Epoxy coated aluminum | 2025-01-02 | 4 | 6 | yes | piece | 1
GCVC PD 050.2/13-46 | GCVC PD | 050.2/13-46 | 4244383 | finoox | GCVC 050.2B/1x3-2521-1-D/4/24/2.10/2160/EXS/1/015023 | 6146 | 3 | 1 | 2521 | Axial | 48601 | 48654 | 108.39 | 14587 | 1135 | VT03011U.1 | 1122 | 1965-01-01 | D | 45.95 | 77.33 | 2025-02-09 | VerticalCompact-BCD_1x3a | 2244 | 586 | 753 |  |  | 123.3 | 28 | 28 | 500 | EC motor | 5060 | 1 | no | no | B | D | Epoxy coated aluminum | 2025-01-02 | 6 | 4 | yes | piece | 1
GCVC PD 080.2/21-55 | GCVC PD | 080.2/21-55 | 4248264 | finoox | GCVC 080.2D/2x1-2710-2-D/6/80/2.10/1200/AXS/1/015023 | 11237 | 1 | 2 | 2710 | Axial | 128318 | 129128 | 301.1 | 29954 | 975 | VT03059U.2 | 3954 | 3 | E | 54.88 | 86.53 | 2025-09-28 | VerticalCompact-BCD_2x1 | 1284 | 800 | 2161 |  |  | 248.5 | 42 | 42 | 800 | EC motor | 5060 | 2 | no | no | D | D | Aluminum | 2025-01-02 | 10 | 6 | yes | piece | 1
GCVC PD 035.2/12-41 | GCVC PD | 035.2/12-41 | 4243672 | finoox | GCVC 035.2A/1x2-2723-W-D/2/20/2.10/1200/AXS/2/015023 | 1335 | 2 | 1 | 2723 | Axial | 12316 | 12325 | 2025-09-25 | 5121 | 1390 | VT03167U | 0.316 | 0.62 | D | 40.57 | 71.73 | 2025-01-02 | VerticalCompact-A_1x2 | 1260 | 330 | 507 |  |  | 2025-07-26 | 16 | 16 | 350 | AC motor | 50 | W | no | no | A | D | Aluminum | 2025-01-02 | 8 | 2 | yes | piece | 1
GCVC PD 080.3/12-38 | GCVC PD | 080.3/12-38 | 6126961 | finoox | GCVC 080.3D/1x2-3489-J-D/3/40/2.10/2400/EXS/1/015023 | 6927 | 2 | 1 | 3489 | Axial | 56919 | 56849 | 150.55 | 17515 | 480 | VT01371 | 1141 | 2025-01-01 | D | 37.6 | 69.13 | 2025-09-12 | VerticalCompact-BCD_1x2 | 2484 | 605 | 1153 |  |  | 208.5 | 28 | 28 | 800 | AC motor | 60 | J | no | no | D | D | Epoxy coated aluminum | 2025-01-02 | 6 | 3 | yes | piece | 1
GCVC PD 080.3/13-56 | GCVC PD | 080.3/13-56 | 6092228 | finoox | GCVC 080.3D/1x3-3561-2-D/4/40/2.10/3600/AXS/1/015023 | 14763 | 3 | 1 | 3561 | Axial | 150603 | 149.61 | 301.1 | 48719 | 930 | VT01445U.3 | 5062 | 1975-02-01 | E | 55.66 | 87.34 | 2025-07-27 | VerticalCompact-BCD_1x3 | 3684 | 620 | 1153 |  |  | 332.1 | 54 | 54 | 800 | EC motor | 5060 | 2 | no | no | D | D | Aluminum | 2025-01-02 | 4 | 4 | yes | piece | 1
GCVC PD 045.2/23-52 | GCVC PD | 045.2/23-52 | 4244599 | finoox | GCVC 045.2C/2x3-0426-W-D/6/64/2.10/2700/EXS/1/015023 | 10758 | 3 | 2 | 426 | Axial | 151059 | 151753 | 541.97 | 30602 | 1360 | VT0326U | 2025-06-02 | 2025-02-02 | D | 51.66 | 83.41 | 46.3 | VerticalCompact-BCD_2x3 | 2784 | 800 | 1761 |  |  | 392.8 | 42 | 42 | 450 | AC motor | 50 | W | no | no | C | D | Epoxy coated aluminum | 2025-01-02 | 6 | 6 | yes | piece | 1
GCVC PD 050.2/11-26 | GCVC PD | 050.2/11-26 | 4249249 | finoox | GCVC 050.2C/1x1-2385-J-D/3/32/2.10/900/EXS/1/015023 | 2229 | 1 | 1 | 2385 | Axial | 11196 | 11224 | 45.16 | 2765 | 430 | VT01435 | 0.133 | 0.32 | C | 25.82 | 57.09 | 2025-09-03 | VerticalCompact-BCD_1x1 | 984 | 596 | 953 |  |  | 64.2 | 16 | 16 | 500 | AC motor | 60 | J | no | no | C | D | Epoxy coated aluminum | 2025-01-02 | 12 | 3 | yes | piece | 1
GCVC PD 050.2/21-39 | GCVC PD | 050.2/21-39 | 4245770 | finoox | GCVC 050.2D/2x1-2354-W-D/4/80/2.10/1200/EXS/1/015023 | 5484 | 1 | 2 | 2354 | Axial | 48417 | 48556 | 200.73 | 10493 | 865 | VT03093U | 0.4 | 0.97 | B | 38.82 | 70.47 | 2025-01-18 | VerticalCompact-BCD_2x1 | 1284 | 800 | 2161 |  |  | 183.2 | 28 | 28 | 500 | AC motor | 50 | W | no | no | D | D | Epoxy coated aluminum | 2025-01-02 | 10 | 4 | yes | piece | 1
GCVC PD 050.2/11-44 | GCVC PD | 050.2/11-44 | 4244061 | finoox | GCVC 050.2B/1x1-2411-1-D/4/24/2.10/720/AXS/1/015023 | 2360 | 1 | 1 | 2411 | Axial | 18028 | 18221 | 36.13 | 5450 | 1260 | VT03011U.1 | 0.508 | 2025-02-02 | E | 43.57 | 74.76 | 2025-02-03 | VerticalCompact-BCD_1x1 | 804 | 586 | 753 |  |  | 47.3 | 16 | 16 | 500 | EC motor | 5060 | 1 | no | no | B | D | Aluminum | 2025-01-02 | 8 | 4 | yes | piece | 1
GCVC PD 063.2/23-50 | GCVC PD | 063.2/23-50 | 4247835 | finoox | GCVC 063.2D/2x3-2413-2-D/3/80/2.10/3600/EXS/1/015023 | 21471 | 3 | 2 | 2413 | Axial | 190411 | 190193 | 451.65 | 64511 | 1000 | VT03144U.1 | 3496 | 2025-01-01 | D | 49.78 | 81.74 | 43.1 | VerticalCompact-BCD_2x3 | 3684 | 800 | 2161 |  |  | 460.7 | 54 | 54 | 630 | EC motor | 5060 | 2 | no | no | D | D | Epoxy coated aluminum | 2025-01-02 | 4 | 3 | yes | piece | 1
GCVC PD 045.2/12-41 | GCVC PD | 045.2/12-41 | 4248954 | finoox | GCVC 045.2C/1x2-2527-1-D/3/32/2.10/1800/AXS/1/015023 | 4392 | 2 | 1 | 2527 | Axial | 29459 | 29429 | 90.33 | 7905 | 975 | VT03007U.1 | 0.303 | 0.68 | C | 41.49 | 72.87 | 2025-06-07 | VerticalCompact-BCD_1x2 | 1884 | 535 | 953 |  |  | 104.4 | 22 | 22 | 450 | EC motor | 5060 | 1 | no | no | C | D | Aluminum | 2025-01-02 | 8 | 3 | yes | piece | 1
GCVC PD 050.2/23-54 | GCVC PD | 050.2/23-54 | 4246401 | finoox | GCVC 050.2D/2x3-2559-2-D/6/80/2.10/3600/EXS/1/015023 | 24701 | 3 | 2 | 2559 | Axial | 221643 | 221999 | 903.29 | 44769 | 1330 | VT03013U.1 | 3064 | 2025-08-01 | C | 54.47 | 86.43 | 78.2 | VerticalCompact-BCD_2x3 | 3684 | 800 | 2161 |  |  | 591.3 | 54 | 54 | 500 | EC motor | 5060 | 2 | no | no | D | D | Epoxy coated aluminum | 2025-01-02 | 6 | 6 | yes | piece | 1
GCVC PD 050.2/11-47 | GCVC PD | 050.2/11-47 | 4250329 | finoox | GCVC 050.2D/1x1-2559-2-D/6/40/2.10/1200/EXS/1/015023 | 4399 | 1 | 1 | 2559 | Axial | 38171 | 38403 | 150.55 | 7462 | 1330 | VT03013U.1 | 0.511 | 2025-08-01 | D | 47.28 | 78.65 | 2025-07-12 | VerticalCompact-BCD_1x1 | 1284 | 607 | 1153 |  |  | 108.7 | 22 | 22 | 500 | EC motor | 5060 | 2 | no | no | D | D | Epoxy coated aluminum | 2025-01-02 | 10 | 6 | yes | piece | 1
GCVC PD 080.2/13-27 | GCVC PD | 080.2/13-27 | 4253068 | finoox | GCVC 080.2D/1x3-2495-1-D/3/40/2.10/3600/AXS/1/015023 | 9787 | 3 | 1 | 2495 | Axial | 70116 | 70138 | 225.82 | 18266 | 365 | VT03062U.1 | 0.297 | 0.5 | A+ | 27.37 | 59.05 | 2025-03-19 | VerticalCompact-BCD_1x3 | 3684 | 608 | 1153 |  |  | 242.5 | 35 | 35 | 800 | EC motor | 5060 | 1 | no | no | D | D | Aluminum | 2025-01-02 | 4 | 3 | yes | piece | 1
GCVC PD 045.2/21-33 | GCVC PD | 045.2/21-33 | 4244432 | finoox | GCVC 045.2C/2x1-2523-1-D/3/64/2.10/900/AXS/1/015023 | 4690 | 1 | 2 | 2523 | Axial | 22441 | 22509 | 90.33 | 5415 | 675 | VT03007U.1 | 0.115 | 0.3 | A | 33.35 | 64.86 | 8 | VerticalCompact-BCD_2x1 | 984 | 800 | 1761 |  |  | 113.2 | 18 | 18 | 450 | EC motor | 5060 | 1 | no | no | C | D | Aluminum | 2025-01-02 | 12 | 3 | yes | piece | 1
GCVC PD 045.2/21-33 | GCVC PD | 045.2/21-33 | 4244433 | finoox | GCVC 045.2C/2x1-2523-1-D/4/64/2.10/900/AXS/1/015023 | 4827 | 1 | 2 | 2523 | Axial | 25293 | 25438 | 120.44 | 5253 | 675 | VT03007U.1 | 0.116 | 0.3 | A | 33.35 | 64.85 | 2025-04-10 | VerticalCompact-BCD_2x1 | 984 | 800 | 1761 |  |  | 122 | 18 | 18 | 450 | EC motor | 5060 | 1 | no | no | C | D | Aluminum | 2025-01-02 | 12 | 4 | yes | piece | 1
GCVC PD 045.2/23-38 | GCVC PD | 045.2/23-38 | 4244615 | finoox | GCVC 045.2C/2x3-2523-1-D/3/64/2.10/2700/EXS/1/015023 | 11619 | 3 | 2 | 2523 | Axial | 66701 | 66615 | 270.99 | 16245 | 675 | VT03007U.1 | 0.345 | 0.3 | A | 37.88 | 69.63 | 2025-09-23 | VerticalCompact-BCD_2x3 | 2784 | 800 | 1761 |  |  | 289.2 | 35 | 35 | 450 | EC motor | 5060 | 1 | no | no | C | D | Epoxy coated aluminum | 2025-01-02 | 6 | 3 | yes | piece | 1
GCVC PD 080.2/12-51 | GCVC PD | 080.2/12-51 | 4252853 | finoox | GCVC 080.2D/1x2-2540-2-D/3/40/2.10/2400/EXS/1/015023 | 9425 | 2 | 1 | 2540 | Axial | 82969 | 83187 | 150.55 | 32234 | 900 | VT03059U.2 | 2792 | 1952-02-01 | E | 50.72 | 82.26 | 2025-06-13 | VerticalCompact-BCD_1x2 | 2484 | 650 | 1153 |  |  | 189 | 35 | 35 | 800 | EC motor | 5060 | 2 | no | no | D | D | Epoxy coated aluminum | 2025-01-02 | 4 | 3 | yes | piece | 1
GCVC PD 063.2/21-32 | GCVC PD | 063.2/21-32 | 4247408 | finoox | GCVC 063.2D/2x1-2509-1-D/6/80/2.10/1200/AXS/1/015023 | 9363 | 1 | 2 | 2509 | Axial | 61021 | 61569 | 301.1 | 11136 | 655 | VT03145U.1 | 0.281 | 0.75 | A | 2025-08-31 | 63.45 | 2025-01-26 | VerticalCompact-BCD_2x1 | 1284 | 800 | 2161 |  |  | 210 | 28 | 28 | 630 | EC motor | 5060 | 1 | no | no | D | D | Aluminum | 2025-01-02 | 10 | 6 | yes | piece | 1
GCVC PD 050.2/24-40 | GCVC PD | 050.2/24-40 | 4245634 | finoox | GCVC 050.2C/2x4-2515-1-D/4/64/2.10/3600/EXS/1/015023 | 18406 | 4 | 2 | 2515 | Axial | 136681 | 136857 | 481.75 | 31301 | 755 | VT03011U.1 | 0.885 | 0.58 | B | 40.28 | 72.14 | 41.4 | VerticalCompact-BCD_2x4 | 3684 | 800 | 1761 |  |  | 424.1 | 42 | 42 | 500 | EC motor | 5060 | 1 | no | no | C | D | Epoxy coated aluminum | 2025-01-02 | 4 | 4 | yes | piece | 1
GCVC PD 063.2/23-43 | GCVC PD | 063.2/23-43 | 4246985 | finoox | GCVC 063.2C/2x3-2511-1-D/6/64/2.10/2700/EXS/1/015023 | 20097 | 3 | 2 | 2511 | Axial | 144903 | 145333 | 541.97 | 28842 | 730 | VT03145U.1 | 1286 | 1 | C | 42.83 | 74.57 | 46.3 | VerticalCompact-BCD_2x3 | 2784 | 800 | 1761 |  |  | 385.9 | 42 | 42 | 630 | EC motor | 5060 | 1 | no | no | C | D | Epoxy coated aluminum | 2025-01-02 | 6 | 6 | yes | piece | 1
GCVC PD 050.2/24-44 | GCVC PD | 050.2/24-44 | 4245642 | finoox | GCVC 050.2C/2x4-2517-1-D/3/64/2.10/3600/AXS/1/015023 | 16237 | 4 | 2 | 2517 | Axial | 132498 | 132443 | 361.32 | 38083 | 880 | VT03011U.1 | 1323 | 0.84 | C | 43.85 | 75.71 | 32 | VerticalCompact-BCD_2x4 | 3684 | 800 | 1761 |  |  | 389.3 | 42 | 42 | 500 | EC motor | 5060 | 1 | no | no | C | D | Aluminum | 2025-01-02 | 4 | 3 | yes | piece | 1
GCVC PD 050.2/13-43 | GCVC PD | 050.2/13-43 | 4249826 | finoox | GCVC 050.2C/1x3-2519-1-D/3/32/2.10/2700/AXS/1/015023 | 6507 | 3 | 1 | 2519 | Axial | 52268 | 52157 | 135.49 | 16399 | 1010 | VT03011U.1 | 0.723 | 2015-01-01 | C | 42.88 | 74.39 | 2025-05-11 | VerticalCompact-BCD_1x3 | 2784 | 586 | 953 |  |  | 158 | 28 | 28 | 500 | EC motor | 5060 | 1 | no | no | C | D | Aluminum | 2025-01-02 | 6 | 3 | yes | piece | 1
GCVC PD 063.2/22-43 | GCVC PD | 063.2/22-43 | 4246822 | finoox | GCVC 063.2C/2x2-2556-2-D/3/64/2.10/1800/AXS/1/015023 | 12381 | 2 | 2 | 2556 | Axial | 91897 | 92053 | 180.66 | 31552 | 850 | VT03144U.1 | 1643 | 0.77 | D | 42.65 | 74.28 | 17 | VerticalCompact-BCD_2x2 | 1884 | 800 | 1761 |  |  | 228.1 | 35 | 35 | 630 | EC motor | 5060 | 2 | no | no | C | D | Aluminum | 2025-01-02 | 6 | 3 | yes | piece | 1
GCVC PD 050.2/23-45 | GCVC PD | 050.2/23-45 | 4246366 | finoox | GCVC 050.2D/2x3-2518-1-D/3/80/2.10/3600/AXS/1/015023 | 15027 | 3 | 2 | 2518 | Axial | 132049 | 131994 | 451.65 | 33388 | 945 | VT03011U.1 | 1125 | 1 | B | 44.78 | 76.74 | 40 | VerticalCompact-BCD_2x3 | 3684 | 800 | 2161 |  |  | 424 | 42 | 42 | 500 | EC motor | 5060 | 1 | no | no | D | D | Aluminum | 2025-01-02 | 4 | 3 | yes | piece | 1
GCVC PD 050.2/11-26 | GCVC PD | 050.2/11-26 | 4250258 | finoox | GCVC 050.2D/1x1-2512-1-D/3/40/2.10/1200/AXS/1/015023 | 3014 | 1 | 1 | 2512 | Axial | 14896 | 14943 | 75.27 | 3310 | 565 | VT03011U.1 | 0.049 | 0.28 | A+ | 26.41 | 57.78 | 2025-03-06 | VerticalCompact-BCD_1x1 | 1284 | 586 | 1153 |  |  | 81.5 | 16 | 16 | 500 | EC motor | 5060 | 1 | no | no | D | D | Aluminum | 2025-01-02 | 10 | 3 | yes | piece | 1
GCVC PD 080.2/13-48 | GCVC PD | 080.2/13-48 | 4253106 | finoox | GCVC 080.2D/1x3-2537-2-D/3/40/2.10/3600/AXS/1/015023 | 12909 | 3 | 1 | 2537 | Axial | 109249 | 108742 | 225.82 | 39765 | 750 | VT03059U.2 | 2445 | 2025-05-01 | D | 48.48 | 80.17 | 2025-01-20 | VerticalCompact-BCD_1x3 | 3684 | 650 | 1153 |  |  | 279 | 42 | 42 | 800 | EC motor | 5060 | 2 | no | no | D | D | Aluminum | 2025-01-02 | 4 | 3 | yes | piece | 1
GCVC PD 050.2/12-51 | GCVC PD | 050.2/12-51 | 4249644 | finoox | GCVC 050.2C/1x2-2790-K-D/3/32/2.10/1800/AXS/1/015023 | 3392 | 2 | 1 | 2790 | Axial | 49192 | 49231 | 90.33 | 17915 | 1640 | VT03150U | 1985 | 1964-01-01 | E | 51.29 | 82.67 | 8 | VerticalCompact-BCD_1x2 | 1884 | 569 | 953 |  |  | 117.7 | 28 | 28 | 500 | AC motor | 60 | K | no | no | C | D | Aluminum | 2025-01-02 | 6 | 3 | yes | piece | 1
GCVC PD 080.3/12-51 | GCVC PD | 080.3/12-51 | 6198983 | finoox | GCVC 080.3D/1x2-3559-2-D/4/40/2.10/2400/AXS/1/015023 | 10289 | 2 | 1 | 3559 | Axial | 119834 | 120287 | 200.73 | 39919 | 1045 | VT01445U.3 | 4731 | 1965-03-01 | E | 51.38 | 82.91 | 2025-03-18 | VerticalCompact-BCD_1x2 | 2484 | 620 | 1153 |  |  | 223.7 | 42 | 42 | 800 | EC motor | 5060 | 2 | no | no | D | D | Aluminum | 2025-01-02 | 4 | 4 | yes | piece | 1
GCVC PD 080.3/21-33 | GCVC PD | 080.3/21-33 | 6137406 | finoox | GCVC 080.3D/2x1-3564-2-D/4/80/2.10/1200/EXS/1/015023 | 10896 | 1 | 2 | 3564 | Axial | 61046 | 61195 | 200.73 | 14430 | 440 | VT01445U.3 | 0.433 | 0.6 | B | 33.15 | 64.8 | 2025-01-18 | VerticalCompact-BCD_2x1 | 1284 | 800 | 2161 |  |  | 232.3 | 28 | 28 | 800 | EC motor | 5060 | 2 | no | no | D | D | Epoxy coated aluminum | 2025-01-02 | 10 | 4 | yes | piece | 1
GCVC PD 050.3/13-50 | GCVC PD | 050.3/13-50 | 6158503 | finoox | GCVC 050.3C/1x3-3617-X-D/3/32/2.10/2700/AXS/1/015023 | 4841 | 3 | 1 | 3617 | Axial | 67801 | 67.84 | 135.49 | 22852 | 1260 | VT01524 | 2824 | 2025-04-04 | E | 50.15 | 81.66 | 12 | VerticalCompact-BCD_1x3 | 2784 | 596 | 953 |  |  | 176.3 | 35 | 35 | 500 | AC motor | 60 | X | no | no | C | D | Aluminum | 2025-01-02 | 4 | 3 | yes | piece | 1
GCVC PD 080.2/21-56 | GCVC PD | 080.2/21-56 | 4247999 | finoox | GCVC 080.2D/2x1-1656-2-D/6/80/2.10/1200/EXS/1/015023 | 11840 | 1 | 2 | 1656 | Axial | 129.02 | 129992 | 301.1 | 31668 | 1000 | VT03059U.2 | 4547 | 2025-02-03 | E | 56.33 | 87.98 | 2025-09-28 | VerticalCompact-BCD_2x1 | 1284 | 800 | 2161 |  |  | 248.5 | 42 | 42 | 800 | EC motor | 5060 | 2 | no | no | D | D | Epoxy coated aluminum | 2025-01-02 | 10 | 6 | yes | piece | 1
GCVC PD 063.2/12-21 | GCVC PD | 063.2/12-21 | 4251932 | finoox | GCVC 063.2D/1x2-2359-S-D/4/40/2.10/2400/EXS/1/015023 | 6337 | 2 | 1 | 2359 | Axial | 34721 | 34791 | 200.73 | 6859 | 320 | VT01442 | 0.125 | 0.14 | A+ | 21.17 | 52.69 | 2025-03-16 | VerticalCompact-BCD_1x2 | 2484 | 598 | 1153 |  |  | 174.2 | 22 | 22 | 630 | AC motor | 50 | S | no | no | D | D | Epoxy coated aluminum | 2025-01-02 | 8 | 4 | yes | piece | 1
GCVC PD 080.2/23-49 | GCVC PD | 080.2/23-49 | 4248593 | finoox | GCVC 080.2D/2x3-2449-2-D/3/80/2.10/3600/EXS/1/015023 | 27014 | 3 | 2 | 2449 | Axial | 214462 | 214.37 | 451.65 | 82298 | 770 | VT03060U.1 | 5046 | 2025-05-01 | D | 48.7 | 80.66 | 43.1 | VerticalCompact-BCD_2x3 | 3684 | 800 | 2161 |  |  | 490.2 | 54 | 54 | 800 | EC motor | 5060 | 2 | no | no | D | D | Epoxy coated aluminum | 2025-01-02 | 4 | 3 | yes | piece | 1
GCVC PD 050.2/11-30 | GCVC PD | 050.2/11-30 | 4250207 | finoox | GCVC 050.2D/1x1-2387-L-D/3/40/2.10/1200/EXS/1/015023 | 2660 | 1 | 1 | 2387 | Axial | 15883 | 15869 | 75.27 | 3655 | 500 | VT01435 | 0.175 | 0.37 | C | 2025-11-30 | 61.47 | 2025-03-06 | VerticalCompact-BCD_1x1 | 1284 | 596 | 1153 |  |  | 86.5 | 16 | 16 | 500 | AC motor | 60 | L | no | no | D | D | Epoxy coated aluminum | 2025-01-02 | 10 | 3 | yes | piece | 1
GCVC PD 063.2/11-17 | GCVC PD | 063.2/11-17 | 4251725 | finoox | GCVC 063.2D/1x1-2399-J-D/4/40/2.10/1200/AXS/1/015023 | 3662 | 1 | 1 | 2399 | Axial | 16837 | 16921 | 100.37 | 3272 | 290 | VT01442 | 0.07 | 0.14 | A | 2025-05-16 | 47.86 | 2025-03-08 | VerticalCompact-BCD_1x1 | 1284 | 598 | 1153 |  |  | 93.1 | 16 | 16 | 630 | AC motor | 60 | J | no | no | D | D | Aluminum | 2025-01-02 | 10 | 4 | yes | piece | 1
GCVC PD 045.2/22-37 | GCVC PD | 045.2/22-37 | 4244527 | finoox | GCVC 045.2C/2x2-2523-1-D/6/64/2.10/1800/EXS/1/015023 | 10149 | 2 | 2 | 2523 | Axial | 56042 | 56437 | 361.32 | 9780 | 675 | VT03007U.1 | 0.234 | 0.3 | A | 36.55 | 68.18 | 2025-01-30 | VerticalCompact-BCD_2x2 | 1884 | 800 | 1761 |  |  | 252.8 | 28 | 28 | 450 | EC motor | 5060 | 1 | no | no | C | D | Epoxy coated aluminum | 2025-01-02 | 8 | 6 | yes | piece | 1
GCVC PD 063.2/21-31 | GCVC PD | 063.2/21-31 | 4247407 | finoox | GCVC 063.2D/2x1-2509-1-D/4/80/2.10/1200/AXS/1/015023 | 8050 | 1 | 2 | 2509 | Axial | 54511 | 54699 | 200.73 | 12016 | 655 | VT03145U.1 | 0.265 | 0.75 | A | 31.46 | 63.11 | 2025-01-18 | VerticalCompact-BCD_2x1 | 1284 | 800 | 2161 |  |  | 178.9 | 28 | 28 | 630 | EC motor | 5060 | 1 | no | no | D | D | Aluminum | 2025-01-02 | 10 | 4 | yes | piece | 1
GCVC PD 045.2/11-36 | GCVC PD | 045.2/11-36 | 4243846 | finoox | GCVC 045.2B/1x1-2525-1-D/3/24/2.10/720/EXS/1/015023 | 2418 | 1 | 1 | 2525 | Axial | 9628 | 9673 | 2025-01-27 | 2839 | 825 | VT03007U.1 | 0.098 | 0.47 | C | 35.75 | 66.93 | 2025-04-02 | VerticalCompact-BCD_1x1 | 804 | 535 | 753 |  |  | 42.4 | 16 | 16 | 450 | EC motor | 5060 | 1 | no | no | B | D | Epoxy coated aluminum | 2025-01-02 | 12 | 3 | yes | piece | 1
GCVC PD 050.2/13-58 | GCVC PD | 050.2/13-58 | 4250831 | finoox | GCVC 050.2D/1x3-2563-2-D/3/40/2.10/3600/EXS/1/015023 | 9729 | 3 | 1 | 2563 | Axial | 91.38 | 91288 | 225.82 | 29762 | 1680 | VT03013U.1 | 2952 | 1975-01-01 | E | 57.63 | 89.31 | 2025-03-19 | VerticalCompact-BCD_1x3 | 3684 | 607 | 1153 |  |  | 236.7 | 35 | 35 | 500 | EC motor | 5060 | 2 | no | no | D | D | Epoxy coated aluminum | 2025-01-02 | 4 | 3 | yes | piece | 1
GCVC PD 063.2/21-30 | GCVC PD | 063.2/21-30 | 4247404 | finoox | GCVC 063.2D/2x1-2508-1-D/4/80/2.10/1200/EXS/1/015023 | 8488 | 1 | 2 | 2508 | Axial | 51103 | 51251 | 200.73 | 11279 | 615 | VT03145U.1 | 0.225 | 0.65 | A | 30.15 | 61.8 | 2025-01-18 | VerticalCompact-BCD_2x1 | 1284 | 800 | 2161 |  |  | 178.9 | 28 | 28 | 630 | EC motor | 5060 | 1 | no | no | D | D | Epoxy coated aluminum | 2025-01-02 | 10 | 4 | yes | piece | 1
GCVC PD 063.2/13-32 | GCVC PD | 063.2/13-32 | 4252303 | finoox | GCVC 063.2D/1x3-2508-1-D/3/40/2.10/3600/EXS/1/015023 | 9719 | 3 | 1 | 2508 | Axial | 66899 | 66735 | 225.82 | 17516 | 615 | VT03145U.1 | 0.328 | 0.65 | A | 31.95 | 63.63 | 2025-03-19 | VerticalCompact-BCD_1x3 | 3684 | 615 | 1153 |  |  | 225.6 | 35 | 35 | 630 | EC motor | 5060 | 1 | no | no | D | D | Epoxy coated aluminum | 2025-01-02 | 4 | 3 | yes | piece | 1
GCVC PD 050.2/11-38 | GCVC PD | 050.2/11-38 | 4249356 | finoox | GCVC 050.2C/1x1-2519-1-D/6/32/2.10/900/AXS/1/015023 | 3058 | 1 | 1 | 2519 | Axial | 24724 | 24935 | 90.33 | 4900 | 1010 | VT03011U.1 | 0.256 | 2015-01-01 | C | 37.98 | 69.25 | 2025-07-07 | VerticalCompact-BCD_1x1 | 984 | 586 | 953 |  |  | 72.4 | 18 | 18 | 500 | EC motor | 5060 | 1 | no | no | C | D | Aluminum | 2025-01-02 | 12 | 6 | yes | piece | 1
GCVC PD 050.2/13-44 | GCVC PD | 050.2/13-44 | 4244375 | finoox | GCVC 050.2B/1x3-2519-1-D/4/24/2.10/2160/EXS/1/015023 | 6146 | 3 | 1 | 2519 | Axial | 45.31 | 45373 | 108.39 | 12837 | 1010 | VT03011U.1 | 0.798 | 2015-01-01 | D | 43.51 | 74.89 | 2025-02-09 | VerticalCompact-BCD_1x3a | 2244 | 586 | 753 |  |  | 123.3 | 28 | 28 | 500 | EC motor | 5060 | 1 | no | no | B | D | Epoxy coated aluminum | 2025-01-02 | 6 | 4 | yes | piece | 1
GCVC PD 063.2/13-24 | GCVC PD | 063.2/13-24 | 4252272 | finoox | GCVC 063.2D/1x3-2503-1-D/6/40/2.10/3600/AXS/1/015023 | 11662 | 3 | 1 | 2503 | Axial | 62077 | 62504 | 451.65 | 10524 | 425 | VT03145U.1 | 0.139 | 0.25 | A+ | 24.33 | 56.01 | 36.2 | VerticalCompact-BCD_1x3 | 3684 | 615 | 1153 |  |  | 290.1 | 28 | 28 | 630 | EC motor | 5060 | 1 | no | no | D | D | Aluminum | 2025-01-02 | 6 | 6 | yes | piece | 1
GCVC PD 080.2/12-30 | GCVC PD | 080.2/12-30 | 4252809 | finoox | GCVC 080.2D/1x2-2498-1-D/4/40/2.10/2400/EXS/1/015023 | 7867 | 2 | 1 | 2498 | Axial | 59032 | 59072 | 200.73 | 13869 | 440 | VT03062U.1 | 0.335 | 0.85 | B | 30.18 | 61.71 | 2025-08-16 | VerticalCompact-BCD_1x2 | 2484 | 608 | 1153 |  |  | 179.4 | 28 | 28 | 800 | EC motor | 5060 | 1 | no | no | D | D | Epoxy coated aluminum | 2025-01-02 | 6 | 4 | yes | piece | 1
GCVC PD 080.3/12-46 | GCVC PD | 080.3/12-46 | 6068633 | finoox | GCVC 080.3D/1x2-3563-2-D/6/40/2.10/2400/EXS/1/015023 | 11975 | 2 | 1 | 3563 | Axial | 94563 | 94919 | 301.1 | 19858 | 670 | VT01445U.3 | 1342 | 2015-01-01 | D | 45.53 | 77.06 | 2025-04-25 | VerticalCompact-BCD_1x2 | 2484 | 620 | 1153 |  |  | 251.2 | 35 | 35 | 800 | EC motor | 5060 | 2 | no | no | D | D | Epoxy coated aluminum | 2025-01-02 | 6 | 6 | yes | piece | 1
GCVC PD 080.3/11-47 | GCVC PD | 080.3/11-47 | 6065323 | finoox | GCVC 080.3D/1x1-3562-2-D/3/40/2.10/1200/EXS/1/015023 | 5759 | 1 | 1 | 3562 | Axial | 39.28 | 39373 | 75.27 | 14622 | 800 | VT01445U.3 | 1066 | 1985-01-01 | E | 46.96 | 78.33 | 2025-06-06 | VerticalCompact-BCD_1x1 | 1284 | 620 | 1153 |  |  | 109.9 | 22 | 22 | 800 | EC motor | 5060 | 2 | no | no | D | D | Epoxy coated aluminum | 2025-01-02 | 8 | 3 | yes | piece | 1
GCVC PD 080.3/11-47 | GCVC PD | 080.3/11-47 | 6115453 | finoox | GCVC 080.3D/1x1-3562-2-D/4/40/2.10/1200/EXS/1/015023 | 6051 | 1 | 1 | 3562 | Axial | 45938 | 45979 | 100.37 | 13782 | 800 | VT01445U.3 | 1087 | 1985-01-01 | D | 47.03 | 78.4 | 2025-01-09 | VerticalCompact-BCD_1x1 | 1284 | 620 | 1153 |  |  | 117.9 | 28 | 28 | 800 | EC motor | 5060 | 2 | no | no | D | D | Epoxy coated aluminum | 2025-01-02 | 10 | 4 | yes | piece | 1
GCVC PD 050.3/24-54 | GCVC PD | 050.3/24-54 | 6081375 | finoox | GCVC 050.3C/2x4-3617-X-D/4/64/2.10/3600/EXS/1/015023 | 13772 | 4 | 2 | 3617 | Axial | 200854 | 200689 | 481.75 | 58513 | 1260 | VT01524 | 7609 | 2025-04-04 | E | 53.58 | 85.44 | 44 | VerticalCompact-BCD_2x4 | 3684 | 800 | 1761 |  |  | 476.3 | 54 | 54 | 500 | AC motor | 60 | X | no | no | C | D | Epoxy coated aluminum | 2025-01-02 | 4 | 4 | yes | piece | 1
GCVC PD 050.2/13-35 | GCVC PD | 050.2/13-35 | 4250618 | finoox | GCVC 050.2D/1x3-2336-D-D/3/40/2.10/3600/AXS/1/015023 | 5985 | 3 | 1 | 2336 | Axial | 51081 | 50931 | 225.82 | 12310 | 660 | VT01437 | 0.361 | 0.33 | B | 35.25 | 66.93 | 2025-06-18 | VerticalCompact-BCD_1x3 | 3684 | 596 | 1153 |  |  | 229.4 | 28 | 28 | 500 | AC motor | 50 | D | no | no | D | D | Aluminum | 2025-01-02 | 6 | 3 | yes | piece | 1
GCVC PD 050.2/13-52 | GCVC PD | 050.2/13-52 | 4250642 | finoox | GCVC 050.2D/1x3-2349-I-D/3/40/2.10/3600/AXS/1/015023 | 6111 | 3 | 1 | 2349 | Axial | 92148 | 92109 | 225.82 | 28720 | 1590 | VT03150U | 2433 | 2025-07-01 | D | 51.82 | 83.49 | 2025-03-19 | VerticalCompact-BCD_1x3 | 3684 | 569 | 1153 |  |  | 236.7 | 35 | 35 | 500 | AC motor | 60 | I | no | no | D | D | Aluminum | 2025-01-02 | 4 | 3 | yes | piece | 1
GCVC PD 063.2/13-37 | GCVC PD | 063.2/13-37 | 4252249 | finoox | GCVC 063.2D/1x3-2414-1-D/3/40/2.10/3600/EXS/1/015023 | 9719 | 3 | 1 | 2414 | Axial | 77.25 | 77174 | 225.82 | 22065 | 770 | VT03145U.1 | 0.606 | 2015-01-01 | B | 36.83 | 68.52 | 2025-03-19 | VerticalCompact-BCD_1x3 | 3684 | 615 | 1153 |  |  | 225.6 | 35 | 35 | 630 | EC motor | 5060 | 1 | no | no | D | D | Epoxy coated aluminum | 2025-01-02 | 4 | 3 | yes | piece | 1
GCVC PD 063.2/24-29 | GCVC PD | 063.2/24-29 | 4247101 | finoox | GCVC 063.2C/2x4-2401-L-D/4/64/2.10/3600/AXS/1/015023 | 16691 | 4 | 2 | 2401 | Axial | 104289 | 104313 | 481.75 | 22198 | 340 | VT01442 | 0.717 | 0.16 | B | 2025-06-29 | 60.92 | 41.4 | VerticalCompact-BCD_2x4 | 3684 | 800 | 1761 |  |  | 458.3 | 42 | 42 | 630 | AC motor | 60 | L | no | no | C | D | Aluminum | 2025-01-02 | 6 | 4 | yes | piece | 1
GCVC PD 050.2/13-22 | GCVC PD | 050.2/13-22 | 4244321 | finoox | GCVC 050.2B/1x3-2389-J-D/3/24/2.10/2160/EXS/1/015023 | 4113 | 3 | 1 | 2389 | Axial | 22123 | 22077 | 81.3 | 5726 | 450 | VT01437 | 0.248 | 0.17 | C | 21.54 | 52.93 | 2025-06-06 | VerticalCompact-BCD_1x3a | 2244 | 596 | 753 |  |  | 120.6 | 18 | 18 | 500 | AC motor | 60 | J | no | no | B | D | Epoxy coated aluminum | 2025-01-02 | 8 | 3 | yes | piece | 1
GCVC PD 050.2/21-44 | GCVC PD | 050.2/21-44 | 4244804 | finoox | GCVC 050.2C/2x1-2348-S-D/3/64/2.10/900/AXS/1/015023 | 4043 | 1 | 2 | 2348 | Axial | 42137 | 42379 | 90.33 | 13607 | 1180 | VT03150U | 1053 | 0.9 | D | 44.01 | 75.52 | 9 | VerticalCompact-BCD_2x1 | 984 | 800 | 1761 |  |  | 128 | 28 | 28 | 500 | AC motor | 50 | S | no | no | C | D | Aluminum | 2025-01-02 | 8 | 3 | yes | piece | 1
GCVC PD 050.2/22-46 | GCVC PD | 050.2/22-46 | 4246089 | finoox | GCVC 050.2D/2x2-2421-1-D/6/80/2.10/2400/EXS/1/015023 | 14024 | 2 | 2 | 2421 | Axial | 138891 | 139475 | 602.19 | 26785 | 1150 | VT03011U.1 | 1383 | 1975-01-01 | C | 46.09 | 77.89 | 52 | VerticalCompact-BCD_2x2 | 2484 | 800 | 2161 |  |  | 382.6 | 42 | 42 | 500 | EC motor | 5060 | 1 | no | no | D | D | Epoxy coated aluminum | 2025-01-02 | 8 | 6 | yes | piece | 1
GCVC PD 080.2/13-39 | GCVC PD | 080.2/13-39 | 4253037 | finoox | GCVC 080.2D/1x3-2487-1-D/3/40/2.10/3600/EXS/1/015023 | 10972 | 3 | 1 | 2487 | Axial | 93.45 | 93352 | 225.82 | 31086 | 600 | VT03061U.1 | 1194 | 1985-01-01 | C | 39.01 | 70.69 | 2025-03-19 | VerticalCompact-BCD_1x3 | 3684 | 608 | 1153 |  |  | 244.3 | 35 | 35 | 800 | EC motor | 5060 | 1 | no | no | D | D | Epoxy coated aluminum | 2025-01-02 | 4 | 3 | yes | piece | 1
GCVC PD 063.2/23-37 | GCVC PD | 063.2/23-37 | 4247908 | finoox | GCVC 063.2D/2x3-2510-1-D/4/80/2.10/3600/EXS/1/015023 | 21673 | 3 | 2 | 2510 | Axial | 168182 | 168397 | 602.19 | 38261 | 695 | VT03145U.1 | 0.931 | 0.9 | A | 37.17 | 69.13 | 54.8 | VerticalCompact-BCD_2x3 | 3684 | 800 | 2161 |  |  | 479.3 | 54 | 54 | 630 | EC motor | 5060 | 1 | no | no | D | D | Epoxy coated aluminum | 2025-01-02 | 4 | 4 | yes | piece | 1
GCVC PD 063.2/11-33 | GCVC PD | 063.2/11-33 | 4251873 | finoox | GCVC 063.2D/1x1-2553-2-D/6/40/2.10/1200/EXS/1/015023 | 5536 | 1 | 1 | 2553 | Axial | 35412 | 35687 | 150.55 | 6792 | 700 | VT03144U.1 | 0.227 | 0.52 | B | 33 | 64.37 | 2025-07-12 | VerticalCompact-BCD_1x1 | 1284 | 623 | 1153 |  |  | 109.2 | 22 | 22 | 630 | EC motor | 5060 | 2 | no | no | D | D | Epoxy coated aluminum | 2025-01-02 | 10 | 6 | yes | piece | 1
GCVC PD 063.2/12-31 | GCVC PD | 063.2/12-31 | 4252056 | finoox | GCVC 063.2D/1x2-2508-1-D/6/40/2.10/2400/AXS/1/015023 | 8338 | 2 | 1 | 2508 | Axial | 57989 | 58284 | 301.1 | 10444 | 615 | VT03145U.1 | 0.238 | 0.65 | A | 30.64 | 62.16 | 2025-06-24 | VerticalCompact-BCD_1x2 | 2484 | 615 | 1153 |  |  | 197.1 | 28 | 28 | 630 | EC motor | 5060 | 1 | no | no | D | D | Aluminum | 2025-01-02 | 8 | 6 | yes | piece | 1
GCVC PD 050.2/23-57 | GCVC PD | 050.2/23-57 | 4245457 | finoox | GCVC 050.2C/2x3-2561-2-D/3/64/2.10/2700/EXS/1/015023 | 16584 | 3 | 2 | 2561 | Axial | 136299 | 136.47 | 270.99 | 49463 | 1505 | VT03013U.1 | 4514 | 1938-01-01 | E | 57.14 | 88.89 | 2025-01-25 | VerticalCompact-BCD_2x3 | 2784 | 800 | 1761 |  |  | 329 | 42 | 42 | 500 | EC motor | 5060 | 2 | no | no | C | D | Epoxy coated aluminum | 2025-01-02 | 4 | 3 | yes | piece | 1
GCVC PD 063.2/23-31 | GCVC PD | 063.2/23-31 | 4247879 | finoox | GCVC 063.2D/2x3-2505-1-D/6/80/2.10/3600/EXS/1/015023 | 25449 | 3 | 2 | 2505 | Axial | 143101 | 143926 | 903.29 | 25138 | 500 | VT03145U.1 | 0.415 | 0.39 | A+ | 30.58 | 62.54 | 75.1 | VerticalCompact-BCD_2x3 | 3684 | 800 | 2161 |  |  | 562.9 | 42 | 42 | 630 | EC motor | 5060 | 1 | no | no | D | D | Epoxy coated aluminum | 2025-01-02 | 6 | 6 | yes | piece | 1
GCVC PD 063.2/11-28 | GCVC PD | 063.2/11-28 | 4250945 | finoox | GCVC 063.2C/1x1-2505-1-D/6/32/2.10/900/EXS/1/015023 | 4394 | 1 | 1 | 2505 | Axial | 17154 | 17311 | 90.33 | 3168 | 500 | VT03145U.1 | 0.076 | 0.39 | A | 27.99 | 59.26 | 2025-06-07 | VerticalCompact-BCD_1x1 | 984 | 615 | 953 |  |  | 73.2 | 16 | 16 | 630 | EC motor | 5060 | 1 | no | no | C | D | Epoxy coated aluminum | 2025-01-02 | 12 | 6 | yes | piece | 1
GCVC PD 050.2/12-28 | GCVC PD | 050.2/12-28 | 4249549 | finoox | GCVC 050.2C/1x2-2512-1-D/4/32/2.10/1800/AXS/1/015023 | 4575 | 2 | 1 | 2512 | Axial | 27779 | 27852 | 120.44 | 5791 | 565 | VT03011U.1 | 0.106 | 0.28 | A+ | 28.43 | 59.82 | 10 | VerticalCompact-BCD_1x2 | 1884 | 586 | 953 |  |  | 116.5 | 22 | 22 | 500 | EC motor | 5060 | 1 | no | no | C | D | Aluminum | 2025-01-02 | 8 | 4 | yes | piece | 1
GCVC PD 050.2/12-33 | GCVC PD | 050.2/12-33 | 4249560 | finoox | GCVC 050.2C/1x2-2514-1-D/3/32/2.10/1800/AXS/1/015023 | 4361 | 2 | 1 | 2514 | Axial | 28236 | 28234 | 90.33 | 7413 | 695 | VT03011U.1 | 0.172 | 0.47 | B | 33.01 | 64.4 | 2025-06-07 | VerticalCompact-BCD_1x2 | 1884 | 586 | 953 |  |  | 107.9 | 22 | 22 | 500 | EC motor | 5060 | 1 | no | no | C | D | Aluminum | 2025-01-02 | 8 | 3 | yes | piece | 1
GCVC PD 045.2/22-47 | GCVC PD | 045.2/22-47 | 4244563 | finoox | GCVC 045.2C/2x2-2529-1-D/6/64/2.10/1800/EXS/1/015023 | 10183 | 2 | 2 | 2529 | Axial | 87251 | 87751 | 361.32 | 16754 | 1125 | VT03007U.1 | 0.93 | 1 | C | 47.48 | 79.11 | 31.2 | VerticalCompact-BCD_2x2 | 1884 | 800 | 1761 |  |  | 253.8 | 35 | 35 | 450 | EC motor | 5060 | 1 | no | no | C | D | Epoxy coated aluminum | 2025-01-02 | 8 | 6 | yes | piece | 1
GCVC PD 050.2/22-55 | GCVC PD | 050.2/22-55 | 4246189 | finoox | GCVC 050.2D/2x2-2790-K-D/3/80/2.10/2400/EXS/1/015023 | 8465 | 2 | 2 | 2790 | Axial | 122618 | 122443 | 301.1 | 40222 | 1640 | VT03150U | 3675 | 1964-01-01 | E | 55.38 | 87.18 | 2025-04-28 | VerticalCompact-BCD_2x2 | 2484 | 800 | 2161 |  |  | 311.4 | 42 | 42 | 500 | AC motor | 60 | K | no | no | D | D | Epoxy coated aluminum | 2025-01-02 | 6 | 3 | yes | piece | 1
GCVC PD 045.2/22-53 | GCVC PD | 045.2/22-53 | 4244500 | finoox | GCVC 045.2C/2x2-0423-X-D/6/64/2.10/1800/AXS/1/015023 | 7134 | 2 | 2 | 423 | Axial | 112918 | 113432 | 361.32 | 23039 | 1460 | VT0326U | 2502 | 3 | D | 53.42 | 85.05 | 32.4 | VerticalCompact-BCD_2x2 | 1884 | 800 | 1761 |  |  | 270.8 | 42 | 42 | 450 | AC motor | 60 | X | no | no | C | D | Aluminum | 2025-01-02 | 8 | 6 | yes | piece | 1
GCVC PD 050.2/22-41 | GCVC PD | 050.2/22-41 | 4245012 | finoox | GCVC 050.2C/2x2-2332-D-D/6/64/2.10/1800/AXS/1/015023 | 8087 | 2 | 2 | 2332 | Axial | 93812 | 94383 | 361.32 | 17999 | 850 | VT01435 | 1092 | 0.74 | C | 40.56 | 72.19 | 31.2 | VerticalCompact-BCD_2x2 | 1884 | 800 | 1761 |  |  | 280.8 | 35 | 35 | 500 | AC motor | 50 | D | no | no | C | D | Aluminum | 2025-01-02 | 8 | 6 | yes | piece | 1
GCVC PD 063.2/14-26 | GCVC PD | 063.2/14-26 | 4251509 | finoox | GCVC 063.2C/1x4-2401-L-D/4/32/2.10/3600/AXS/1/015023 | 8386 | 4 | 1 | 2401 | Axial | 52144 | 52157 | 240.88 | 11099 | 340 | VT01442 | 0.358 | 0.16 | B | 26.29 | 57.91 | 2025-06-19 | VerticalCompact-BCD_1x4 | 3684 | 598 | 953 |  |  | 240.3 | 28 | 28 | 630 | AC motor | 60 | L | no | no | C | D | Aluminum | 2025-01-02 | 6 | 4 | yes | piece | 1
GCVC PD 050.2/21-33 | GCVC PD | 050.2/21-33 | 4245797 | finoox | GCVC 050.2D/2x1-2387-L-D/4/80/2.10/1200/AXS/1/015023 | 5084 | 1 | 2 | 2387 | Axial | 36151 | 36301 | 200.73 | 7133 | 500 | VT01435 | 0.351 | 0.37 | C | 32.71 | 64.36 | 2025-02-17 | VerticalCompact-BCD_2x1 | 1284 | 800 | 2161 |  |  | 185.6 | 22 | 22 | 500 | AC motor | 60 | L | no | no | D | D | Aluminum | 2025-01-02 | 10 | 4 | yes | piece | 1
GCVC PD 050.2/12-33 | GCVC PD | 050.2/12-33 | 4250447 | finoox | GCVC 050.2D/1x2-2387-L-D/3/40/2.10/2400/EXS/1/015023 | 4337 | 2 | 1 | 2387 | Axial | 31481 | 31383 | 150.55 | 7311 | 500 | VT01435 | 0.351 | 0.37 | C | 32.96 | 64.48 | 2025-04-12 | VerticalCompact-BCD_1x2 | 2484 | 596 | 1153 |  |  | 161.1 | 22 | 22 | 500 | AC motor | 60 | L | no | no | D | D | Epoxy coated aluminum | 2025-01-02 | 8 | 3 | yes | piece | 1
GCVC PD 050.2/24-49 | GCVC PD | 050.2/24-49 | 4245609 | finoox | GCVC 050.2C/2x4-2421-1-D/3/64/2.10/3600/EXS/1/015023 | 17127 | 4 | 2 | 2421 | Axial | 152688 | 152521 | 361.32 | 51858 | 1150 | VT03011U.1 | 2822 | 1975-01-01 | D | 48.81 | 80.68 | 34.6 | VerticalCompact-BCD_2x4 | 3684 | 800 | 1761 |  |  | 394.2 | 54 | 54 | 500 | EC motor | 5060 | 1 | no | no | C | D | Epoxy coated aluminum | 2025-01-02 | 4 | 3 | yes | piece | 1
GCVC PD 063.2/13-37 | GCVC PD | 063.2/13-37 | 4251383 | finoox | GCVC 063.2C/1x3-2510-1-D/4/32/2.10/2700/AXS/1/015023 | 8393 | 3 | 1 | 2510 | Axial | 61652 | 61.66 | 180.66 | 15552 | 695 | VT03145U.1 | 0.528 | 0.9 | B | 36.58 | 68.09 | 15 | VerticalCompact-BCD_1x3 | 2784 | 615 | 953 |  |  | 173.6 | 28 | 28 | 630 | EC motor | 5060 | 1 | no | no | C | D | Aluminum | 2025-01-02 | 6 | 4 | yes | piece | 1
GCVC PD 050.2/13-57 | GCVC PD | 050.2/13-57 | 4249874 | finoox | GCVC 050.2C/1x3-2563-2-D/3/32/2.10/2700/AXS/1/015023 | 8105 | 3 | 1 | 2563 | Axial | 74815 | 75171 | 135.49 | 27738 | 1680 | VT03013U.1 | 3131 | 1975-01-01 | E | 56.81 | 88.32 | 12 | VerticalCompact-BCD_1x3 | 2784 | 607 | 953 |  |  | 172.4 | 35 | 35 | 500 | EC motor | 5060 | 2 | no | no | C | D | Aluminum | 2025-01-02 | 4 | 3 | yes | piece | 1
GCVC PD 050.2/12-56 | GCVC PD | 050.2/12-56 | 4244271 | finoox | GCVC 050.2B/1x2-2563-2-D/4/24/2.10/1440/EXS/1/015023 | 5058 | 2 | 1 | 2563 | Axial | 40752 | 40775 | 72.26 | 14707 | 1680 | VT03013U.1 | 2027-02-01 | 1975-01-01 | E | 55.75 | 87.04 | 2025-01-06 | VerticalCompact-BCD_1x2 | 1524 | 607 | 753 |  |  | 94.2 | 22 | 22 | 500 | EC motor | 5060 | 2 | no | no | B | D | Epoxy coated aluminum | 2025-01-02 | 8 | 4 | yes | piece | 1
GCVC PD 080.2/12-23 | GCVC PD | 080.2/12-23 | 4252789 | finoox | GCVC 080.2D/1x2-2493-1-D/4/40/2.10/2400/EXS/1/015023 | 7854 | 2 | 1 | 2493 | Axial | 45258 | 45281 | 200.73 | 9751 | 320 | VT03062U.1 | 0.14 | 0.35 | A+ | 23.44 | 54.96 | 2025-08-16 | VerticalCompact-BCD_1x2 | 2484 | 608 | 1153 |  |  | 179.4 | 28 | 28 | 800 | EC motor | 5060 | 1 | no | no | D | D | Epoxy coated aluminum | 2025-01-02 | 8 | 4 | yes | piece | 1
GCVC PD 063.2/11-14 | GCVC PD | 063.2/11-14 | 4250910 | finoox | GCVC 063.2C/1x1-2500-1-D/3/32/2.10/900/AXS/1/015023 | 3664 | 1 | 1 | 2500 | Axial | 9966 | 10001 | 45.16 | 2317 | 310 | VT03145U.1 | 0.025 | 0.13 | A+ | 14.35 | 45.62 | 2025-09-03 | VerticalCompact-BCD_1x1 | 984 | 615 | 953 |  |  | 60.1 | 16 | 16 | 630 | EC motor | 5060 | 1 | no | no | C | D | Aluminum | 2025-01-02 | 12 | 3 | yes | piece | 1
GCVC PD 063.2/11-13 | GCVC PD | 063.2/11-13 | 4251762 | finoox | GCVC 063.2D/1x1-2500-1-D/6/40/2.10/1200/AXS/1/015023 | 4907 | 1 | 1 | 2500 | Axial | 15181 | 15329 | 150.55 | 2499 | 310 | VT03145U.1 | 0.024 | 0.13 | A+ | 13.19 | 44.56 | 2025-04-12 | VerticalCompact-BCD_1x1 | 1284 | 615 | 1153 |  |  | 104.2 | 16 | 16 | 630 | EC motor | 5060 | 1 | no | no | D | D | Aluminum | 2025-01-02 | 12 | 6 | yes | piece | 1
GCVC PD 050.2/24-34 | GCVC PD | 050.2/24-34 | 4245614 | finoox | GCVC 050.2C/2x4-2512-1-D/6/64/2.10/3600/AXS/1/015023 | 19899 | 4 | 2 | 2512 | Axial | 121175 | 121836 | 722.63 | 21278 | 565 | VT03011U.1 | 0.437 | 0.28 | A+ | 34.01 | 65.87 | 60.1 | VerticalCompact-BCD_2x4 | 3684 | 800 | 1761 |  |  | 494.8 | 42 | 42 | 500 | EC motor | 5060 | 1 | no | no | C | D | Aluminum | 2025-01-02 | 6 | 6 | yes | piece | 1
GCVC PD 063.2/12-37 | GCVC PD | 063.2/12-37 | 4251222 | finoox | GCVC 063.2C/1x2-2554-2-D/4/32/2.10/1800/EXS/1/015023 | 6924 | 2 | 1 | 2554 | Axial | 47047 | 47.05 | 120.44 | 13047 | 750 | VT03144U.1 | 0.594 | 0.6 | C | 37.21 | 68.61 | 2025-04-10 | VerticalCompact-BCD_1x2 | 1884 | 623 | 953 |  |  | 127.3 | 28 | 28 | 630 | EC motor | 5060 | 2 | no | no | C | D | Epoxy coated aluminum | 2025-01-02 | 8 | 4 | yes | piece | 1
GCVC PD 035.2/11-39 | GCVC PD | 035.2/11-39 | 4243729 | finoox | GCVC 035.2B/1x1-2724-X-D/4/24/2.10/720/AXS/1/015023 | 1652 | 1 | 1 | 2724 | Axial | 11675 | 11755 | 36.13 | 2817 | 1550 | VT03167U | 0.224 | 0.95 | D | 39.49 | 70.67 | 2025-02-03 | VerticalCompact-BCD_1x1 | 804 | 518 | 753 |  |  | 43.3 | 16 | 16 | 350 | AC motor | 60 | X | no | no | B | D | Aluminum | 2025-01-02 | 12 | 4 | yes | piece | 1
GCVC PD 080.2/12-32 | GCVC PD | 080.2/12-32 | 4252716 | finoox | GCVC 080.2D/1x2-2447-1-D/3/40/2.10/2400/AXS/1/015023 | 6968 | 2 | 1 | 2447 | Axial | 56553 | 56518 | 150.55 | 16556 | 490 | VT03062U.1 | 0.435 | 2025-01-01 | B | 31.89 | 63.42 | 2025-09-12 | VerticalCompact-BCD_1x2 | 2484 | 608 | 1153 |  |  | 164.9 | 28 | 28 | 800 | EC motor | 5060 | 1 | no | no | D | D | Aluminum | 2025-01-02 | 6 | 3 | yes | piece | 1
GCVC PD 050.2/22-41 | GCVC PD | 050.2/22-41 | 4245062 | finoox | GCVC 050.2C/2x2-2355-X-D/3/64/2.10/1800/AXS/1/015023 | 6225 | 2 | 2 | 2355 | Axial | 67809 | 67744 | 180.66 | 19881 | 810 | VT03093U | 1157 | 2025-03-01 | D | 41.28 | 72.91 | 2025-09-16 | VerticalCompact-BCD_2x2 | 1884 | 800 | 1761 |  |  | 220.3 | 35 | 35 | 500 | AC motor | 60 | X | no | no | C | D | Aluminum | 2025-01-02 | 8 | 3 | yes | piece | 1
GCVC PD 050.2/13-45 | GCVC PD | 050.2/13-45 | 4249685 | finoox | GCVC 050.2C/1x3-2348-S-D/4/32/2.10/2700/AXS/1/015023 | 5358 | 3 | 1 | 2348 | Axial | 74982 | 75251 | 180.66 | 19546 | 1180 | VT03150U | 1604 | 0.9 | D | 45.37 | 76.88 | 2025-06-15 | VerticalCompact-BCD_1x3 | 2784 | 569 | 953 |  |  | 185.3 | 35 | 35 | 500 | AC motor | 50 | S | no | no | C | D | Aluminum | 2025-01-02 | 4 | 4 | yes | piece | 1
GCVC PD 050.2/11-40 | GCVC PD | 050.2/11-40 | 4249308 | finoox | GCVC 050.2C/1x1-2421-1-D/6/32/2.10/900/AXS/1/015023 | 3074 | 1 | 1 | 2421 | Axial | 28054 | 28271 | 90.33 | 5771 | 1150 | VT03011U.1 | 0.37 | 1975-01-01 | C | 40.29 | 71.56 | 2025-08-07 | VerticalCompact-BCD_1x1 | 984 | 586 | 953 |  |  | 72.9 | 22 | 22 | 500 | EC motor | 5060 | 1 | no | no | C | D | Aluminum | 2025-01-02 | 12 | 6 | yes | piece | 1
GCVC PD 080.2/11-23 | GCVC PD | 080.2/11-23 | 4252520 | finoox | GCVC 080.2D/1x1-2495-1-D/3/40/2.10/1200/AXS/1/015023 | 4228 | 1 | 1 | 2495 | Axial | 23415 | 23437 | 75.27 | 6089 | 365 | VT03062U.1 | 0.099 | 0.5 | A | 22.91 | 54.28 | 2025-04-06 | VerticalCompact-BCD_1x1 | 1284 | 608 | 1153 |  |  | 88.2 | 18 | 18 | 800 | EC motor | 5060 | 1 | no | no | D | D | Aluminum | 2025-01-02 | 10 | 3 | yes | piece | 1
GCVC PD 080.2/13-55 | GCVC PD | 080.2/13-55 | 4253129 | finoox | GCVC 080.2D/1x3-2540-2-D/6/40/2.10/3600/EXS/1/015023 | 16487 | 3 | 1 | 2540 | Axial | 170405 | 170753 | 451.65 | 39395 | 900 | VT03059U.2 | 4356 | 1952-02-01 | D | 54.85 | 86.54 | 39.4 | VerticalCompact-BCD_1x3 | 3684 | 650 | 1153 |  |  | 347.4 | 54 | 54 | 800 | EC motor | 5060 | 2 | no | no | D | D | Epoxy coated aluminum | 2025-01-02 | 4 | 6 | yes | piece | 1
GCVC PD 080.2/12-36 | GCVC PD | 080.2/12-36 | 4252754 | finoox | GCVC 080.2D/1x2-2486-1-D/3/40/2.10/2400/AXS/1/015023 | 7439 | 2 | 1 | 2486 | Axial | 62114 | 62059 | 150.55 | 19563 | 565 | VT03061U.1 | 0.681 | 1955-01-01 | C | 36.26 | 67.79 | 2025-05-13 | VerticalCompact-BCD_1x2 | 2484 | 608 | 1153 |  |  | 166.8 | 35 | 35 | 800 | EC motor | 5060 | 1 | no | no | D | D | Aluminum | 2025-01-02 | 6 | 3 | yes | piece | 1
GCVC PD 080.2/13-14 | GCVC PD | 080.2/13-14 | 4253042 | finoox | GCVC 080.2D/1x3-2488-1-D/3/40/2.10/3600/EXS/1/015023 | 10226 | 3 | 1 | 2488 | Axial | 41521 | 41441 | 225.82 | 9298 | 195 | VT03062U.1 | 0.072 | 0.12 | A+ | 2025-12-14 | 45.8 | 2025-06-18 | VerticalCompact-BCD_1x3 | 3684 | 608 | 1153 |  |  | 241.8 | 28 | 28 | 800 | EC motor | 5060 | 1 | no | no | D | D | Epoxy coated aluminum | 2025-01-02 | 6 | 3 | yes | piece | 1
GCVC PD 080.2/11-47 | GCVC PD | 080.2/11-47 | 4252571 | finoox | GCVC 080.2D/1x1-2539-2-D/4/40/2.10/1200/AXS/1/015023 | 5519 | 1 | 1 | 2539 | Axial | 48256 | 48301 | 100.37 | 14162 | 850 | VT03059U.2 | 1198 | 2019-02-01 | D | 47.33 | 78.7 | 2025-01-09 | VerticalCompact-BCD_1x1 | 1284 | 650 | 1153 |  |  | 108.5 | 28 | 28 | 800 | EC motor | 5060 | 2 | no | no | D | D | Aluminum | 2025-01-02 | 10 | 4 | yes | piece | 1
GCVC PD 050.2/11-36 | GCVC PD | 050.2/11-36 | 4250289 | finoox | GCVC 050.2D/1x1-2517-1-D/4/40/2.10/1200/AXS/1/015023 | 3150 | 1 | 1 | 2517 | Axial | 24094 | 24173 | 100.37 | 5104 | 880 | VT03011U.1 | 0.157 | 0.84 | B | 35.92 | 67.28 | 2025-04-08 | VerticalCompact-BCD_1x1 | 1284 | 586 | 1153 |  |  | 88.9 | 18 | 18 | 500 | EC motor | 5060 | 1 | no | no | D | D | Aluminum | 2025-01-02 | 10 | 4 | yes | piece | 1
GCVC PD 063.2/12-18 | GCVC PD | 063.2/12-18 | 4252015 | finoox | GCVC 063.2D/1x2-2501-1-D/3/40/2.10/2400/EXS/1/015023 | 6965 | 2 | 1 | 2501 | Axial | 28689 | 28.64 | 150.55 | 6427 | 345 | VT03145U.1 | 0.057 | 0.15 | A+ | 17.78 | 49.31 | 2025-04-12 | VerticalCompact-BCD_1x2 | 2484 | 615 | 1153 |  |  | 152.9 | 22 | 22 | 630 | EC motor | 5060 | 1 | no | no | D | D | Epoxy coated aluminum | 2025-01-02 | 8 | 3 | yes | piece | 1
GCVC PD 063.2/21-23 | GCVC PD | 063.2/21-23 | 4247372 | finoox | GCVC 063.2D/2x1-2503-1-D/6/80/2.10/1200/AXS/1/015023 | 9237 | 1 | 2 | 2503 | Axial | 41117 | 41456 | 301.1 | 7016 | 425 | VT03145U.1 | 0.092 | 0.25 | A+ | 2025-06-22 | 54.25 | 2025-03-25 | VerticalCompact-BCD_2x1 | 1284 | 800 | 2161 |  |  | 208.6 | 22 | 22 | 630 | EC motor | 5060 | 1 | no | no | D | D | Aluminum | 2025-01-02 | 12 | 6 | yes | piece | 1
GCVC PD 050.2/13-34 | GCVC PD | 050.2/13-34 | 4249801 | finoox | GCVC 050.2C/1x3-2514-1-D/6/32/2.10/2700/EXS/1/015023 | 8334 | 3 | 1 | 2514 | Axial | 53242 | 53436 | 270.99 | 9877 | 695 | VT03011U.1 | 0.272 | 0.47 | A | 34.42 | 65.93 | 22 | VerticalCompact-BCD_1x3 | 2784 | 586 | 953 |  |  | 196.9 | 28 | 28 | 500 | EC motor | 5060 | 1 | no | no | C | D | Epoxy coated aluminum | 2025-01-02 | 8 | 6 | yes | piece | 1
GCVC PD 063.2/23-42 | GCVC PD | 063.2/23-42 | 4247017 | finoox | GCVC 063.2C/2x3-2554-2-D/4/64/2.10/2700/AXS/1/015023 | 18659 | 3 | 2 | 2554 | Axial | 150082 | 150.61 | 361.32 | 39140 | 750 | VT03144U.1 | 1782 | 0.6 | C | 41.63 | 73.38 | 32.2 | VerticalCompact-BCD_2x3 | 2784 | 800 | 1761 |  |  | 358 | 42 | 42 | 630 | EC motor | 5060 | 2 | no | no | C | D | Aluminum | 2025-01-02 | 4 | 4 | yes | piece | 1
GCVC PD 080.3/23-64 | GCVC PD | 080.3/23-64 | 6058988 | finoox | GCVC 080.3D/2x3-3557-2-D/6/80/2.10/3600/EXS/1/015023 | 40503 | 3 | 2 | 3557 | Axial | 397742 | 398691 | 903.29 | 103081 | 1100 | VT01445U.3 | 2025-01-17 | 2025-02-04 | E | 64.06 | 96.02 | 86.5 | VerticalCompact-BCD_2x3 | 3684 | 800 | 2161 |  |  | 744.8 | 76.1 | 76.1 | 800 | EC motor | 5060 | 2 | no | no | D | D | Epoxy coated aluminum | 2025-01-02 | 4 | 6 | yes | piece | 1
GCVC PD 080.2/22-35 | GCVC PD | 080.2/22-35 | 4248308 | finoox | GCVC 080.2D/2x2-2447-1-D/3/80/2.10/2400/AXS/1/015023 | 15205 | 2 | 2 | 2447 | Axial | 113109 | 113.04 | 301.1 | 33113 | 490 | VT03062U.1 | 0.869 | 2025-01-01 | B | 34.62 | 66.43 | 2025-04-28 | VerticalCompact-BCD_2x2 | 2484 | 800 | 2161 |  |  | 319.3 | 42 | 42 | 800 | EC motor | 5060 | 1 | no | no | D | D | Aluminum | 2025-01-02 | 6 | 3 | yes | piece | 1
GCVC PD 050.2/13-41 | GCVC PD | 050.2/13-41 | 4250654 | finoox | GCVC 050.2D/1x3-2354-W-D/3/40/2.10/3600/AXS/1/015023 | 5989 | 3 | 1 | 2354 | Axial | 64277 | 64387 | 225.82 | 16055 | 865 | VT03093U | 0.594 | 0.97 | C | 40.99 | 72.67 | 2025-03-19 | VerticalCompact-BCD_1x3 | 3684 | 569 | 1153 |  |  | 232.2 | 35 | 35 | 500 | AC motor | 50 | W | no | no | D | D | Aluminum | 2025-01-02 | 4 | 3 | yes | piece | 1
GCVC PD 063.2/13-26 | GCVC PD | 063.2/13-26 | 4252228 | finoox | GCVC 063.2D/1x3-2401-L-D/3/40/2.10/3600/AXS/1/015023 | 7498 | 3 | 1 | 2401 | Axial | 48376 | 49138 | 225.82 | 11647 | 340 | VT01442 | 0.256 | 0.16 | A | 25.87 | 57.55 | 2025-06-18 | VerticalCompact-BCD_1x3 | 3684 | 598 | 1153 |  |  | 235.1 | 28 | 28 | 630 | AC motor | 60 | L | no | no | D | D | Aluminum | 2025-01-02 | 6 | 3 | yes | piece | 1
GCVC PD 063.2/24-23 | GCVC PD | 063.2/24-23 | 4247092 | finoox | GCVC 063.2C/2x4-2399-J-D/3/64/2.10/3600/AXS/1/015023 | 15351 | 4 | 2 | 2399 | Axial | 90448 | 90418 | 361.32 | 21452 | 290 | VT01442 | 0.576 | 0.14 | B | 23.38 | 55.24 | 2025-08-30 | VerticalCompact-BCD_2x4 | 3684 | 800 | 1761 |  |  | 421.4 | 35 | 35 | 630 | AC motor | 60 | J | no | no | C | D | Aluminum | 2025-01-02 | 4 | 3 | yes | piece | 1
GCVC PD 063.2/12-32 | GCVC PD | 063.2/12-32 | 4251157 | finoox | GCVC 063.2C/1x2-2506-1-D/6/32/2.10/1800/EXS/1/015023 | 7181 | 2 | 1 | 2506 | Axial | 37226 | 37426 | 180.66 | 6874 | 540 | VT03145U.1 | 0.185 | 0.45 | A | 32.35 | 63.74 | 2025-08-14 | VerticalCompact-BCD_1x2 | 1884 | 615 | 953 |  |  | 135.7 | 22 | 22 | 630 | EC motor | 5060 | 1 | no | no | C | D | Epoxy coated aluminum | 2025-01-02 | 8 | 6 | yes | piece | 1
GCVC PD 063.2/23-47 | GCVC PD | 063.2/23-47 | 4247977 | finoox | GCVC 063.2D/2x3-2557-2-D/4/80/2.10/3600/AXS/1/015023 | 22219 | 3 | 2 | 2557 | Axial | 221844 | 222173 | 602.19 | 56343 | 900 | VT03144U.1 | 2647 | 0.85 | C | 46.81 | 78.77 | 54.8 | VerticalCompact-BCD_2x3 | 3684 | 800 | 2161 |  |  | 504.5 | 54 | 54 | 630 | EC motor | 5060 | 2 | no | no | D | D | Aluminum | 2025-01-02 | 4 | 4 | yes | piece | 1
GCVC PD 045.2/12-46 | GCVC PD | 045.2/12-46 | 4248974 | finoox | GCVC 045.2C/1x2-2530-1-D/6/32/2.10/1800/AXS/1/015023 | 5274 | 2 | 1 | 2530 | Axial | 46761 | 47049 | 180.66 | 8964 | 1200 | VT03007U.1 | 0.559 | 2025-01-01 | C | 46.1 | 77.48 | 2025-01-15 | VerticalCompact-BCD_1x2 | 1884 | 535 | 953 |  |  | 131.1 | 28 | 28 | 450 | EC motor | 5060 | 1 | no | no | C | D | Aluminum | 2025-01-02 | 8 | 6 | yes | piece | 1
GCVC PD 063.2/13-28 | GCVC PD | 063.2/13-28 | 4251350 | finoox | GCVC 063.2C/1x3-2504-1-D/4/32/2.10/2700/EXS/1/015023 | 8775 | 3 | 1 | 2504 | Axial | 45284 | 45364 | 180.66 | 10023 | 460 | VT03145U.1 | 0.181 | 0.3 | A+ | 28.34 | 59.85 | 15 | VerticalCompact-BCD_1x3 | 2784 | 615 | 953 |  |  | 173.6 | 28 | 28 | 630 | EC motor | 5060 | 1 | no | no | C | D | Epoxy coated aluminum | 2025-01-02 | 6 | 4 | yes | piece | 1
GCVC PD 050.2/22-54 | GCVC PD | 050.2/22-54 | 4245213 | finoox | GCVC 050.2C/2x2-2560-2-D/4/64/2.10/1800/AXS/1/015023 | 11235 | 2 | 2 | 2560 | Axial | 104688 | 104631 | 240.88 | 30012 | 1415 | VT03013U.1 | 2567 | 2021-01-01 | D | 53.96 | 85.59 | 2025-09-22 | VerticalCompact-BCD_2x2 | 1884 | 800 | 1761 |  |  | 245.9 | 42 | 42 | 500 | EC motor | 5060 | 2 | no | no | C | D | Aluminum | 2025-01-02 | 8 | 4 | yes | piece | 1
GCVC PD 050.2/12-52 | GCVC PD | 050.2/12-52 | 4250574 | finoox | GCVC 050.2D/1x2-2560-2-D/4/40/2.10/2400/EXS/1/015023 | 6854 | 2 | 1 | 2560 | Axial | 65946 | 65972 | 200.73 | 16449 | 1415 | VT03013U.1 | 1202 | 2021-01-01 | D | 52.01 | 83.53 | 2025-05-17 | VerticalCompact-BCD_1x2 | 2484 | 607 | 1153 |  |  | 176.2 | 35 | 35 | 500 | EC motor | 5060 | 2 | no | no | D | D | Epoxy coated aluminum | 2025-01-02 | 6 | 4 | yes | piece | 1
GCVC PD 050.2/23-46 | GCVC PD | 050.2/23-46 | 4246372 | finoox | GCVC 050.2D/2x3-2519-1-D/3/80/2.10/3600/AXS/1/015023 | 15027 | 3 | 2 | 2519 | Axial | 138004 | 137902 | 451.65 | 35653 | 1010 | VT03011U.1 | 1352 | 2015-01-01 | C | 46.19 | 78.16 | 40 | VerticalCompact-BCD_2x3 | 3684 | 800 | 2161 |  |  | 424 | 42 | 42 | 500 | EC motor | 5060 | 1 | no | no | D | D | Aluminum | 2025-01-02 | 4 | 3 | yes | piece | 1
GCVC PD 063.2/23-66 | GCVC PD | 063.2/23-66 | 4247936 | finoox | GCVC 063.2D/2x3-2550-2-D/6/80/2.10/3600/AXS/1/015023 | 31726 | 3 | 2 | 2550 | Axial | 356052 | 356254 | 903.29 | 80699 | 1285 | VT03143U.1 | 12296 | 2026-03-01 | E | 65.76 | 97.72 | 86.5 | VerticalCompact-BCD_2x3 | 3684 | 800 | 2161 |  |  | 717.7 | 76.1 | 76.1 | 630 | EC motor | 5060 | 2 | no | no | D | D | Aluminum | 2025-01-02 | 4 | 6 | yes | piece | 1
GCVC PD 050.2/21-53 | GCVC PD | 050.2/21-53 | 4245931 | finoox | GCVC 050.2D/2x1-2561-2-D/3/80/2.10/1200/EXS/1/015023 | 7239 | 1 | 2 | 2561 | Axial | 58308 | 58314 | 150.55 | 17727 | 1505 | VT03013U.1 | 1418 | 1938-01-01 | D | 53.46 | 85.11 | 14 | VerticalCompact-BCD_2x1 | 1284 | 800 | 2161 |  |  | 171.6 | 28 | 28 | 500 | EC motor | 5060 | 2 | no | no | D | D | Epoxy coated aluminum | 2025-01-02 | 10 | 3 | yes | piece | 1
GCVC PD 050.2/13-30 | GCVC PD | 050.2/13-30 | 4249787 | finoox | GCVC 050.2C/1x3-2512-1-D/3/32/2.10/2700/EXS/1/015023 | 6778 | 3 | 1 | 2512 | Axial | 35853 | 35801 | 135.49 | 9028 | 565 | VT03011U.1 | 0.156 | 0.28 | A | 30.25 | 61.75 | 2025-01-11 | VerticalCompact-BCD_1x3 | 2784 | 586 | 953 |  |  | 157.4 | 22 | 22 | 500 | EC motor | 5060 | 1 | no | no | C | D | Epoxy coated aluminum | 2025-01-02 | 6 | 3 | yes | piece | 1
GCVC PD 050.2/14-47 | GCVC PD | 050.2/14-47 | 4250074 | finoox | GCVC 050.2C/1x4-2521-1-D/3/32/2.10/3600/AXS/1/015023 | 8255 | 4 | 1 | 2521 | Axial | 76718 | 76574 | 180.66 | 24699 | 1135 | VT03011U.1 | 1351 | 1965-01-01 | D | 46.6 | 78.22 | 2025-05-15 | VerticalCompact-BCD_1x4 | 3684 | 586 | 953 |  |  | 205.4 | 35 | 35 | 500 | EC motor | 5060 | 1 | no | no | C | D | Aluminum | 2025-01-02 | 4 | 3 | yes | piece | 1
GCVC PD 063.2/13-41 | GCVC PD | 063.2/13-41 | 4252366 | finoox | GCVC 063.2D/1x3-2554-2-D/3/40/2.10/3600/AXS/1/015023 | 10097 | 3 | 1 | 2554 | Axial | 83211 | 83.18 | 225.82 | 23997 | 750 | VT03144U.1 | 0.762 | 0.6 | C | 40.61 | 72.29 | 2025-03-19 | VerticalCompact-BCD_1x3 | 3684 | 623 | 1153 |  |  | 238.2 | 35 | 35 | 630 | EC motor | 5060 | 2 | no | no | D | D | Aluminum | 2025-01-02 | 4 | 3 | yes | piece | 1
GCVC PD 050.2/23-56 | GCVC PD | 050.2/23-56 | 4245472 | finoox | GCVC 050.2C/2x3-2790-K-D/3/64/2.10/2700/AXS/1/015023 | 9441 | 3 | 2 | 2790 | Axial | 147782 | 147929 | 270.99 | 53744 | 1640 | VT03150U | 5954 | 1964-01-01 | E | 55.7 | 87.44 | 2025-07-27 | VerticalCompact-BCD_2x3 | 2784 | 800 | 1761 |  |  | 334 | 54 | 54 | 500 | AC motor | 60 | K | no | no | C | D | Aluminum | 2025-01-02 | 4 | 3 | yes | piece | 1
GCVC PD 080.3/12-45 | GCVC PD | 080.3/12-45 | 6127272 | finoox | GCVC 080.3D/1x2-3482-S-D/3/40/2.10/2400/AXS/1/015023 | 6612 | 2 | 1 | 3482 | Axial | 69794 | 69219 | 150.55 | 24187 | 650 | VT01526 | 2029 | 2025-07-01 | E | 44.64 | 76.16 | 2025-05-13 | VerticalCompact-BCD_1x2 | 2484 | 611 | 1153 |  |  | 206.6 | 35 | 35 | 800 | AC motor | 50 | S | no | no | D | D | Aluminum | 2025-01-02 | 6 | 3 | yes | piece | 1
GCVC PD 080.3/23-54 | GCVC PD | 080.3/23-54 | 6218852 | finoox | GCVC 080.3D/2x3-3560-2-D/3/80/2.10/3600/AXS/1/015023 | 32059 | 3 | 2 | 3560 | Axial | 301785 | 297286 | 451.65 | 119164 | 990 | VT01445U.3 | 1974-11-01 | 2025-01-03 | E | 54.11 | 86.07 | 46.5 | VerticalCompact-BCD_2x3 | 3684 | 800 | 2161 |  |  | 601.6 | 64 | 64 | 800 | EC motor | 5060 | 2 | no | no | D | D | Aluminum | 2025-01-02 | 2 | 3 | yes | piece | 1
GCVC PD 050.3/24-53 | GCVC PD | 050.3/24-53 | 6220847 | finoox | GCVC 050.3C/2x4-3617-X-D/6/64/2.10/3600/AXS/1/015023 | 15409 | 4 | 2 | 3617 | Axial | 251.15 | 252258 | 722.63 | 53467 | 1260 | VT01524 | 7762 | 2025-04-04 | E | 52.59 | 84.46 | 62.7 | VerticalCompact-BCD_2x4 | 3684 | 800 | 1761 |  |  | 547.1 | 54 | 54 | 500 | AC motor | 60 | X | no | no | C | D | Aluminum | 2025-01-02 | 4 | 6 | yes | piece | 1
GCVC PD 050.3/22-49 | GCVC PD | 050.3/22-49 | 6220592 | finoox | GCVC 050.3C/2x2-3616-W-D/4/64/2.10/1800/EXS/1/015023 | 7240 | 2 | 2 | 3616 | Axial | 97197 | 97177 | 240.88 | 27665 | 1240 | VT01524 | 2707 | 2025-02-03 | E | 49.38 | 81.01 | 2025-07-21 | VerticalCompact-BCD_2x2 | 1884 | 800 | 1761 |  |  | 249 | 35 | 35 | 500 | AC motor | 50 | W | no | no | C | D | Epoxy coated aluminum | 2025-01-02 | 8 | 4 | yes | piece | 1
GCVC PD 050.2/12-28 | GCVC PD | 050.2/12-28 | 4250387 | finoox | GCVC 050.2D/1x2-2337-S-D/3/40/2.10/2400/EXS/1/015023 | 4320 | 2 | 1 | 2337 | Axial | 29322 | 29301 | 150.55 | 6629 | 510 | VT01437 | 0.154 | 0.16 | A | 27.79 | 59.32 | 2025-04-12 | VerticalCompact-BCD_1x2 | 2484 | 596 | 1153 |  |  | 155.9 | 22 | 22 | 500 | AC motor | 50 | S | no | no | D | D | Epoxy coated aluminum | 2025-01-02 | 8 | 3 | yes | piece | 1
GCVC PD 050.2/13-31 | GCVC PD | 050.2/13-31 | 4250676 | finoox | GCVC 050.2D/1x3-2385-J-D/4/40/2.10/3600/EXS/1/015023 | 7190 | 3 | 1 | 2385 | Axial | 47534 | 47586 | 301.1 | 9251 | 430 | VT01435 | 0.397 | 0.32 | B | 30.97 | 62.64 | 2025-05-24 | VerticalCompact-BCD_1x3 | 3684 | 596 | 1153 |  |  | 258.9 | 28 | 28 | 500 | AC motor | 60 | J | no | no | D | D | Epoxy coated aluminum | 2025-01-02 | 6 | 4 | yes | piece | 1
GCVC PD 080.2/12-45 | GCVC PD | 080.2/12-45 | 4252725 | finoox | GCVC 080.2D/1x2-2449-2-D/4/40/2.10/2400/AXS/1/015023 | 8593 | 2 | 1 | 2449 | Axial | 88222 | 87835 | 200.73 | 25827 | 770 | VT03060U.1 | 1739 | 2025-05-01 | D | 45 | 76.52 | 2025-05-17 | VerticalCompact-BCD_1x2 | 2484 | 613 | 1153 |  |  | 187 | 35 | 35 | 800 | EC motor | 5060 | 2 | no | no | D | D | Aluminum | 2025-01-02 | 6 | 4 | yes | piece | 1
GCVC PD 050.2/11-32 | GCVC PD | 050.2/11-32 | 4250210 | finoox | GCVC 050.2D/1x1-2388-I-D/3/40/2.10/1200/AXS/1/015023 | 2512 | 1 | 1 | 2388 | Axial | 19023 | 19045 | 75.27 | 4554 | 710 | VT01437 | 0.151 | 0.34 | B | 32.02 | 63.38 | 2025-03-06 | VerticalCompact-BCD_1x1 | 1284 | 596 | 1153 |  |  | 83.9 | 16 | 16 | 500 | AC motor | 60 | I | no | no | D | D | Aluminum | 2025-01-02 | 10 | 3 | yes | piece | 1
GCVC PD 063.2/11-49 | GCVC PD | 063.2/11-49 | 4251671 | finoox | GCVC 063.2D/1x1-2357-S-D/4/40/2.10/1200/AXS/1/015023 | 4240 | 1 | 1 | 2357 | Axial | 44435 | 44541 | 100.37 | 12319 | 1040 | VT01441 | 1517 | 3 | E | 49.16 | 80.53 | 2025-01-09 | VerticalCompact-BCD_1x1 | 1284 | 606 | 1153 |  |  | 113.8 | 28 | 28 | 630 | AC motor | 50 | S | no | no | D | D | Aluminum | 2025-01-02 | 10 | 4 | yes | piece | 1
GCVC PD 045.2/13-53 | GCVC PD | 045.2/13-53 | 4249012 | finoox | GCVC 045.2C/1x3-2409-1-D/4/32/2.10/2700/EXS/1/015023 | 6778 | 3 | 1 | 2409 | Axial | 65306 | 65273 | 180.66 | 17931 | 1500 | VT03007U.1 | 1567 | 2025-02-02 | D | 52.65 | 84.15 | 2025-06-15 | VerticalCompact-BCD_1x3 | 2784 | 535 | 953 |  |  | 166.4 | 35 | 35 | 450 | EC motor | 5060 | 1 | no | no | C | D | Epoxy coated aluminum | 2025-01-02 | 6 | 4 | yes | piece | 1
GCVC PD 050.2/21-35 | GCVC PD | 050.2/21-35 | 4244871 | finoox | GCVC 050.2C/2x1-2390-K-D/3/64/2.10/900/EXS/1/015023 | 4152 | 1 | 2 | 2390 | Axial | 30604 | 30721 | 90.33 | 8700 | 760 | VT01437 | 0.347 | 0.35 | C | 34.68 | 66.19 | 2025-03-08 | VerticalCompact-BCD_2x1 | 984 | 800 | 1761 |  |  | 122.5 | 22 | 22 | 500 | AC motor | 60 | K | no | no | C | D | Epoxy coated aluminum | 2025-01-02 | 8 | 3 | yes | piece | 1
GCVC PD 080.2/12-26 | GCVC PD | 080.2/12-26 | 4252797 | finoox | GCVC 080.2D/1x2-2495-1-D/4/40/2.10/2400/EXS/1/015023 | 7854 | 2 | 1 | 2495 | Axial | 50352 | 50352 | 200.73 | 11387 | 365 | VT03062U.1 | 0.204 | 0.5 | A+ | 26.39 | 57.92 | 2025-08-16 | VerticalCompact-BCD_1x2 | 2484 | 608 | 1153 |  |  | 179.4 | 28 | 28 | 800 | EC motor | 5060 | 1 | no | no | D | D | Epoxy coated aluminum | 2025-01-02 | 8 | 4 | yes | piece | 1
GCVC PD 063.2/13-29 | GCVC PD | 063.2/13-29 | 4252292 | finoox | GCVC 063.2D/1x3-2506-1-D/4/40/2.10/3600/EXS/1/015023 | 10623 | 3 | 1 | 2506 | Axial | 69428 | 69616 | 301.1 | 14717 | 540 | VT03145U.1 | 0.238 | 0.45 | A+ | 28.98 | 60.66 | 2025-02-25 | VerticalCompact-BCD_1x3 | 3684 | 615 | 1153 |  |  | 247.3 | 35 | 35 | 630 | EC motor | 5060 | 1 | no | no | D | D | Epoxy coated aluminum | 2025-01-02 | 4 | 4 | yes | piece | 1
GCVC PD 050.2/13-37 | GCVC PD | 050.2/13-37 | 4249805 | finoox | GCVC 050.2C/1x3-2515-1-D/3/32/2.10/2700/EXS/1/015023 | 6781 | 3 | 1 | 2515 | Axial | 43261 | 43.34 | 135.49 | 12172 | 755 | VT03011U.1 | 0.325 | 0.58 | B | 36.56 | 68.07 | 2025-05-11 | VerticalCompact-BCD_1x3 | 2784 | 586 | 953 |  |  | 158 | 28 | 28 | 500 | EC motor | 5060 | 1 | no | no | C | D | Epoxy coated aluminum | 2025-01-02 | 6 | 3 | yes | piece | 1
GCVC PD 050.2/11-33 | GCVC PD | 050.2/11-33 | 4250280 | finoox | GCVC 050.2D/1x1-2515-1-D/4/40/2.10/1200/EXS/1/015023 | 3332 | 1 | 1 | 2515 | Axial | 20963 | 21047 | 100.37 | 4361 | 755 | VT03011U.1 | 0.103 | 0.58 | A | 32.54 | 63.9 | 2025-04-08 | VerticalCompact-BCD_1x1 | 1284 | 586 | 1153 |  |  | 88.9 | 18 | 18 | 500 | EC motor | 5060 | 1 | no | no | D | D | Epoxy coated aluminum | 2025-01-02 | 10 | 4 | yes | piece | 1
GCVC PD 063.2/22-32 | GCVC PD | 063.2/22-32 | 4246737 | finoox | GCVC 063.2C/2x2-2504-1-D/6/64/2.10/1800/EXS/1/015023 | 14025 | 2 | 2 | 2504 | Axial | 64761 | 65131 | 361.32 | 11601 | 460 | VT03145U.1 | 0.25 | 0.3 | A+ | 32.07 | 63.7 | 2025-01-30 | VerticalCompact-BCD_2x2 | 1884 | 800 | 1761 |  |  | 263.1 | 28 | 28 | 630 | EC motor | 5060 | 1 | no | no | C | D | Epoxy coated aluminum | 2025-01-02 | 8 | 6 | yes | piece | 1
GCVC PD 080.2/23-44 | GCVC PD | 080.2/23-44 | 4248728 | finoox | GCVC 080.2D/2x3-2542-2-D/3/80/2.10/3600/AXS/1/015023 | 25838 | 3 | 2 | 2542 | Axial | 196851 | 196666 | 451.65 | 64907 | 615 | VT03060U.1 | 2637 | 0.92 | C | 43.97 | 75.94 | 43.1 | VerticalCompact-BCD_2x3 | 3684 | 800 | 2161 |  |  | 490.2 | 54 | 54 | 800 | EC motor | 5060 | 2 | no | no | D | D | Aluminum | 2025-01-02 | 4 | 3 | yes | piece | 1
GCVC PD 050.2/23-57 | GCVC PD | 050.2/23-57 | 4246410 | finoox | GCVC 050.2D/2x3-2561-2-D/6/80/2.10/3600/AXS/1/015023 | 23436 | 3 | 2 | 2561 | Axial | 258358 | 259861 | 903.29 | 50897 | 1505 | VT03013U.1 | 4422 | 1938-01-01 | D | 57.22 | 89.18 | 81.5 | VerticalCompact-BCD_2x3 | 3684 | 800 | 2161 |  |  | 596.9 | 64 | 64 | 500 | EC motor | 5060 | 2 | no | no | D | D | Aluminum | 2025-01-02 | 4 | 6 | yes | piece | 1
GCVC PD 063.2/13-22 | GCVC PD | 063.2/13-22 | 4252264 | finoox | GCVC 063.2D/1x3-2502-1-D/3/40/2.10/3600/AXS/1/015023 | 9214 | 3 | 1 | 2502 | Axial | 46636 | 46567 | 225.82 | 10757 | 385 | VT03145U.1 | 0.105 | 0.2 | A+ | 21.68 | 53.37 | 2025-06-18 | VerticalCompact-BCD_1x3 | 3684 | 615 | 1153 |  |  | 224.9 | 28 | 28 | 630 | EC motor | 5060 | 1 | no | no | D | D | Aluminum | 2025-01-02 | 6 | 3 | yes | piece | 1
GCVC PD 050.2/12-33 | GCVC PD | 050.2/12-33 | 4250511 | finoox | GCVC 050.2D/1x2-2514-1-D/4/40/2.10/2400/AXS/1/015023 | 5465 | 2 | 1 | 2514 | Axial | 39545 | 39608 | 200.73 | 7980 | 695 | VT03011U.1 | 0.163 | 0.47 | A+ | 33.48 | 65 | 2025-03-16 | VerticalCompact-BCD_1x2 | 2484 | 586 | 1153 |  |  | 165.6 | 22 | 22 | 500 | EC motor | 5060 | 1 | no | no | D | D | Aluminum | 2025-01-02 | 8 | 4 | yes | piece | 1
GCVC PD 050.2/11-31 | GCVC PD | 050.2/11-31 | 4244083 | finoox | GCVC 050.2B/1x1-2514-1-D/4/24/2.10/720/EXS/1/015023 | 2436 | 1 | 1 | 2514 | Axial | 11488 | 11557 | 36.13 | 2844 | 695 | VT03011U.1 | 0.094 | 0.47 | B | 31.25 | 62.44 | 2025-02-03 | VerticalCompact-BCD_1x1 | 804 | 586 | 753 |  |  | 47.3 | 16 | 16 | 500 | EC motor | 5060 | 1 | no | no | B | D | Epoxy coated aluminum | 2025-01-02 | 12 | 4 | yes | piece | 1
GCVC PD 050.2/11-42 | GCVC PD | 050.2/11-42 | 4250312 | finoox | GCVC 050.2D/1x1-2521-1-D/3/40/2.10/1200/AXS/1/015023 | 3014 | 1 | 1 | 2521 | Axial | 24981 | 25006 | 75.27 | 6697 | 1135 | VT03011U.1 | 0.316 | 1965-01-01 | C | 41.59 | 72.95 | 2025-04-06 | VerticalCompact-BCD_1x1 | 1284 | 586 | 1153 |  |  | 81.7 | 18 | 18 | 500 | EC motor | 5060 | 1 | no | no | D | D | Aluminum | 2025-01-02 | 10 | 3 | yes | piece | 1
GCVC PD 045.2/24-50 | GCVC PD | 045.2/24-50 | 4244743 | finoox | GCVC 045.2C/2x4-2529-1-D/6/64/2.10/3600/EXS/1/015023 | 18820 | 4 | 2 | 2529 | Axial | 169411 | 169799 | 722.63 | 33508 | 1125 | VT03007U.1 | 1859 | 1 | C | 50.26 | 82.12 | 62.7 | VerticalCompact-BCD_2x4 | 3684 | 800 | 1761 |  |  | 486.1 | 54 | 54 | 450 | EC motor | 5060 | 1 | no | no | C | D | Epoxy coated aluminum | 2025-01-02 | 6 | 6 | yes | piece | 1
GCVC PD 080.2/11-45 | GCVC PD | 080.2/11-45 | 4252562 | finoox | GCVC 080.2D/1x1-2537-2-D/4/40/2.10/1200/EXS/1/015023 | 5745 | 1 | 1 | 2537 | Axial | 43186 | 43245 | 100.37 | 12366 | 750 | VT03059U.2 | 0.828 | 2025-05-01 | D | 44.73 | 76.1 | 2025-01-09 | VerticalCompact-BCD_1x1 | 1284 | 650 | 1153 |  |  | 108.5 | 28 | 28 | 800 | EC motor | 5060 | 2 | no | no | D | D | Epoxy coated aluminum | 2025-01-02 | 10 | 4 | yes | piece | 1
GCVC PD 080.2/11-40 | GCVC PD | 080.2/11-40 | 4252604 | finoox | GCVC 080.2D/1x1-2546-2-D/3/40/2.10/1200/AXS/1/015023 | 4793 | 1 | 1 | 2546 | Axial | 38234 | 38349 | 75.27 | 12989 | 730 | VT03060U.1 | 0.724 | 2025-03-01 | D | 40.42 | 71.79 | 2025-06-06 | VerticalCompact-BCD_1x1 | 1284 | 613 | 1153 |  |  | 92.3 | 22 | 22 | 800 | EC motor | 5060 | 2 | no | no | D | D | Aluminum | 2025-01-02 | 8 | 3 | yes | piece | 1
GCVC PD 050.2/24-57 | GCVC PD | 050.2/24-57 | 4245711 | finoox | GCVC 050.2C/2x4-2790-K-D/4/64/2.10/3600/EXS/1/015023 | 14023 | 4 | 2 | 2790 | Axial | 218207 | 217304 | 481.75 | 68384 | 1640 | VT03150U | 8143 | 1964-01-01 | E | 56.57 | 88.44 | 44 | VerticalCompact-BCD_2x4 | 3684 | 800 | 1761 |  |  | 465.9 | 54 | 54 | 500 | AC motor | 60 | K | no | no | C | D | Epoxy coated aluminum | 2025-01-02 | 4 | 4 | yes | piece | 1
GCVC PD 080.3/22-53 | GCVC PD | 080.3/22-53 | 6126137 | finoox | GCVC 080.3D/2x2-3560-2-D/3/80/2.10/2400/EXS/1/015023 | 22777 | 2 | 2 | 3560 | Axial | 183319 | 183811 | 301.1 | 79442 | 990 | VT01445U.3 | 7827 | 2025-01-03 | E | 52.5 | 84.31 | 31.6 | VerticalCompact-BCD_2x2 | 2484 | 800 | 2161 |  |  | 409.9 | 54 | 54 | 800 | EC motor | 5060 | 2 | no | no | D | D | Epoxy coated aluminum | 2025-01-02 | 4 | 3 | yes | piece | 1
GCVC PD 050.2/22-36 | GCVC PD | 050.2/22-36 | 4245975 | finoox | GCVC 050.2D/2x2-2336-D-D/6/80/2.10/2400/EXS/1/015023 | 11630 | 2 | 2 | 2336 | Axial | 90.54 | 89817 | 602.19 | 15435 | 660 | VT01437 | 0.494 | 0.33 | B | 36.13 | 67.93 | 50.5 | VerticalCompact-BCD_2x2 | 2484 | 800 | 2161 |  |  | 389.6 | 35 | 35 | 500 | AC motor | 50 | D | no | no | D | D | Epoxy coated aluminum | 2025-01-02 | 8 | 6 | yes | piece | 1
GCVC PD 050.2/11-44 | GCVC PD | 050.2/11-44 | 4250243 | finoox | GCVC 050.2D/1x1-2411-1-D/3/40/2.10/1200/EXS/1/015023 | 3160 | 1 | 1 | 2411 | Axial | 26184 | 26192 | 75.27 | 7454 | 1260 | VT03011U.1 | 0.429 | 2025-02-02 | D | 43.89 | 75.26 | 2025-04-06 | VerticalCompact-BCD_1x1 | 1284 | 586 | 1153 |  |  | 81.7 | 18 | 18 | 500 | EC motor | 5060 | 1 | no | no | D | D | Epoxy coated aluminum | 2025-01-02 | 10 | 3 | yes | piece | 1
GCVC PD 063.2/12-59 | GCVC PD | 063.2/12-59 | 4252094 | finoox | GCVC 063.2D/1x2-2549-2-D/4/40/2.10/2400/EXS/1/015023 | 9775 | 2 | 1 | 2549 | Axial | 87882 | 87476 | 200.73 | 27189 | 1210 | VT03143U.1 | 1931-03-01 | 1986-02-01 | E | 59.44 | 90.96 | 2025-05-17 | VerticalCompact-BCD_1x2 | 2484 | 611 | 1153 |  |  | 213.2 | 35 | 35 | 630 | EC motor | 5060 | 2 | no | no | D | D | Epoxy coated aluminum | 2025-01-02 | 6 | 4 | yes | piece | 1
GCVC PD 080.2/23-18 | GCVC PD | 080.2/23-18 | 4248633 | finoox | GCVC 080.2D/2x3-2488-1-D/4/80/2.10/3600/AXS/1/015023 | 23331 | 3 | 2 | 2488 | Axial | 91004 | 91198 | 602.19 | 17239 | 195 | VT03062U.1 | 0.147 | 0.12 | A+ | 17.85 | 49.81 | 50.2 | VerticalCompact-BCD_2x3 | 3684 | 800 | 2161 |  |  | 504.2 | 35 | 35 | 800 | EC motor | 5060 | 1 | no | no | D | D | Aluminum | 2025-01-02 | 6 | 4 | yes | piece | 1
GCVC PD 050.2/11-51 | GCVC PD | 050.2/11-51 | 4244128 | finoox | GCVC 050.2B/1x1-2562-2-D/3/24/2.10/720/AXS/1/015023 | 2787 | 1 | 1 | 2562 | Axial | 17498 | 17.69 | 2025-01-27 | 7417 | 1595 | VT03013U.1 | 0.955 | 1965-01-01 | E | 51.14 | 82.33 | 2025-04-02 | VerticalCompact-BCD_1x1 | 804 | 607 | 753 |  |  | 48.7 | 16 | 16 | 500 | EC motor | 5060 | 2 | no | no | B | D | Aluminum | 2025-01-02 | 8 | 3 | yes | piece | 1
GCVC PD 063.2/13-35 | GCVC PD | 063.2/13-35 | 4251366 | finoox | GCVC 063.2C/1x3-2507-1-D/6/32/2.10/2700/AXS/1/015023 | 9455 | 3 | 1 | 2507 | Axial | 58986 | 59123 | 270.99 | 11123 | 580 | VT03145U.1 | 0.334 | 0.55 | B | 35.36 | 66.87 | 22 | VerticalCompact-BCD_1x3 | 2784 | 615 | 953 |  |  | 199.6 | 28 | 28 | 630 | EC motor | 5060 | 1 | no | no | C | D | Aluminum | 2025-01-02 | 8 | 6 | yes | piece | 1
GCVC PD 063.2/13-19 | GCVC PD | 063.2/13-19 | 4252258 | finoox | GCVC 063.2D/1x3-2501-1-D/3/40/2.10/3600/AXS/1/015023 | 9214 | 3 | 1 | 2501 | Axial | 43.16 | 43095 | 225.82 | 9640 | 345 | VT03145U.1 | 0.085 | 0.15 | A+ | 19.39 | 51.07 | 2025-06-18 | VerticalCompact-BCD_1x3 | 3684 | 615 | 1153 |  |  | 224.9 | 28 | 28 | 630 | EC motor | 5060 | 1 | no | no | D | D | Aluminum | 2025-01-02 | 6 | 3 | yes | piece | 1
GCVC PD 035.2/13-44 | GCVC PD | 035.2/13-44 | 4243770 | finoox | GCVC 035.2B/1x3-2724-X-D/3/24/2.10/2160/EXS/1/015023 | 3178 | 3 | 1 | 2724 | Axial | 29708 | 29739 | 81.3 | 8714 | 1550 | VT03167U | 0.663 | 0.95 | D | 44.23 | 75.6 | 2025-08-06 | VerticalCompact-BCD_1x3a | 2244 | 518 | 753 |  |  | 101.8 | 22 | 22 | 350 | AC motor | 60 | X | no | no | B | D | Epoxy coated aluminum | 2025-01-02 | 6 | 3 | yes | piece | 1
GCVC PD 080.3/22-47 | GCVC PD | 080.3/22-47 | 6153552 | finoox | GCVC 080.3D/2x2-3563-2-D/4/80/2.10/2400/EXS/1/015023 | 24244 | 2 | 2 | 3563 | Axial | 160163 | 160209 | 401.46 | 45278 | 670 | VT01445U.3 | 2611 | 2015-01-01 | D | 47.3 | 79.11 | 39.4 | VerticalCompact-BCD_2x2 | 2484 | 800 | 2161 |  |  | 439 | 54 | 54 | 800 | EC motor | 5060 | 2 | no | no | D | D | Epoxy coated aluminum | 2025-01-02 | 6 | 4 | yes | piece | 1
GCVC PD 063.2/23-32 | GCVC PD | 063.2/23-32 | 4247761 | finoox | GCVC 063.2D/2x3-2358-D-D/4/80/2.10/3600/AXS/1/015023 | 16425 | 3 | 2 | 2358 | Axial | 124125 | 124185 | 602.19 | 25819 | 430 | VT01442 | 0.685 | 0.32 | A | 32.42 | 64.38 | 51.6 | VerticalCompact-BCD_2x3 | 3684 | 800 | 2161 |  |  | 493.5 | 42 | 42 | 630 | AC motor | 50 | D | no | no | D | D | Aluminum | 2025-01-02 | 6 | 4 | yes | piece | 1
GCVC PD 063.2/13-23 | GCVC PD | 063.2/13-23 | 4252175 | finoox | GCVC 063.2D/1x3-2359-S-D/4/40/2.10/3600/AXS/1/015023 | 8231 | 3 | 1 | 2359 | Axial | 52189 | 52259 | 301.1 | 10289 | 320 | VT01442 | 0.188 | 0.14 | A+ | 22.77 | 54.45 | 2025-05-24 | VerticalCompact-BCD_1x3 | 3684 | 598 | 1153 |  |  | 256.8 | 28 | 28 | 630 | AC motor | 50 | S | no | no | D | D | Aluminum | 2025-01-02 | 6 | 4 | yes | piece | 1
GCVC PD 050.2/11-34 | GCVC PD | 050.2/11-34 | 4244030 | finoox | GCVC 050.2B/1x1-2354-W-D/3/24/2.10/720/AXS/1/015023 | 1810 | 1 | 1 | 2354 | Axial | 12008 | 12075 | 2025-01-27 | 3839 | 865 | VT03093U | 0.222 | 0.97 | D | 33.5 | 64.68 | 2025-04-02 | VerticalCompact-BCD_1x1 | 804 | 569 | 753 |  |  | 47.2 | 16 | 16 | 500 | AC motor | 50 | W | no | no | B | D | Aluminum | 2025-01-02 | 12 | 3 | yes | piece | 1
GCVC PD 063.2/14-42 | GCVC PD | 063.2/14-42 | 4251524 | finoox | GCVC 063.2C/1x4-2414-1-D/6/32/2.10/3600/AXS/1/015023 | 12280 | 4 | 1 | 2414 | Axial | 103288 | 103879 | 361.32 | 20341 | 770 | VT03145U.1 | 0.992 | 2015-01-01 | C | 42.21 | 73.83 | 2025-03-31 | VerticalCompact-BCD_1x4 | 3684 | 615 | 953 |  |  | 265.3 | 35 | 35 | 630 | EC motor | 5060 | 1 | no | no | C | D | Aluminum | 2025-01-02 | 4 | 6 | yes | piece | 1
GCVC PD 050.2/11-51 | GCVC PD | 050.2/11-51 | 4249305 | finoox | GCVC 050.2C/1x1-2420-2-D/6/32/2.10/900/EXS/1/015023 | 3721 | 1 | 1 | 2420 | Axial | 35373 | 35.69 | 90.33 | 8268 | 1600 | VT03013U.1 | 0.973 | 1965-01-01 | E | 50.63 | 81.9 | 2025-08-07 | VerticalCompact-BCD_1x1 | 984 | 607 | 953 |  |  | 77.5 | 22 | 22 | 500 | EC motor | 5060 | 2 | no | no | C | D | Epoxy coated aluminum | 2025-01-02 | 8 | 6 | yes | piece | 1
GCVC PD 063.2/13-68 | GCVC PD | 063.2/13-68 | 4251307 | finoox | GCVC 063.2C/1x3-2412-2-D/4/32/2.10/2700/AXS/1/015023 | 11750 | 3 | 1 | 2412 | Axial | 115332 | 115238 | 180.66 | 42241 | 1510 | VT03143U.1 | 10296 | 5 | E | 67.94 | 99.45 | 2025-02-16 | VerticalCompact-BCD_1x3 | 2784 | 611 | 953 |  |  | 242 | 42 | 42 | 630 | EC motor | 5060 | 2 | no | no | C | D | Aluminum | 2025-01-02 | 4 | 4 | yes | piece | 1
GCVC PD 063.2/23-68 | GCVC PD | 063.2/23-68 | 4247829 | finoox | GCVC 063.2D/2x3-2412-2-D/3/80/2.10/3600/EXS/1/015023 | 26656 | 3 | 2 | 2412 | Axial | 239015 | 237153 | 451.65 | 106362 | 1510 | VT03143U.1 | 18871 | 5 | E | 68.3 | 100.26 | 43.1 | VerticalCompact-BCD_2x3 | 3684 | 800 | 2161 |  |  | 568.7 | 54 | 54 | 630 | EC motor | 5060 | 2 | no | no | D | D | Epoxy coated aluminum | 2025-01-02 | 4 | 3 | yes | piece | 1
GCVC PD 063.2/13-63 | GCVC PD | 063.2/13-63 | 4251403 | finoox | GCVC 063.2C/1x3-2549-2-D/4/32/2.10/2700/AXS/1/015023 | 11750 | 3 | 1 | 2549 | Axial | 101771 | 102538 | 180.66 | 33188 | 1210 | VT03143U.1 | 5296 | 1986-02-01 | E | 63.28 | 94.79 | 2025-02-16 | VerticalCompact-BCD_1x3 | 2784 | 611 | 953 |  |  | 242 | 42 | 42 | 630 | EC motor | 5060 | 2 | no | no | C | D | Aluminum | 2025-01-02 | 4 | 4 | yes | piece | 1
GCVC PD 050.2/23-58 | GCVC PD | 050.2/23-58 | 4245464 | finoox | GCVC 050.2C/2x3-2562-2-D/4/64/2.10/2700/EXS/1/015023 | 17839 | 3 | 2 | 2562 | Axial | 170562 | 170965 | 361.32 | 50881 | 1595 | VT03013U.1 | 5441 | 1965-01-01 | E | 58.19 | 89.93 | 34.7 | VerticalCompact-BCD_2x3 | 2784 | 800 | 1761 |  |  | 360.2 | 54 | 54 | 500 | EC motor | 5060 | 2 | no | no | C | D | Epoxy coated aluminum | 2025-01-02 | 4 | 4 | yes | piece | 1
GCVC PD 050.2/11-52 | GCVC PD | 050.2/11-52 | 4249404 | finoox | GCVC 050.2C/1x1-2563-2-D/6/32/2.10/900/AXS/1/015023 | 3550 | 1 | 1 | 2563 | Axial | 36653 | 36.99 | 90.33 | 8368 | 1680 | VT03013U.1 | 1098 | 1975-01-01 | E | 51.95 | 83.22 | 2025-08-07 | VerticalCompact-BCD_1x1 | 984 | 607 | 953 |  |  | 77.5 | 22 | 22 | 500 | EC motor | 5060 | 2 | no | no | C | D | Aluminum | 2025-01-02 | 8 | 6 | yes | piece | 1
GCVC PD 050.2/11-52 | GCVC PD | 050.2/11-52 | 4249405 | finoox | GCVC 050.2C/1x1-2563-2-D/3/32/2.10/900/EXS/1/015023 | 3208 | 1 | 1 | 2563 | Axial | 24.24 | 24379 | 45.16 | 9246 | 1680 | VT03013U.1 | 1044 | 1975-01-01 | E | 52.28 | 83.55 | 4 | VerticalCompact-BCD_1x1 | 984 | 607 | 953 |  |  | 63.9 | 18 | 18 | 500 | EC motor | 5060 | 2 | no | no | C | D | Epoxy coated aluminum | 2025-01-02 | 8 | 3 | yes | piece | 1
GCVC PD 063.2/11-30 | GCVC PD | 063.2/11-30 | 4250962 | finoox | GCVC 063.2C/1x1-2508-1-D/4/32/2.10/900/EXS/1/015023 | 3896 | 1 | 1 | 2508 | Axial | 18766 | 18874 | 60.22 | 4564 | 615 | VT03145U.1 | 0.127 | 0.65 | B | 29.65 | 60.92 | 2025-01-05 | VerticalCompact-BCD_1x1 | 984 | 615 | 953 |  |  | 64.5 | 16 | 16 | 630 | EC motor | 5060 | 1 | no | no | C | D | Epoxy coated aluminum | 2025-01-02 | 8 | 4 | yes | piece | 1
GCVC PD 050.2/22-48 | GCVC PD | 050.2/22-48 | 4246152 | finoox | GCVC 050.2D/2x2-2522-1-D/6/80/2.10/2400/AXS/1/015023 | 13006 | 2 | 2 | 2522 | Axial | 141547 | 142216 | 602.19 | 26936 | 1200 | VT03011U.1 | 1542 | 2025-09-01 | C | 47.85 | 79.66 | 52 | VerticalCompact-BCD_2x2 | 2484 | 800 | 2161 |  |  | 382.6 | 42 | 42 | 500 | EC motor | 5060 | 1 | no | no | D | D | Aluminum | 2025-01-02 | 8 | 6 | yes | piece | 1
GCVC PD 050.2/13-47 | GCVC PD | 050.2/13-47 | 4249847 | finoox | GCVC 050.2C/1x3-2522-1-D/3/32/2.10/2700/EXS/1/015023 | 6804 | 3 | 1 | 2522 | Axial | 60045 | 60101 | 135.49 | 19587 | 1200 | VT03011U.1 | 1184 | 2025-09-01 | D | 46.65 | 78.16 | 2025-05-11 | VerticalCompact-BCD_1x3 | 2784 | 586 | 953 |  |  | 158 | 28 | 28 | 500 | EC motor | 5060 | 1 | no | no | C | D | Epoxy coated aluminum | 2025-01-02 | 4 | 3 | yes | piece | 1
GCVC PD 063.2/23-27 | GCVC PD | 063.2/23-27 | 4246927 | finoox | GCVC 063.2C/2x3-2502-1-D/4/64/2.10/2700/AXS/1/015023 | 16629 | 3 | 2 | 2502 | Axial | 77778 | 77806 | 361.32 | 16443 | 385 | VT03145U.1 | 0.236 | 0.2 | A+ | 27.43 | 59.18 | 2025-09-30 | VerticalCompact-BCD_2x3 | 2784 | 800 | 1761 |  |  | 330.6 | 35 | 35 | 630 | EC motor | 5060 | 1 | no | no | C | D | Aluminum | 2025-01-02 | 8 | 4 | yes | piece | 1
GCVC PD 050.2/24-45 | GCVC PD | 050.2/24-45 | 4245652 | finoox | GCVC 050.2C/2x4-2518-1-D/4/64/2.10/3600/EXS/1/015023 | 18559 | 4 | 2 | 2518 | Axial | 159.61 | 159677 | 481.75 | 39509 | 945 | VT03011U.1 | 1639 | 1 | C | 45.16 | 77.03 | 44 | VerticalCompact-BCD_2x4 | 3684 | 800 | 1761 |  |  | 429.1 | 54 | 54 | 500 | EC motor | 5060 | 1 | no | no | C | D | Epoxy coated aluminum | 2025-01-02 | 4 | 4 | yes | piece | 1
GCVC PD 050.2/23-34 | GCVC PD | 050.2/23-34 | 4246333 | finoox | GCVC 050.2D/2x3-2512-1-D/3/80/2.10/3600/EXS/1/015023 | 15835 | 3 | 2 | 2512 | Axial | 87002 | 86884 | 451.65 | 19857 | 565 | VT03011U.1 | 0.293 | 0.28 | A+ | 33.6 | 65.56 | 38.5 | VerticalCompact-BCD_2x3 | 3684 | 800 | 2161 |  |  | 421.3 | 35 | 35 | 500 | EC motor | 5060 | 1 | no | no | D | D | Epoxy coated aluminum | 2025-01-02 | 6 | 3 | yes | piece | 1
GCVC PD 050.2/11-41 | GCVC PD | 050.2/11-41 | 4250313 | finoox | GCVC 050.2D/1x1-2521-1-D/4/40/2.10/1200/AXS/1/015023 | 3169 | 1 | 1 | 2521 | Axial | 29211 | 29324 | 100.37 | 6596 | 1135 | VT03011U.1 | 0.32 | 1965-01-01 | C | 41.43 | 72.79 | 2025-06-08 | VerticalCompact-BCD_1x1 | 1284 | 586 | 1153 |  |  | 89.6 | 22 | 22 | 500 | EC motor | 5060 | 1 | no | no | D | D | Aluminum | 2025-01-02 | 10 | 4 | yes | piece | 1
GCVC PD 050.2/23-57 | GCVC PD | 050.2/23-57 | 4246429 | finoox | GCVC 050.2D/2x3-2790-K-D/3/80/2.10/3600/EXS/1/015023 | 12673 | 3 | 2 | 2790 | Axial | 184048 | 183.86 | 451.65 | 60333 | 1640 | VT03150U | 5513 | 1964-01-01 | E | 56.98 | 88.94 | 43.1 | VerticalCompact-BCD_2x3 | 3684 | 800 | 2161 |  |  | 457.7 | 54 | 54 | 500 | AC motor | 60 | K | no | no | D | D | Epoxy coated aluminum | 2025-01-02 | 4 | 3 | yes | piece | 1
GCVC PD 050.2/11-45 | GCVC PD | 050.2/11-45 | 4249219 | finoox | GCVC 050.2C/1x1-2349-I-D/4/32/2.10/900/AXS/1/015023 | 2258 | 1 | 1 | 2349 | Axial | 29141 | 29368 | 60.22 | 8418 | 1590 | VT03150U | 0.888 | 2025-07-01 | E | 44.96 | 76.23 | 2025-04-05 | VerticalCompact-BCD_1x1 | 984 | 569 | 953 |  |  | 68.8 | 22 | 22 | 500 | AC motor | 60 | I | no | no | C | D | Aluminum | 2025-01-02 | 8 | 4 | yes | piece | 1
GCVC PD 050.2/13-51 | GCVC PD | 050.2/13-51 | 4250646 | finoox | GCVC 050.2D/1x3-2349-I-D/4/40/2.10/3600/EXS/1/015023 | 7387 | 3 | 1 | 2349 | Axial | 108314 | 108409 | 301.1 | 28208 | 1590 | VT03150U | 2467 | 2025-07-01 | D | 51.38 | 83.05 | 26 | VerticalCompact-BCD_1x3 | 3684 | 569 | 1153 |  |  | 259.9 | 42 | 42 | 500 | AC motor | 60 | I | no | no | D | D | Epoxy coated aluminum | 2025-01-02 | 4 | 4 | yes | piece | 1
GCVC PD 050.2/24-38 | GCVC PD | 050.2/24-38 | 4245562 | finoox | GCVC 050.2C/2x4-2387-L-D/4/64/2.10/3600/EXS/1/015023 | 13681 | 4 | 2 | 2387 | Axial | 114618 | 114808 | 481.75 | 24544 | 500 | VT01435 | 1416 | 0.37 | C | 37.66 | 69.52 | 41.4 | VerticalCompact-BCD_2x4 | 3684 | 800 | 1761 |  |  | 463.9 | 42 | 42 | 500 | AC motor | 60 | L | no | no | C | D | Epoxy coated aluminum | 2025-01-02 | 4 | 4 | yes | piece | 1
GCVC PD 050.2/12-39 | GCVC PD | 050.2/12-39 | 4250422 | finoox | GCVC 050.2D/1x2-2355-X-D/6/40/2.10/2400/AXS/1/015023 | 5413 | 2 | 1 | 2355 | Axial | 58149 | 58471 | 301.1 | 10480 | 810 | VT03093U | 0.574 | 2025-03-01 | C | 39.4 | 70.92 | 2025-06-24 | VerticalCompact-BCD_1x2 | 2484 | 569 | 1153 |  |  | 201.5 | 28 | 28 | 500 | AC motor | 60 | X | no | no | D | D | Aluminum | 2025-01-02 | 8 | 6 | yes | piece | 1
GCVC PD 050.2/13-47 | GCVC PD | 050.2/13-47 | 4250640 | finoox | GCVC 050.2D/1x3-2348-S-D/4/40/2.10/3600/EXS/1/015023 | 7315 | 3 | 1 | 2348 | Axial | 93222 | 93296 | 301.1 | 22242 | 1180 | VT03150U | 1521 | 0.9 | D | 46.88 | 78.56 | 2025-02-25 | VerticalCompact-BCD_1x3 | 3684 | 569 | 1153 |  |  | 258.4 | 35 | 35 | 500 | AC motor | 50 | S | no | no | D | D | Epoxy coated aluminum | 2025-01-02 | 4 | 4 | yes | piece | 1
GCVC PD 063.2/24-43 | GCVC PD | 063.2/24-43 | 4247221 | finoox | GCVC 063.2C/2x4-2553-2-D/6/64/2.10/3600/EXS/1/015023 | 28679 | 4 | 2 | 2553 | Axial | 210562 | 211.54 | 722.63 | 42850 | 700 | VT03144U.1 | 2073 | 0.52 | C | 43.21 | 75.07 | 62.7 | VerticalCompact-BCD_2x4 | 3684 | 800 | 1761 |  |  | 540.6 | 54 | 54 | 630 | EC motor | 5060 | 2 | no | no | C | D | Epoxy coated aluminum | 2025-01-02 | 4 | 6 | yes | piece | 1
GCVC PD 063.2/23-36 | GCVC PD | 063.2/23-36 | 4247902 | finoox | GCVC 063.2D/2x3-2509-1-D/4/80/2.10/3600/EXS/1/015023 | 21673 | 3 | 2 | 2509 | Axial | 161199 | 161.42 | 602.19 | 36047 | 655 | VT03145U.1 | 0.796 | 0.75 | A | 35.92 | 67.88 | 54.8 | VerticalCompact-BCD_2x3 | 3684 | 800 | 2161 |  |  | 479.3 | 54 | 54 | 630 | EC motor | 5060 | 1 | no | no | D | D | Epoxy coated aluminum | 2025-01-02 | 4 | 4 | yes | piece | 1
GCVC PD 063.2/13-26 | GCVC PD | 063.2/13-26 | 4252281 | finoox | GCVC 063.2D/1x3-2504-1-D/6/40/2.10/3600/EXS/1/015023 | 12544 | 3 | 1 | 2504 | Axial | 66568 | 67058 | 451.65 | 11545 | 460 | VT03145U.1 | 0.17 | 0.3 | A+ | 26.16 | 57.84 | 36.9 | VerticalCompact-BCD_1x3 | 3684 | 615 | 1153 |  |  | 290.7 | 35 | 35 | 630 | EC motor | 5060 | 1 | no | no | D | D | Epoxy coated aluminum | 2025-01-02 | 6 | 6 | yes | piece | 1
GCVC PD 050.2/21-37 | GCVC PD | 050.2/21-37 | 4245875 | finoox | GCVC 050.2D/2x1-2516-1-D/4/80/2.10/1200/AXS/1/015023 | 6285 | 1 | 2 | 2516 | Axial | 45386 | 45595 | 200.73 | 9464 | 820 | VT03011U.1 | 0.255 | 0.68 | B | 37.02 | 68.67 | 2025-01-18 | VerticalCompact-BCD_2x1 | 1284 | 800 | 2161 |  |  | 177 | 28 | 28 | 500 | EC motor | 5060 | 1 | no | no | D | D | Aluminum | 2025-01-02 | 10 | 4 | yes | piece | 1
GCVC PD 050.2/21-36 | GCVC PD | 050.2/21-36 | 4244932 | finoox | GCVC 050.2C/2x1-2516-1-D/4/64/2.10/900/EXS/1/015023 | 5496 | 1 | 2 | 2516 | Axial | 35793 | 35907 | 120.44 | 8507 | 820 | VT03011U.1 | 0.275 | 0.68 | B | 36.36 | 67.87 | 2025-07-10 | VerticalCompact-BCD_2x1 | 984 | 800 | 1761 |  |  | 126.4 | 22 | 22 | 500 | EC motor | 5060 | 1 | no | no | C | D | Epoxy coated aluminum | 2025-01-02 | 12 | 4 | yes | piece | 1
GCVC PD 050.2/22-39 | GCVC PD | 050.2/22-39 | 4245168 | finoox | GCVC 050.2C/2x2-2516-1-D/4/64/2.10/1800/EXS/1/015023 | 9512 | 2 | 2 | 2516 | Axial | 72233 | 72253 | 240.88 | 17013 | 820 | VT03011U.1 | 0.55 | 0.68 | B | 39.25 | 70.88 | 2025-07-21 | VerticalCompact-BCD_2x2 | 1884 | 800 | 1761 |  |  | 225.4 | 35 | 35 | 500 | EC motor | 5060 | 1 | no | no | C | D | Epoxy coated aluminum | 2025-01-02 | 8 | 4 | yes | piece | 1
GCVC PD 080.2/23-56 | GCVC PD | 080.2/23-56 | 4248715 | finoox | GCVC 080.2D/2x3-2539-2-D/6/80/2.10/3600/EXS/1/015023 | 37756 | 3 | 2 | 2539 | Axial | 327732 | 328489 | 903.29 | 73987 | 850 | VT03059U.2 | 7355 | 2019-02-01 | D | 56.44 | 88.4 | 81.5 | VerticalCompact-BCD_2x3 | 3684 | 800 | 2161 |  |  | 678.6 | 64 | 64 | 800 | EC motor | 5060 | 2 | no | no | D | D | Epoxy coated aluminum | 2025-01-02 | 4 | 6 | yes | piece | 1
GCVC PD 080.2/21-21 | GCVC PD | 080.2/21-21 | 4248100 | finoox | GCVC 080.2D/2x1-2492-1-D/3/80/2.10/1200/AXS/1/015023 | 7317 | 1 | 2 | 2492 | Axial | 39491 | 39539 | 150.55 | 9588 | 295 | VT03062U.1 | 0.112 | 0.3 | A+ | 20.91 | 52.56 | 2025-02-13 | VerticalCompact-BCD_2x1 | 1284 | 800 | 2161 |  |  | 174.1 | 22 | 22 | 800 | EC motor | 5060 | 1 | no | no | D | D | Aluminum | 2025-01-02 | 10 | 3 | yes | piece | 1
GCVC PD 063.2/24-27 | GCVC PD | 063.2/24-27 | 4247122 | finoox | GCVC 063.2C/2x4-2500-1-D/6/64/2.10/3600/AXS/1/015023 | 24332 | 4 | 2 | 2500 | Axial | 88725 | 89517 | 722.63 | 14832 | 310 | VT03145U.1 | 0.208 | 0.13 | A+ | 26.83 | 58.69 | 58.9 | VerticalCompact-BCD_2x4 | 3684 | 800 | 1761 |  |  | 499.8 | 35 | 35 | 630 | EC motor | 5060 | 1 | no | no | C | D | Aluminum | 2025-01-02 | 6 | 6 | yes | piece | 1
GCVC PD 050.2/12-29 | GCVC PD | 050.2/12-29 | 4244210 | finoox | GCVC 050.2B/1x2-2512-1-D/3/24/2.10/1440/EXS/1/015023 | 3925 | 2 | 1 | 2512 | Axial | 17.94 | 17956 | 54.2 | 4938 | 565 | VT03011U.1 | 0.111 | 0.28 | B | 2025-07-29 | 60.36 | 2025-05-04 | VerticalCompact-BCD_1x2 | 1524 | 586 | 753 |  |  | 78.7 | 16 | 16 | 500 | EC motor | 5060 | 1 | no | no | B | D | Epoxy coated aluminum | 2025-01-02 | 8 | 3 | yes | piece | 1
GCVC PD 050.2/22-47 | GCVC PD | 050.2/22-47 | 4246149 | finoox | GCVC 050.2D/2x2-2521-1-D/6/80/2.10/2400/EXS/1/015023 | 14024 | 2 | 2 | 2521 | Axial | 133826 | 134345 | 602.19 | 25483 | 1135 | VT03011U.1 | 1932-01-01 | 1965-01-01 | C | 46.67 | 78.48 | 52 | VerticalCompact-BCD_2x2 | 2484 | 800 | 2161 |  |  | 382.6 | 42 | 42 | 500 | EC motor | 5060 | 1 | no | no | D | D | Epoxy coated aluminum | 2025-01-02 | 8 | 6 | yes | piece | 1
GCVC PD 045.2/11-41 | GCVC PD | 045.2/11-41 | 4243858 | finoox | GCVC 045.2B/1x1-2528-1-D/3/24/2.10/720/EXS/1/015023 | 2429 | 1 | 1 | 2528 | Axial | 2025-11-01 | 11329 | 2025-01-27 | 3671 | 1050 | VT03007U.1 | 0.192 | 0.84 | D | 40.85 | 72.03 | 2025-04-02 | VerticalCompact-BCD_1x1 | 804 | 535 | 753 |  |  | 42.4 | 16 | 16 | 450 | EC motor | 5060 | 1 | no | no | B | D | Epoxy coated aluminum | 2025-01-02 | 8 | 3 | yes | piece | 1
GCVC PD 080.2/21-59 | GCVC PD | 080.2/21-59 | 4248242 | finoox | GCVC 080.2D/2x1-2659-L-D/3/80/2.10/1200/AXS/1/015023 | 6841 | 1 | 2 | 2659 | Axial | 89087 | 89376 | 150.55 | 34530 | 1070 | VT01384U | 3597 | 2025-03-03 | E | 58.8 | 90.45 | 2025-04-15 | VerticalCompact-BCD_2x1 | 1284 | 800 | 2161 |  |  | 206.1 | 35 | 35 | 800 | AC motor | 60 | L | no | no | D | D | Aluminum | 2025-01-02 | 8 | 3 | yes | piece | 1
GCVC PD 080.3/12-46 | GCVC PD | 080.3/12-46 | 6152794 | finoox | GCVC 080.3D/1x2-3488-I-D/4/40/2.10/2400/AXS/1/015023 | 7127 | 2 | 1 | 3488 | Axial | 87.57 | 87196 | 200.73 | 25465 | 720 | VT01371 | 2366 | 1935-02-01 | E | 46.45 | 77.97 | 2025-05-17 | VerticalCompact-BCD_1x2 | 2484 | 605 | 1153 |  |  | 223.6 | 35 | 35 | 800 | AC motor | 60 | I | no | no | D | D | Aluminum | 2025-01-02 | 6 | 4 | yes | piece | 1
GCVC PD 080.3/22-55 | GCVC PD | 080.3/22-55 | 6105191 | finoox | GCVC 080.3D/2x2-3483-K-D/3/80/2.10/2400/EXS/1/015023 | 15433 | 2 | 2 | 3483 | Axial | 176679 | 177159 | 301.1 | 73352 | 960 | VT01526 | 10488 | 4 | E | 55.13 | 86.94 | 31.6 | VerticalCompact-BCD_2x2 | 2484 | 800 | 2161 |  |  | 407.5 | 54 | 54 | 800 | AC motor | 60 | K | no | no | D | D | Epoxy coated aluminum | 2025-01-02 | 4 | 3 | yes | piece | 1
GCVC PD 080.3/13-51 | GCVC PD | 080.3/13-51 | 6205070 | finoox | GCVC 080.3D/1x3-3562-2-D/4/40/2.10/3600/AXS/1/015023 | 14659 | 3 | 1 | 3562 | Axial | 138358 | 138343 | 301.1 | 41345 | 800 | VT01445U.3 | 3262 | 1985-01-01 | D | 51.49 | 83.17 | 26 | VerticalCompact-BCD_1x3 | 3684 | 620 | 1153 |  |  | 328.9 | 42 | 42 | 800 | EC motor | 5060 | 2 | no | no | D | D | Aluminum | 2025-01-02 | 4 | 4 | yes | piece | 1
GCVC PD 050.2/21-32 | GCVC PD | 050.2/21-32 | 4245724 | finoox | GCVC 050.2D/2x1-2333-S-D/3/80/2.10/1200/AXS/1/015023 | 4766 | 1 | 2 | 2333 | Axial | 33733 | 33769 | 150.55 | 7757 | 530 | VT01435 | 0.295 | 0.35 | C | 32.06 | 63.71 | 2025-02-13 | VerticalCompact-BCD_2x1 | 1284 | 800 | 2161 |  |  | 171 | 22 | 22 | 500 | AC motor | 50 | S | no | no | D | D | Aluminum | 2025-01-02 | 10 | 3 | yes | piece | 1
GCVC PD 050.2/13-31 | GCVC PD | 050.2/13-31 | 4249664 | finoox | GCVC 050.2C/1x3-2333-S-D/4/32/2.10/2700/EXS/1/015023 | 5567 | 3 | 1 | 2333 | Axial | 44371 | 44476 | 180.66 | 9750 | 530 | VT01435 | 0.448 | 0.35 | C | 31.41 | 62.92 | 15 | VerticalCompact-BCD_1x3 | 2784 | 596 | 953 |  |  | 185.9 | 28 | 28 | 500 | AC motor | 50 | S | no | no | C | D | Epoxy coated aluminum | 2025-01-02 | 6 | 4 | yes | piece | 1
GCVC PD 080.2/12-45 | GCVC PD | 080.2/12-45 | 4252728 | finoox | GCVC 080.2D/1x2-2449-2-D/4/40/2.10/2400/EXS/1/015023 | 9013 | 2 | 1 | 2449 | Axial | 85343 | 85275 | 200.73 | 25827 | 770 | VT03060U.1 | 1739 | 2025-05-01 | D | 45 | 76.52 | 2025-05-17 | VerticalCompact-BCD_1x2 | 2484 | 613 | 1153 |  |  | 187 | 35 | 35 | 800 | EC motor | 5060 | 2 | no | no | D | D | Epoxy coated aluminum | 2025-01-02 | 6 | 4 | yes | piece | 1
GCVC PD 050.2/13-48 | GCVC PD | 050.2/13-48 | 4249769 | finoox | GCVC 050.2C/1x3-2411-1-D/3/32/2.10/2700/EXS/1/015023 | 6804 | 3 | 1 | 2411 | Axial | 61873 | 61936 | 135.49 | 20656 | 1260 | VT03011U.1 | 1375 | 2025-02-02 | D | 47.78 | 79.29 | 2025-05-11 | VerticalCompact-BCD_1x3 | 2784 | 586 | 953 |  |  | 158 | 28 | 28 | 500 | EC motor | 5060 | 1 | no | no | C | D | Epoxy coated aluminum | 2025-01-02 | 4 | 3 | yes | piece | 1
GCVC PD 050.2/11-19 | GCVC PD | 050.2/11-19 | 4250220 | finoox | GCVC 050.2D/1x1-2389-J-D/4/40/2.10/1200/EXS/1/015023 | 2804 | 1 | 1 | 2389 | Axial | 14707 | 14778 | 100.37 | 2813 | 450 | VT01437 | 0.081 | 0.17 | B | 19.44 | 50.8 | 2025-03-08 | VerticalCompact-BCD_1x1 | 1284 | 596 | 1153 |  |  | 91.2 | 16 | 16 | 500 | AC motor | 60 | J | no | no | D | D | Epoxy coated aluminum | 2025-01-02 | 10 | 4 | yes | piece | 1
GCVC PD 050.2/23-55 | GCVC PD | 050.2/23-55 | 4246397 | finoox | GCVC 050.2D/2x3-2559-2-D/4/80/2.10/3600/AXS/1/015023 | 20061 | 3 | 2 | 2559 | Axial | 195334 | 195632 | 602.19 | 46210 | 1330 | VT03013U.1 | 2984 | 2025-08-01 | D | 54.92 | 86.88 | 54.8 | VerticalCompact-BCD_2x3 | 3684 | 800 | 2161 |  |  | 501.5 | 54 | 54 | 500 | EC motor | 5060 | 2 | no | no | D | D | Aluminum | 2025-01-02 | 4 | 4 | yes | piece | 1
GCVC PD 063.2/12-32 | GCVC PD | 063.2/12-32 | 4251154 | finoox | GCVC 063.2C/1x2-2506-1-D/6/32/2.10/1800/AXS/1/015023 | 6817 | 2 | 1 | 2506 | Axial | 37.65 | 37989 | 180.66 | 6874 | 540 | VT03145U.1 | 0.185 | 0.45 | A | 32.35 | 63.74 | 2025-08-14 | VerticalCompact-BCD_1x2 | 1884 | 615 | 953 |  |  | 135.7 | 22 | 22 | 630 | EC motor | 5060 | 1 | no | no | C | D | Aluminum | 2025-01-02 | 8 | 6 | yes | piece | 1
GCVC PD 080.2/23-39 | GCVC PD | 080.2/23-39 | 4248598 | finoox | GCVC 080.2D/2x3-2482-1-D/6/80/2.10/3600/AXS/1/015023 | 29351 | 3 | 2 | 2482 | Axial | 194071 | 194.71 | 903.29 | 36403 | 440 | VT03061U.1 | 2025-07-01 | 0.75 | A | 38.85 | 70.81 | 78.2 | VerticalCompact-BCD_2x3 | 3684 | 800 | 2161 |  |  | 606.4 | 54 | 54 | 800 | EC motor | 5060 | 1 | no | no | D | D | Aluminum | 2025-01-02 | 6 | 6 | yes | piece | 1
GCVC PD 063.2/12-36 | GCVC PD | 063.2/12-36 | 4251213 | finoox | GCVC 063.2C/1x2-2553-2-D/4/32/2.10/1800/AXS/1/015023 | 6655 | 2 | 1 | 2553 | Axial | 46267 | 46307 | 120.44 | 12117 | 700 | VT03144U.1 | 0.488 | 0.52 | C | 35.74 | 67.14 | 2025-04-10 | VerticalCompact-BCD_1x2 | 1884 | 623 | 953 |  |  | 127.3 | 28 | 28 | 630 | EC motor | 5060 | 2 | no | no | C | D | Aluminum | 2025-01-02 | 8 | 4 | yes | piece | 1
GCVC PD 080.2/21-49 | GCVC PD | 080.2/21-49 | 4248160 | finoox | GCVC 080.2D/2x1-2538-2-D/4/80/2.10/1200/EXS/1/015023 | 10338 | 1 | 2 | 2538 | Axial | 89915 | 90011 | 200.73 | 26524 | 800 | VT03059U.2 | 2003 | 1989-01-01 | D | 48.8 | 80.45 | 2025-04-19 | VerticalCompact-BCD_2x1 | 1284 | 800 | 2161 |  |  | 214.7 | 35 | 35 | 800 | EC motor | 5060 | 2 | no | no | D | D | Epoxy coated aluminum | 2025-01-02 | 10 | 4 | yes | piece | 1
GCVC PD 063.2/12-38 | GCVC PD | 063.2/12-38 | 4251184 | finoox | GCVC 063.2C/1x2-2511-1-D/6/32/2.10/1800/AXS/1/015023 | 6864 | 2 | 1 | 2511 | Axial | 49301 | 49589 | 180.66 | 9614 | 730 | VT03145U.1 | 0.429 | 1 | C | 38.41 | 69.8 | 2025-01-15 | VerticalCompact-BCD_1x2 | 1884 | 615 | 953 |  |  | 136.3 | 28 | 28 | 630 | EC motor | 5060 | 1 | no | no | C | D | Aluminum | 2025-01-02 | 8 | 6 | yes | piece | 1
GCVC PD 050.2/13-45 | GCVC PD | 050.2/13-45 | 4250787 | finoox | GCVC 050.2D/1x3-2520-1-D/4/40/2.10/3600/AXS/1/015023 | 8394 | 3 | 1 | 2520 | Axial | 84204 | 84.36 | 301.1 | 18666 | 1070 | VT03011U.1 | 0.815 | 2025-04-01 | C | 44.63 | 76.31 | 2025-02-25 | VerticalCompact-BCD_1x3 | 3684 | 586 | 1153 |  |  | 244.6 | 35 | 35 | 500 | EC motor | 5060 | 1 | no | no | D | D | Aluminum | 2025-01-02 | 4 | 4 | yes | piece | 1
GCVC PD 080.2/11-49 | GCVC PD | 080.2/11-49 | 4252572 | finoox | GCVC 080.2D/1x1-2539-2-D/6/40/2.10/1200/AXS/1/015023 | 6193 | 1 | 1 | 2539 | Axial | 56.36 | 56.69 | 150.55 | 12331 | 850 | VT03059U.2 | 1226 | 2019-02-01 | D | 49.24 | 80.62 | 2025-01-13 | VerticalCompact-BCD_1x1 | 1284 | 650 | 1153 |  |  | 123 | 28 | 28 | 800 | EC motor | 5060 | 2 | no | no | D | D | Aluminum | 2025-01-02 | 10 | 6 | yes | piece | 1
GCVC PD 063.2/21-32 | GCVC PD | 063.2/21-32 | 4246551 | finoox | GCVC 063.2C/2x1-2508-1-D/4/64/2.10/900/AXS/1/015023 | 6910 | 1 | 2 | 2508 | Axial | 38.38 | 38.63 | 120.44 | 9128 | 615 | VT03145U.1 | 0.254 | 0.65 | B | 32.42 | 63.93 | 2025-07-10 | VerticalCompact-BCD_2x1 | 984 | 800 | 1761 |  |  | 128.2 | 22 | 22 | 630 | EC motor | 5060 | 1 | no | no | C | D | Aluminum | 2025-01-02 | 8 | 4 | yes | piece | 1
GCVC PD 050.2/21-51 | GCVC PD | 050.2/21-51 | 4245951 | finoox | GCVC 050.2D/2x1-2790-K-D/6/80/2.10/1200/EXS/1/015023 | 6844 | 1 | 2 | 2790 | Axial | 90806 | 91265 | 301.1 | 18756 | 1640 | VT03150U | 1932 | 1964-01-01 | D | 51.39 | 83.04 | 2025-04-27 | VerticalCompact-BCD_2x1 | 1284 | 800 | 2161 |  |  | 218.6 | 35 | 35 | 500 | AC motor | 60 | K | no | no | D | D | Epoxy coated aluminum | 2025-01-02 | 10 | 6 | yes | piece | 1
GCVC PD 040.2/13-46 | GCVC PD | 040.2/13-46 | 4243808 | finoox | GCVC 040.2B/1x3-1735-X-D/3/24/2.10/2160/AXS/1/015023 | 3127 | 3 | 1 | 1735 | Axial | 35575 | 35579 | 81.3 | 11339 | 1450 | VT0605 | 0.791 | 2025-01-01 | D | 46.44 | 77.81 | 2025-08-06 | VerticalCompact-BCD_1x3a | 2244 | 476 | 753 |  |  | 106.7 | 22 | 22 | 400 | AC motor | 60 | X | no | no | B | D | Aluminum | 2025-01-02 | 6 | 3 | yes | piece | 1
GCVC PD 063.2/22-31 | GCVC PD | 063.2/22-31 | 4247518 | finoox | GCVC 063.2D/2x2-2358-D-D/4/80/2.10/2400/EXS/1/015023 | 12398 | 2 | 2 | 2358 | Axial | 82643 | 82.72 | 401.46 | 17213 | 430 | VT01442 | 0.457 | 0.32 | A | 30.81 | 62.62 | 34.8 | VerticalCompact-BCD_2x2 | 2484 | 800 | 2161 |  |  | 336.9 | 35 | 35 | 630 | AC motor | 50 | D | no | no | D | D | Epoxy coated aluminum | 2025-01-02 | 8 | 4 | yes | piece | 1
GCVC PD 050.2/24-49 | GCVC PD | 050.2/24-49 | 4245554 | finoox | GCVC 050.2C/2x4-2386-K-D/6/64/2.10/3600/AXS/1/015023 | 15467 | 4 | 2 | 2386 | Axial | 206935 | 208134 | 722.63 | 40787 | 910 | VT01435 | 1942-03-01 | 0.92 | D | 48.67 | 80.53 | 62.7 | VerticalCompact-BCD_2x4 | 3684 | 800 | 1761 |  |  | 539.7 | 54 | 54 | 500 | AC motor | 60 | K | no | no | C | D | Aluminum | 2025-01-02 | 4 | 6 | yes | piece | 1
GCVC PD 063.2/21-35 | GCVC PD | 063.2/21-35 | 4247346 | finoox | GCVC 063.2D/2x1-2414-1-D/3/80/2.10/1200/AXS/1/015023 | 7569 | 1 | 2 | 2414 | Axial | 53251 | 53291 | 150.55 | 14710 | 770 | VT03145U.1 | 0.404 | 2015-01-01 | B | 35.1 | 66.76 | 14 | VerticalCompact-BCD_2x1 | 1284 | 800 | 2161 |  |  | 164.3 | 28 | 28 | 630 | EC motor | 5060 | 1 | no | no | D | D | Aluminum | 2025-01-02 | 10 | 3 | yes | piece | 1
GCVC PD 050.2/21-46 | GCVC PD | 050.2/21-46 | 4245836 | finoox | GCVC 050.2D/2x1-2411-1-D/4/80/2.10/1200/EXS/1/015023 | 6651 | 1 | 2 | 2411 | Axial | 61804 | 61.94 | 200.73 | 14686 | 1260 | VT03011U.1 | 0.87 | 2025-02-02 | D | 46.46 | 78.11 | 2025-01-18 | VerticalCompact-BCD_2x1 | 1284 | 800 | 2161 |  |  | 177 | 28 | 28 | 500 | EC motor | 5060 | 1 | no | no | D | D | Epoxy coated aluminum | 2025-01-02 | 10 | 4 | yes | piece | 1
GCVC PD 063.2/11-26 | GCVC PD | 063.2/11-26 | 4251720 | finoox | GCVC 063.2D/1x1-2398-I-D/6/40/2.10/1200/AXS/1/015023 | 4351 | 1 | 1 | 2398 | Axial | 24934 | 25134 | 150.55 | 4384 | 460 | VT01442 | 0.138 | 0.32 | B | 25.67 | 57.04 | 2025-05-12 | VerticalCompact-BCD_1x1 | 1284 | 598 | 1153 |  |  | 107.7 | 18 | 18 | 630 | AC motor | 60 | I | no | no | D | D | Aluminum | 2025-01-02 | 10 | 6 | yes | piece | 1
GCVC PD 063.2/21-30 | GCVC PD | 063.2/21-30 | 4246539 | finoox | GCVC 063.2C/2x1-2506-1-D/4/64/2.10/900/AXS/1/015023 | 6876 | 1 | 2 | 2506 | Axial | 34576 | 34.79 | 120.44 | 7899 | 540 | VT03145U.1 | 0.178 | 0.45 | A | 2025-07-29 | 61.21 | 2025-07-10 | VerticalCompact-BCD_2x1 | 984 | 800 | 1761 |  |  | 128.2 | 22 | 22 | 630 | EC motor | 5060 | 1 | no | no | C | D | Aluminum | 2025-01-02 | 12 | 4 | yes | piece | 1
GCVC PD 080.2/11-49 | GCVC PD | 080.2/11-49 | 4252580 | finoox | GCVC 080.2D/1x1-2540-2-D/4/40/2.10/1200/EXS/1/015023 | 5745 | 1 | 1 | 2540 | Axial | 48224 | 48246 | 100.37 | 15066 | 900 | VT03059U.2 | 1419 | 1952-02-01 | E | 48.52 | 79.89 | 2025-01-09 | VerticalCompact-BCD_1x1 | 1284 | 650 | 1153 |  |  | 108.5 | 28 | 28 | 800 | EC motor | 5060 | 2 | no | no | D | D | Epoxy coated aluminum | 2025-01-02 | 10 | 4 | yes | piece | 1
GCVC PD 063.2/12-59 | GCVC PD | 063.2/12-59 | 4252091 | finoox | GCVC 063.2D/1x2-2549-2-D/4/40/2.10/2400/AXS/1/015023 | 9390 | 2 | 1 | 2549 | Axial | 96301 | 96721 | 200.73 | 27189 | 1210 | VT03143U.1 | 1931-03-01 | 1986-02-01 | E | 59.44 | 90.96 | 2025-05-17 | VerticalCompact-BCD_1x2 | 2484 | 611 | 1153 |  |  | 213.2 | 35 | 35 | 630 | EC motor | 5060 | 2 | no | no | D | D | Aluminum | 2025-01-02 | 4 | 4 | yes | piece | 1
GCVC PD 063.2/13-43 | GCVC PD | 063.2/13-43 | 4252386 | finoox | GCVC 063.2D/1x3-2557-2-D/6/40/2.10/3600/AXS/1/015023 | 12774 | 3 | 1 | 2557 | Axial | 133187 | 133858 | 451.65 | 26517 | 900 | VT03144U.1 | 1397 | 0.85 | C | 43.06 | 74.74 | 39.2 | VerticalCompact-BCD_1x3 | 3684 | 623 | 1153 |  |  | 307.7 | 42 | 42 | 630 | EC motor | 5060 | 2 | no | no | D | D | Aluminum | 2025-01-02 | 4 | 6 | yes | piece | 1
GCVC PD 063.2/22-37 | GCVC PD | 063.2/22-37 | 4246763 | finoox | GCVC 063.2C/2x2-2509-1-D/4/64/2.10/1800/AXS/1/015023 | 11791 | 2 | 2 | 2509 | Axial | 80717 | 80829 | 240.88 | 19493 | 655 | VT03145U.1 | 0.601 | 0.75 | B | 36.54 | 68.17 | 2025-07-21 | VerticalCompact-BCD_2x2 | 1884 | 800 | 1761 |  |  | 228.7 | 35 | 35 | 630 | EC motor | 5060 | 1 | no | no | C | D | Aluminum | 2025-01-02 | 8 | 4 | yes | piece | 1
GCVC PD 063.2/12-25 | GCVC PD | 063.2/12-25 | 4252032 | finoox | GCVC 063.2D/1x2-2504-1-D/6/40/2.10/2400/AXS/1/015023 | 8338 | 2 | 1 | 2504 | Axial | 44881 | 45194 | 301.1 | 7696 | 460 | VT03145U.1 | 0.114 | 0.3 | A+ | 24.56 | 56.08 | 2025-06-24 | VerticalCompact-BCD_1x2 | 2484 | 615 | 1153 |  |  | 197.1 | 28 | 28 | 630 | EC motor | 5060 | 1 | no | no | D | D | Aluminum | 2025-01-02 | 8 | 6 | yes | piece | 1
GCVC PD 063.2/13-36 | GCVC PD | 063.2/13-36 | 4252322 | finoox | GCVC 063.2D/1x3-2511-1-D/4/40/2.10/3600/EXS/1/015023 | 10623 | 3 | 1 | 2511 | Axial | 87468 | 87616 | 301.1 | 20239 | 730 | VT03145U.1 | 0.541 | 1 | B | 35.61 | 67.29 | 2025-02-25 | VerticalCompact-BCD_1x3 | 3684 | 615 | 1153 |  |  | 247.3 | 35 | 35 | 630 | EC motor | 5060 | 1 | no | no | D | D | Epoxy coated aluminum | 2025-01-02 | 4 | 4 | yes | piece | 1
GCVC PD 045.2/22-39 | GCVC PD | 045.2/22-39 | 4244529 | finoox | GCVC 045.2C/2x2-2524-1-D/4/64/2.10/1800/AXS/1/015023 | 8318 | 2 | 2 | 2524 | Axial | 56.07 | 56266 | 240.88 | 11720 | 750 | VT03007U.1 | 0.302 | 0.37 | A | 38.52 | 70.15 | 2025-06-20 | VerticalCompact-BCD_2x2 | 1884 | 800 | 1761 |  |  | 217.4 | 28 | 28 | 450 | EC motor | 5060 | 1 | no | no | C | D | Aluminum | 2025-01-02 | 8 | 4 | yes | piece | 1
GCVC PD 063.2/13-42 | GCVC PD | 063.2/13-42 | 4251439 | finoox | GCVC 063.2C/1x3-2556-2-D/3/32/2.10/2700/EXS/1/015023 | 9129 | 3 | 1 | 2556 | Axial | 66605 | 66683 | 135.49 | 23664 | 850 | VT03144U.1 | 1232 | 0.77 | D | 41.51 | 73.03 | 12 | VerticalCompact-BCD_1x3 | 2784 | 623 | 953 |  |  | 173.8 | 35 | 35 | 630 | EC motor | 5060 | 2 | no | no | C | D | Epoxy coated aluminum | 2025-01-02 | 4 | 3 | yes | piece | 1
GCVC PD 050.2/22-56 | GCVC PD | 050.2/22-56 | 4246169 | finoox | GCVC 050.2D/2x2-2561-2-D/4/80/2.10/2400/AXS/1/015023 | 13139 | 2 | 2 | 2561 | Axial | 141075 | 141258 | 401.46 | 34989 | 1505 | VT03013U.1 | 2872 | 1938-01-01 | D | 56.07 | 87.88 | 36.3 | VerticalCompact-BCD_2x2 | 2484 | 800 | 2161 |  |  | 340.6 | 42 | 42 | 500 | EC motor | 5060 | 2 | no | no | D | D | Aluminum | 2025-01-02 | 6 | 4 | yes | piece | 1
GCVC PD 080.2/11-25 | GCVC PD | 080.2/11-25 | 4252525 | finoox | GCVC 080.2D/1x1-2496-1-D/4/40/2.10/1200/AXS/1/015023 | 4427 | 1 | 1 | 2496 | Axial | 27584 | 27685 | 100.37 | 6105 | 390 | VT03062U.1 | 0.121 | 0.6 | A | 24.88 | 56.25 | 2025-06-08 | VerticalCompact-BCD_1x1 | 1284 | 608 | 1153 |  |  | 96.1 | 22 | 22 | 800 | EC motor | 5060 | 1 | no | no | D | D | Aluminum | 2025-01-02 | 10 | 4 | yes | piece | 1
GCVC PD 063.2/21-21 | GCVC PD | 063.2/21-21 | 4246507 | finoox | GCVC 063.2C/2x1-2500-1-D/6/64/2.10/900/EXS/1/015023 | 8082 | 1 | 2 | 2500 | Axial | 21698 | 21897 | 180.66 | 3708 | 310 | VT03145U.1 | 0.052 | 0.13 | A+ | 21.16 | 52.67 | 2025-03-15 | VerticalCompact-BCD_2x1 | 984 | 800 | 1761 |  |  | 144.9 | 18 | 18 | 630 | EC motor | 5060 | 1 | no | no | C | D | Epoxy coated aluminum | 2025-01-02 | 12 | 6 | yes | piece | 1
GCVC PD 063.2/23-29 | GCVC PD | 063.2/23-29 | 4246933 | finoox | GCVC 063.2C/2x3-2503-1-D/4/64/2.10/2700/AXS/1/015023 | 16658 | 3 | 2 | 2503 | Axial | 86014 | 86193 | 361.32 | 18238 | 425 | VT03145U.1 | 0.293 | 0.25 | A+ | 29.35 | 61.1 | 2025-09-30 | VerticalCompact-BCD_2x3 | 2784 | 800 | 1761 |  |  | 330.6 | 35 | 35 | 630 | EC motor | 5060 | 1 | no | no | C | D | Aluminum | 2025-01-02 | 6 | 4 | yes | piece | 1
GCVC PD 080.2/11-27 | GCVC PD | 080.2/11-27 | 4252535 | finoox | GCVC 080.2D/1x1-2498-1-D/4/40/2.10/1200/EXS/1/015023 | 4638 | 1 | 1 | 2498 | Axial | 29726 | 29771 | 100.37 | 6934 | 440 | VT03062U.1 | 0.167 | 0.85 | B | 27.33 | 58.7 | 2025-06-08 | VerticalCompact-BCD_1x1 | 1284 | 608 | 1153 |  |  | 96.1 | 22 | 22 | 800 | EC motor | 5060 | 1 | no | no | D | D | Epoxy coated aluminum | 2025-01-02 | 10 | 4 | yes | piece | 1
GCVC PD 050.2/13-31 | GCVC PD | 050.2/13-31 | 4250742 | finoox | GCVC 050.2D/1x3-2512-1-D/4/40/2.10/3600/EXS/1/015023 | 8875 | 3 | 1 | 2512 | Axial | 49478 | 49562 | 301.1 | 9751 | 565 | VT03011U.1 | 0.149 | 0.28 | A+ | 30.69 | 62.36 | 2025-05-24 | VerticalCompact-BCD_1x3 | 3684 | 586 | 1153 |  |  | 243.9 | 28 | 28 | 500 | EC motor | 5060 | 1 | no | no | D | D | Epoxy coated aluminum | 2025-01-02 | 6 | 4 | yes | piece | 1
GCVC PD 080.2/23-40 | GCVC PD | 080.2/23-40 | 4248607 | finoox | GCVC 080.2D/2x3-2483-1-D/6/80/2.10/3600/EXS/1/015023 | 31295 | 3 | 2 | 2483 | Axial | 169.61 | 167045 | 903.29 | 39286 | 470 | VT03061U.1 | 2025-03-01 | 0.9 | B | 40.2 | 72.16 | 78.1 | VerticalCompact-BCD_2x3 | 3684 | 800 | 2161 |  |  | 606.2 | 54 | 54 | 800 | EC motor | 5060 | 1 | no | no | D | D | Epoxy coated aluminum | 2025-01-02 | 10 | 6 | yes | piece | 1
GCVC PD 035.2/13-42 | GCVC PD | 035.2/13-42 | 4243767 | finoox | GCVC 035.2B/1x3-2723-W-D/4/24/2.10/2160/EXS/1/015023 | 3415 | 3 | 1 | 2723 | Axial | 32.21 | 32152 | 108.39 | 7772 | 1390 | VT03167U | 0.472 | 0.62 | D | 42.2 | 73.58 | 2025-09-08 | VerticalCompact-BCD_1x3a | 2244 | 518 | 753 |  |  | 110.8 | 22 | 22 | 350 | AC motor | 50 | W | no | no | B | D | Epoxy coated aluminum | 2025-01-02 | 8 | 4 | yes | piece | 1
GCVC PD 035.2/11-39 | GCVC PD | 035.2/11-39 | 4243657 | finoox | GCVC 035.2A/1x1-2724-X-D/3/20/2.10/600/AXS/2/015023 | 1137 | 1 | 1 | 2724 | Axial | 8144 | 8216 | 18.82 | 2610 | 1550 | VT03167U | 0.23 | 0.95 | E | 39.34 | 70.42 | 2025-07-01 | VerticalCompact-A_1x1 | 660 | 330 | 507 |  |  | 2025-09-16 | 16 | 16 | 350 | AC motor | 60 | X | no | no | A | D | Aluminum | 2025-01-02 | 10 | 3 | yes | piece | 1
GCVC PD 050.2/11-48 | GCVC PD | 050.2/11-48 | 4249408 | finoox | GCVC 050.2C/1x1-2790-K-D/3/32/2.10/900/AXS/1/015023 | 2165 | 1 | 1 | 2790 | Axial | 24816 | 24981 | 45.16 | 8957 | 1640 | VT03150U | 0.992 | 1964-01-01 | E | 48.4 | 79.66 | 4 | VerticalCompact-BCD_1x1 | 984 | 569 | 953 |  |  | 63.9 | 18 | 18 | 500 | AC motor | 60 | K | no | no | C | D | Aluminum | 2025-01-02 | 8 | 3 | yes | piece | 1
GCVC PD 080.3/12-58 | GCVC PD | 080.3/12-58 | 6105889 | finoox | GCVC 080.3D/1x2-3557-2-D/3/40/2.10/2400/EXS/1/015023 | 10032 | 2 | 1 | 3557 | Axial | 93026 | 93192 | 150.55 | 40966 | 1100 | VT01445U.3 | 5416 | 2025-02-04 | E | 58.34 | 89.87 | 2025-06-13 | VerticalCompact-BCD_1x2 | 2484 | 620 | 1153 |  |  | 207.8 | 35 | 35 | 800 | EC motor | 5060 | 2 | no | no | D | D | Epoxy coated aluminum | 2025-01-02 | 4 | 3 | yes | piece | 1
GCVC PD 050.2/24-36 | GCVC PD | 050.2/24-36 | 4245491 | finoox | GCVC 050.2C/2x4-2333-S-D/3/64/2.10/3600/EXS/1/015023 | 12252 | 4 | 2 | 2333 | Axial | 105213 | 105133 | 361.32 | 27362 | 530 | VT01435 | 1191 | 0.35 | C | 35.74 | 67.6 | 32 | VerticalCompact-BCD_2x4 | 3684 | 800 | 1761 |  |  | 429.1 | 42 | 42 | 500 | AC motor | 50 | S | no | no | C | D | Epoxy coated aluminum | 2025-01-02 | 4 | 3 | yes | piece | 1
GCVC PD 050.2/21-27 | GCVC PD | 050.2/21-27 | 4245738 | finoox | GCVC 050.2D/2x1-2337-S-D/6/80/2.10/1200/AXS/1/015023 | 6139 | 1 | 2 | 2337 | Axial | 36522 | 36835 | 301.1 | 6151 | 510 | VT01437 | 0.157 | 0.16 | A | 27.15 | 58.8 | 2025-03-25 | VerticalCompact-BCD_2x1 | 1284 | 800 | 2161 |  |  | 211.5 | 22 | 22 | 500 | AC motor | 50 | S | no | no | D | D | Aluminum | 2025-01-02 | 10 | 6 | yes | piece | 1
GCVC PD 050.2/12-50 | GCVC PD | 050.2/12-50 | 4250566 | finoox | GCVC 050.2D/1x2-2559-2-D/6/40/2.10/2400/AXS/1/015023 | 7451 | 2 | 1 | 2559 | Axial | 76.38 | 76641 | 301.1 | 14923 | 1330 | VT03013U.1 | 1021 | 2025-08-01 | C | 50.13 | 81.66 | 2025-03-25 | VerticalCompact-BCD_1x2 | 2484 | 607 | 1153 |  |  | 205.2 | 35 | 35 | 500 | EC motor | 5060 | 2 | no | no | D | D | Aluminum | 2025-01-02 | 8 | 6 | yes | piece | 1
GCVC PD 063.2/13-29 | GCVC PD | 063.2/13-29 | 4252289 | finoox | GCVC 063.2D/1x3-2506-1-D/4/40/2.10/3600/AXS/1/015023 | 10021 | 3 | 1 | 2506 | Axial | 70508 | 70734 | 301.1 | 14717 | 540 | VT03145U.1 | 0.238 | 0.45 | A+ | 28.98 | 60.66 | 2025-02-25 | VerticalCompact-BCD_1x3 | 3684 | 615 | 1153 |  |  | 247.3 | 35 | 35 | 630 | EC motor | 5060 | 1 | no | no | D | D | Aluminum | 2025-01-02 | 4 | 4 | yes | piece | 1
GCVC PD 063.2/13-33 | GCVC PD | 063.2/13-33 | 4252310 | finoox | GCVC 063.2D/1x3-2509-1-D/4/40/2.10/3600/EXS/1/015023 | 10623 | 3 | 1 | 2509 | Axial | 80.6 | 80714 | 301.1 | 18024 | 655 | VT03145U.1 | 0.398 | 0.75 | A | 33.19 | 64.87 | 2025-02-25 | VerticalCompact-BCD_1x3 | 3684 | 615 | 1153 |  |  | 247.3 | 35 | 35 | 630 | EC motor | 5060 | 1 | no | no | D | D | Epoxy coated aluminum | 2025-01-02 | 4 | 4 | yes | piece | 1
GCVC PD 050.2/11-52 | GCVC PD | 050.2/11-52 | 4249406 | finoox | GCVC 050.2C/1x1-2563-2-D/4/32/2.10/900/EXS/1/015023 | 3319 | 1 | 1 | 2563 | Axial | 29219 | 29421 | 60.22 | 8970 | 1680 | VT03013U.1 | 1064 | 1975-01-01 | E | 52.07 | 83.34 | 2025-04-05 | VerticalCompact-BCD_1x1 | 984 | 607 | 953 |  |  | 68.8 | 22 | 22 | 500 | EC motor | 5060 | 2 | no | no | C | D | Epoxy coated aluminum | 2025-01-02 | 8 | 4 | yes | piece | 1
GCVC PD 050.2/14-58 | GCVC PD | 050.2/14-58 | 4250115 | finoox | GCVC 050.2C/1x4-2563-2-D/6/32/2.10/3600/EXS/1/015023 | 12954 | 4 | 1 | 2563 | Axial | 141372 | 141807 | 361.32 | 33472 | 1680 | VT03013U.1 | 4393 | 1975-01-01 | E | 57.61 | 89.24 | 31.4 | VerticalCompact-BCD_1x4 | 3684 | 607 | 953 |  |  | 279.2 | 42 | 42 | 500 | EC motor | 5060 | 2 | no | no | C | D | Epoxy coated aluminum | 2025-01-02 | 4 | 6 | yes | piece | 1
GCVC PD 063.2/11-32 | GCVC PD | 063.2/11-32 | 4250960 | finoox | GCVC 063.2C/1x1-2508-1-D/6/32/2.10/900/AXS/1/015023 | 4223 | 1 | 1 | 2508 | Axial | 20957 | 21142 | 90.33 | 3980 | 615 | VT03145U.1 | 0.133 | 0.65 | B | 32.11 | 63.38 | 2025-07-07 | VerticalCompact-BCD_1x1 | 984 | 615 | 953 |  |  | 73.3 | 18 | 18 | 630 | EC motor | 5060 | 1 | no | no | C | D | Aluminum | 2025-01-02 | 12 | 6 | yes | piece | 1
GCVC PD 050.2/13-55 | GCVC PD | 050.2/13-55 | 4250816 | finoox | GCVC 050.2D/1x3-2561-2-D/3/40/2.10/3600/AXS/1/015023 | 9288 | 3 | 1 | 2561 | Axial | 88299 | 88267 | 225.82 | 26590 | 1505 | VT03013U.1 | 2127 | 1938-01-01 | D | 55.19 | 86.87 | 2025-03-19 | VerticalCompact-BCD_1x3 | 3684 | 607 | 1153 |  |  | 236.7 | 35 | 35 | 500 | EC motor | 5060 | 2 | no | no | D | D | Aluminum | 2025-01-02 | 4 | 3 | yes | piece | 1
GCVC PD 050.2/11-29 | GCVC PD | 050.2/11-29 | 4250264 | finoox | GCVC 050.2D/1x1-2513-1-D/3/40/2.10/1200/AXS/1/015023 | 3014 | 1 | 1 | 2513 | Axial | 16216 | 16207 | 75.27 | 3684 | 630 | VT03011U.1 | 0.063 | 0.37 | A+ | 28.72 | 60.08 | 2025-03-06 | VerticalCompact-BCD_1x1 | 1284 | 586 | 1153 |  |  | 81.5 | 16 | 16 | 500 | EC motor | 5060 | 1 | no | no | D | D | Aluminum | 2025-01-02 | 10 | 3 | yes | piece | 1
GCVC PD 050.2/14-31 | GCVC PD | 050.2/14-31 | 4250021 | finoox | GCVC 050.2C/1x4-2512-1-D/4/32/2.10/3600/AXS/1/015023 | 8766 | 4 | 1 | 2512 | Axial | 53706 | 53703 | 240.88 | 11581 | 565 | VT03011U.1 | 0.212 | 0.28 | A+ | 31.21 | 62.83 | 2025-06-19 | VerticalCompact-BCD_1x4 | 3684 | 586 | 953 |  |  | 222.1 | 28 | 28 | 500 | EC motor | 5060 | 1 | no | no | C | D | Aluminum | 2025-01-02 | 6 | 4 | yes | piece | 1
GCVC PD 050.2/12-44 | GCVC PD | 050.2/12-44 | 4249602 | finoox | GCVC 050.2C/1x2-2521-1-D/3/32/2.10/1800/AXS/1/015023 | 4361 | 2 | 1 | 2521 | Axial | 38275 | 38209 | 90.33 | 12350 | 1135 | VT03011U.1 | 0.676 | 1965-01-01 | D | 43.82 | 75.21 | 2025-06-07 | VerticalCompact-BCD_1x2 | 1884 | 586 | 953 |  |  | 107.9 | 22 | 22 | 500 | EC motor | 5060 | 1 | no | no | C | D | Aluminum | 2025-01-02 | 8 | 3 | yes | piece | 1
GCVC PD 063.2/12-39 | GCVC PD | 063.2/12-39 | 4251220 | finoox | GCVC 063.2C/1x2-2554-2-D/6/32/2.10/1800/AXS/1/015023 | 7430 | 2 | 1 | 2554 | Axial | 56573 | 56828 | 180.66 | 11551 | 750 | VT03144U.1 | 0.631 | 0.6 | C | 39 | 70.4 | 2025-01-15 | VerticalCompact-BCD_1x2 | 1884 | 623 | 953 |  |  | 144.7 | 28 | 28 | 630 | EC motor | 5060 | 2 | no | no | C | D | Aluminum | 2025-01-02 | 8 | 6 | yes | piece | 1
GCVC PD 080.3/13-46 | GCVC PD | 080.3/13-46 | 6058231 | finoox | GCVC 080.3D/1x3-3482-S-D/3/40/2.10/3600/AXS/1/015023 | 9267 | 3 | 1 | 3482 | Axial | 104689 | 104193 | 225.82 | 36280 | 650 | VT01526 | 3044 | 2025-07-01 | E | 46.24 | 77.92 | 2025-01-20 | VerticalCompact-BCD_1x3 | 3684 | 611 | 1153 |  |  | 305.4 | 42 | 42 | 800 | AC motor | 50 | S | no | no | D | D | Aluminum | 2025-01-02 | 4 | 3 | yes | piece | 1
GCVC PD 050.2/12-23 | GCVC PD | 050.2/12-23 | 4250456 | finoox | GCVC 050.2D/1x2-2389-J-D/3/40/2.10/2400/AXS/1/015023 | 4064 | 2 | 1 | 2389 | Axial | 26802 | 26.79 | 150.55 | 5781 | 450 | VT01437 | 0.162 | 0.17 | B | 22.61 | 54.13 | 2025-04-12 | VerticalCompact-BCD_1x2 | 2484 | 596 | 1153 |  |  | 155.9 | 22 | 22 | 500 | AC motor | 60 | J | no | no | D | D | Aluminum | 2025-01-02 | 8 | 3 | yes | piece | 1
GCVC PD 050.2/13-40 | GCVC PD | 050.2/13-40 | 4249709 | finoox | GCVC 050.2C/1x3-2355-X-D/3/32/2.10/2700/EXS/1/015023 | 5037 | 3 | 1 | 2355 | Axial | 48.52 | 48409 | 135.49 | 14910 | 810 | VT03093U | 0.868 | 2025-03-01 | D | 40.16 | 71.66 | 2025-05-11 | VerticalCompact-BCD_1x3 | 2784 | 569 | 953 |  |  | 167.3 | 28 | 28 | 500 | AC motor | 60 | X | no | no | C | D | Epoxy coated aluminum | 2025-01-02 | 6 | 3 | yes | piece | 1
GCVC PD 063.2/21-18 | GCVC PD | 063.2/21-18 | 4247318 | finoox | GCVC 063.2D/2x1-2399-J-D/6/80/2.10/1200/AXS/1/015023 | 8023 | 1 | 2 | 2399 | Axial | 35026 | 35357 | 301.1 | 5872 | 290 | VT01442 | 0.143 | 0.14 | A | 2025-02-18 | 49.67 | 2025-03-25 | VerticalCompact-BCD_2x1 | 1284 | 800 | 2161 |  |  | 215.4 | 22 | 22 | 630 | AC motor | 60 | J | no | no | D | D | Aluminum | 2025-01-02 | 10 | 6 | yes | piece | 1
GCVC PD 050.2/12-57 | GCVC PD | 050.2/12-57 | 4250474 | finoox | GCVC 050.2D/1x2-2410-2-D/3/40/2.10/2400/AXS/1/015023 | 6087 | 2 | 1 | 2410 | Axial | 64416 | 64256 | 150.55 | 20899 | 1770 | VT03013U.1 | 2291 | 2025-01-02 | E | 57.15 | 88.68 | 2025-05-13 | VerticalCompact-BCD_1x2 | 2484 | 607 | 1153 |  |  | 161.7 | 35 | 35 | 500 | EC motor | 5060 | 2 | no | no | D | D | Aluminum | 2025-01-02 | 6 | 3 | yes | piece | 1
GCVC PD 050.2/13-40 | GCVC PD | 050.2/13-40 | 4249815 | finoox | GCVC 050.2C/1x3-2517-1-D/4/32/2.10/2700/AXS/1/015023 | 6912 | 3 | 1 | 2517 | Axial | 57267 | 57288 | 180.66 | 13789 | 880 | VT03011U.1 | 0.507 | 0.84 | B | 39.75 | 71.25 | 15 | VerticalCompact-BCD_1x3 | 2784 | 586 | 953 |  |  | 171 | 28 | 28 | 500 | EC motor | 5060 | 1 | no | no | C | D | Aluminum | 2025-01-02 | 6 | 4 | yes | piece | 1
GCVC PD 050.2/21-38 | GCVC PD | 050.2/21-38 | 4244939 | finoox | GCVC 050.2C/2x1-2517-1-D/6/64/2.10/900/EXS/1/015023 | 6352 | 1 | 2 | 2517 | Axial | 43543 | 43894 | 180.66 | 8507 | 880 | VT03011U.1 | 0.351 | 0.84 | B | 37.86 | 69.37 | 2025-03-16 | VerticalCompact-BCD_2x1 | 984 | 800 | 1761 |  |  | 145.3 | 28 | 28 | 500 | EC motor | 5060 | 1 | no | no | C | D | Epoxy coated aluminum | 2025-01-02 | 12 | 6 | yes | piece | 1
GCVC PD 050.2/24-38 | GCVC PD | 050.2/24-38 | 4245626 | finoox | GCVC 050.2C/2x4-2514-1-D/6/64/2.10/3600/AXS/1/015023 | 19899 | 4 | 2 | 2514 | Axial | 143804 | 144386 | 722.63 | 26339 | 695 | VT03011U.1 | 0.726 | 0.47 | A | 38.32 | 70.19 | 60.1 | VerticalCompact-BCD_2x4 | 3684 | 800 | 1761 |  |  | 494.8 | 42 | 42 | 500 | EC motor | 5060 | 1 | no | no | C | D | Aluminum | 2025-01-02 | 6 | 6 | yes | piece | 1
GCVC PD 050.2/21-33 | GCVC PD | 050.2/21-33 | 4244919 | finoox | GCVC 050.2C/2x1-2514-1-D/3/64/2.10/900/EXS/1/015023 | 5277 | 1 | 2 | 2514 | Axial | 27522 | 27571 | 90.33 | 7413 | 695 | VT03011U.1 | 0.172 | 0.47 | B | 32.89 | 64.4 | 2025-03-08 | VerticalCompact-BCD_2x1 | 984 | 800 | 1761 |  |  | 117.6 | 22 | 22 | 500 | EC motor | 5060 | 1 | no | no | C | D | Epoxy coated aluminum | 2025-01-02 | 12 | 3 | yes | piece | 1
GCVC PD 050.2/11-35 | GCVC PD | 050.2/11-35 | 4249184 | finoox | GCVC 050.2C/1x1-2332-D-D/6/32/2.10/900/AXS/1/015023 | 2566 | 1 | 1 | 2332 | Axial | 23135 | 23332 | 90.33 | 4500 | 850 | VT01435 | 0.273 | 0.74 | C | 34.9 | 66.17 | 2025-07-07 | VerticalCompact-BCD_1x1 | 984 | 596 | 953 |  |  | 77.4 | 18 | 18 | 500 | AC motor | 50 | D | no | no | C | D | Aluminum | 2025-01-02 | 12 | 6 | yes | piece | 1
GCVC PD 050.2/24-39 | GCVC PD | 050.2/24-39 | 4245565 | finoox | GCVC 050.2C/2x4-2388-I-D/4/64/2.10/3600/AXS/1/015023 | 12704 | 4 | 2 | 2388 | Axial | 140171 | 140.49 | 481.75 | 31556 | 710 | VT01437 | 1282 | 0.34 | C | 38.86 | 70.72 | 41.4 | VerticalCompact-BCD_2x4 | 3684 | 800 | 1761 |  |  | 443.3 | 42 | 42 | 500 | AC motor | 60 | I | no | no | C | D | Aluminum | 2025-01-02 | 4 | 4 | yes | piece | 1
GCVC PD 050.2/13-34 | GCVC PD | 050.2/13-34 | 4249741 | finoox | GCVC 050.2C/1x3-2388-I-D/6/32/2.10/2700/EXS/1/015023 | 6615 | 3 | 1 | 2388 | Axial | 56926 | 57096 | 270.99 | 10794 | 710 | VT01437 | 0.492 | 0.34 | C | 34.05 | 65.56 | 22 | VerticalCompact-BCD_1x3 | 2784 | 596 | 953 |  |  | 204.1 | 28 | 28 | 500 | AC motor | 60 | I | no | no | C | D | Epoxy coated aluminum | 2025-01-02 | 8 | 6 | yes | piece | 1
GCVC PD 050.2/23-50 | GCVC PD | 050.2/23-50 | 4245363 | finoox | GCVC 050.2C/2x3-2411-1-D/6/64/2.10/2700/EXS/1/015023 | 16619 | 3 | 2 | 2411 | Axial | 172.71 | 173175 | 541.97 | 37218 | 1260 | VT03011U.1 | 2924 | 2025-02-02 | D | 50.13 | 81.88 | 48.8 | VerticalCompact-BCD_2x3 | 2784 | 800 | 1761 |  |  | 385.7 | 54 | 54 | 500 | EC motor | 5060 | 1 | no | no | C | D | Epoxy coated aluminum | 2025-01-02 | 6 | 6 | yes | piece | 1
GCVC PD 050.2/14-38 | GCVC PD | 050.2/14-38 | 4249984 | finoox | GCVC 050.2C/1x4-2390-K-D/3/32/2.10/3600/AXS/1/015023 | 5997 | 4 | 1 | 2390 | Axial | 62723 | 62693 | 180.66 | 17399 | 760 | VT01437 | 0.695 | 0.35 | C | 37.57 | 69.2 | 2025-05-15 | VerticalCompact-BCD_1x4 | 3684 | 596 | 953 |  |  | 215 | 35 | 35 | 500 | AC motor | 60 | K | no | no | C | D | Aluminum | 2025-01-02 | 4 | 3 | yes | piece | 1
GCVC PD 050.2/11-46 | GCVC PD | 050.2/11-46 | 4250151 | finoox | GCVC 050.2D/1x1-2347-D-D/4/40/2.10/1200/AXS/1/015023 | 2694 | 1 | 1 | 2347 | Axial | 34657 | 34765 | 100.37 | 8400 | 1390 | VT03150U | 0.646 | 1941-01-01 | D | 46.26 | 77.62 | 2025-06-08 | VerticalCompact-BCD_1x1 | 1284 | 569 | 1153 |  |  | 94.2 | 22 | 22 | 500 | AC motor | 50 | D | no | no | D | D | Aluminum | 2025-01-02 | 10 | 4 | yes | piece | 1
GCVC PD 050.2/22-46 | GCVC PD | 050.2/22-46 | 4245045 | finoox | GCVC 050.2C/2x2-2348-S-D/6/64/2.10/1800/EXS/1/015023 | 8885 | 2 | 2 | 2348 | Axial | 112973 | 113395 | 361.32 | 23732 | 1180 | VT03150U | 2025-02-02 | 0.9 | D | 46.1 | 77.73 | 32.4 | VerticalCompact-BCD_2x2 | 1884 | 800 | 1761 |  |  | 281.4 | 42 | 42 | 500 | AC motor | 50 | S | no | no | C | D | Epoxy coated aluminum | 2025-01-02 | 8 | 6 | yes | piece | 1
GCVC PD 063.2/11-27 | GCVC PD | 063.2/11-27 | 4251721 | finoox | GCVC 063.2D/1x1-2398-I-D/3/40/2.10/1200/EXS/1/015023 | 3664 | 1 | 1 | 2398 | Axial | 19939 | 19954 | 75.27 | 4986 | 460 | VT01442 | 0.132 | 0.32 | B | 27.27 | 58.63 | 2025-03-06 | VerticalCompact-BCD_1x1 | 1284 | 598 | 1153 |  |  | 85.8 | 16 | 16 | 630 | AC motor | 60 | I | no | no | D | D | Epoxy coated aluminum | 2025-01-02 | 10 | 3 | yes | piece | 1
GCVC PD 045.2/24-47 | GCVC PD | 045.2/24-47 | 4244726 | finoox | GCVC 045.2C/2x4-2527-1-D/3/64/2.10/3600/AXS/1/015023 | 14185 | 4 | 2 | 2527 | Axial | 118148 | 118047 | 361.32 | 31620 | 975 | VT03007U.1 | 1211 | 0.68 | C | 47.03 | 78.89 | 32 | VerticalCompact-BCD_2x4 | 3684 | 800 | 1761 |  |  | 375.5 | 42 | 42 | 450 | EC motor | 5060 | 1 | no | no | C | D | Aluminum | 2025-01-02 | 4 | 3 | yes | piece | 1
GCVC PD 080.2/12-15 | GCVC PD | 080.2/12-15 | 4252772 | finoox | GCVC 080.2D/1x2-2489-1-D/3/40/2.10/2400/EXS/1/015023 | 7265 | 2 | 1 | 2489 | Axial | 30635 | 30597 | 150.55 | 7038 | 220 | VT03062U.1 | 0.06 | 0.15 | A+ | 14.98 | 46.5 | 2025-04-12 | VerticalCompact-BCD_1x2 | 2484 | 608 | 1153 |  |  | 164.2 | 22 | 22 | 800 | EC motor | 5060 | 1 | no | no | D | D | Epoxy coated aluminum | 2025-01-02 | 8 | 3 | yes | piece | 1
GCVC PD 063.2/21-62 | GCVC PD | 063.2/21-62 | 4246585 | finoox | GCVC 063.2C/2x1-2549-2-D/4/64/2.10/900/EXS/1/015023 | 9662 | 1 | 2 | 2549 | Axial | 65885 | 66372 | 120.44 | 22125 | 1210 | VT03143U.1 | 3531 | 1986-02-01 | E | 61.52 | 93.03 | 2025-05-12 | VerticalCompact-BCD_2x1 | 984 | 800 | 1761 |  |  | 174.8 | 35 | 35 | 630 | EC motor | 5060 | 2 | no | no | C | D | Epoxy coated aluminum | 2025-01-02 | 8 | 4 | yes | piece | 1
GCVC PD 063.2/13-38 | GCVC PD | 063.2/13-38 | 4251381 | finoox | GCVC 063.2C/1x3-2509-1-D/6/32/2.10/2700/EXS/1/015023 | 10041 | 3 | 1 | 2509 | Axial | 66112 | 66446 | 270.99 | 12763 | 655 | VT03145U.1 | 0.471 | 0.75 | B | 37.84 | 69.35 | 2025-06-22 | VerticalCompact-BCD_1x3 | 2784 | 615 | 953 |  |  | 200.2 | 35 | 35 | 630 | EC motor | 5060 | 1 | no | no | C | D | Epoxy coated aluminum | 2025-01-02 | 6 | 6 | yes | piece | 1
GCVC PD 080.2/21-37 | GCVC PD | 080.2/21-37 | 4248065 | finoox | GCVC 080.2D/2x1-2484-1-D/6/80/2.10/1200/EXS/1/015023 | 10098 | 1 | 2 | 2484 | Axial | 72811 | 73353 | 301.1 | 14062 | 505 | VT03061U.1 | 0.521 | 2015-01-01 | B | 37 | 68.65 | 2025-04-27 | VerticalCompact-BCD_2x1 | 1284 | 800 | 2161 |  |  | 223.7 | 35 | 35 | 800 | EC motor | 5060 | 1 | no | no | D | D | Epoxy coated aluminum | 2025-01-02 | 10 | 6 | yes | piece | 1
GCVC PD 050.2/24-59 | GCVC PD | 050.2/24-59 | 4245697 | finoox | GCVC 050.2C/2x4-2562-2-D/4/64/2.10/3600/AXS/1/015023 | 22055 | 4 | 2 | 2562 | Axial | 224194 | 224157 | 481.75 | 67842 | 1595 | VT03013U.1 | 7255 | 1965-01-01 | E | 59.32 | 91.18 | 44 | VerticalCompact-BCD_2x4 | 3684 | 800 | 1761 |  |  | 465.9 | 54 | 54 | 500 | EC motor | 5060 | 2 | no | no | C | D | Aluminum | 2025-01-02 | 4 | 4 | yes | piece | 1
GCVC PD 080.2/21-28 | GCVC PD | 080.2/21-28 | 4248119 | finoox | GCVC 080.2D/2x1-2496-1-D/4/80/2.10/1200/EXS/1/015023 | 8186 | 1 | 2 | 2496 | Axial | 54149 | 54307 | 200.73 | 12211 | 390 | VT03062U.1 | 0.242 | 0.6 | A | 27.61 | 59.26 | 2025-01-18 | VerticalCompact-BCD_2x1 | 1284 | 800 | 2161 |  |  | 190.1 | 28 | 28 | 800 | EC motor | 5060 | 1 | no | no | D | D | Epoxy coated aluminum | 2025-01-02 | 10 | 4 | yes | piece | 1
GCVC PD 063.2/12-18 | GCVC PD | 063.2/12-18 | 4252013 | finoox | GCVC 063.2D/1x2-2501-1-D/4/40/2.10/2400/AXS/1/015023 | 7090 | 2 | 1 | 2501 | Axial | 32296 | 32385 | 200.73 | 6178 | 345 | VT03145U.1 | 0.058 | 0.15 | A+ | 17.83 | 49.36 | 2025-03-16 | VerticalCompact-BCD_1x2 | 2484 | 615 | 1153 |  |  | 167.4 | 22 | 22 | 630 | EC motor | 5060 | 1 | no | no | D | D | Aluminum | 2025-01-02 | 8 | 4 | yes | piece | 1
GCVC PD 050.2/21-44 | GCVC PD | 050.2/21-44 | 4245908 | finoox | GCVC 050.2D/2x1-2521-1-D/4/80/2.10/1200/EXS/1/015023 | 6651 | 1 | 2 | 2521 | Axial | 57261 | 57.52 | 200.73 | 13191 | 1135 | VT03011U.1 | 0.641 | 1965-01-01 | C | 44.15 | 75.8 | 2025-01-18 | VerticalCompact-BCD_2x1 | 1284 | 800 | 2161 |  |  | 177 | 28 | 28 | 500 | EC motor | 5060 | 1 | no | no | D | D | Epoxy coated aluminum | 2025-01-02 | 10 | 4 | yes | piece | 1
GCVC PD 080.2/13-35 | GCVC PD | 080.2/13-35 | 4253011 | finoox | GCVC 080.2D/1x3-2483-1-D/4/40/2.10/3600/AXS/1/015023 | 11262 | 3 | 1 | 2483 | Axial | 96227 | 96374 | 301.1 | 22598 | 470 | VT03061U.1 | 0.626 | 0.9 | B | 34.91 | 66.59 | 2025-02-25 | VerticalCompact-BCD_1x3 | 3684 | 608 | 1153 |  |  | 266 | 35 | 35 | 800 | EC motor | 5060 | 1 | no | no | D | D | Aluminum | 2025-01-02 | 4 | 4 | yes | piece | 1
GCVC PD 080.2/21-58 | GCVC PD | 080.2/21-58 | 4248241 | finoox | GCVC 080.2D/2x1-2658-J-D/4/80/2.10/1200/EXS/1/015023 | 7726 | 1 | 2 | 2658 | Axial | 97414 | 97.45 | 200.73 | 30704 | 1030 | VT01384U | 3305 | 2025-03-03 | E | 58 | 89.65 | 2025-04-19 | VerticalCompact-BCD_2x1 | 1284 | 800 | 2161 |  |  | 220.7 | 35 | 35 | 800 | AC motor | 60 | J | no | no | D | D | Epoxy coated aluminum | 2025-01-02 | 10 | 4 | yes | piece | 1
GCVC PD 080.3/11-47 | GCVC PD | 080.3/11-47 | 6120295 | finoox | GCVC 080.3D/1x1-3481-D-D/4/40/2.10/1200/AXS/1/015023 | 4287 | 1 | 1 | 3481 | Axial | 50358 | 50397 | 100.37 | 15293 | 850 | VT01526 | 1717 | 2025-03-03 | E | 47.48 | 78.85 | 2025-01-09 | VerticalCompact-BCD_1x1 | 1284 | 611 | 1153 |  |  | 117.3 | 28 | 28 | 800 | AC motor | 50 | D | no | no | D | D | Aluminum | 2025-01-02 | 10 | 4 | yes | piece | 1
GCVC PD 045.2/21-47 | GCVC PD | 045.2/21-47 | 4244415 | finoox | GCVC 045.2C/2x1-0426-W-D/4/64/2.10/900/AXS/1/015023 | 3704 | 1 | 2 | 426 | Axial | 43197 | 43476 | 120.44 | 10766 | 1360 | VT0326U | 0.832 | 2025-02-02 | D | 47.46 | 78.97 | 2025-04-11 | VerticalCompact-BCD_2x1 | 984 | 800 | 1761 |  |  | 131.6 | 28 | 28 | 450 | AC motor | 50 | W | no | no | C | D | Aluminum | 2025-01-02 | 8 | 4 | yes | piece | 1
GCVC PD 050.2/11-31 | GCVC PD | 050.2/11-31 | 4250143 | finoox | GCVC 050.2D/1x1-2336-D-D/6/40/2.10/1200/EXS/1/015023 | 3409 | 1 | 1 | 2336 | Axial | 22128 | 22316 | 150.55 | 3859 | 660 | VT01437 | 0.123 | 0.33 | B | 30.55 | 61.91 | 2025-05-12 | VerticalCompact-BCD_1x1 | 1284 | 596 | 1153 |  |  | 105.8 | 18 | 18 | 500 | AC motor | 50 | D | no | no | D | D | Epoxy coated aluminum | 2025-01-02 | 10 | 6 | yes | piece | 1
GCVC PD 063.2/21-43 | GCVC PD | 063.2/21-43 | 4246490 | finoox | GCVC 063.2C/2x1-2413-2-D/3/64/2.10/900/AXS/1/015023 | 7306 | 1 | 2 | 2413 | Axial | 50905 | 51.25 | 90.33 | 18734 | 1000 | VT03144U.1 | 1316 | 2025-01-01 | E | 43.33 | 74.84 | 9 | VerticalCompact-BCD_2x1 | 984 | 800 | 1761 |  |  | 129 | 28 | 28 | 630 | EC motor | 5060 | 2 | no | no | C | D | Aluminum | 2025-01-02 | 8 | 3 | yes | piece | 1
GCVC PD 050.2/22-38 | GCVC PD | 050.2/22-38 | 4246056 | finoox | GCVC 050.2D/2x2-2390-K-D/6/80/2.10/2400/AXS/1/015023 | 10638 | 2 | 2 | 2390 | Axial | 102898 | 103509 | 602.19 | 18065 | 760 | VT01437 | 0.683 | 0.35 | B | 37.85 | 69.66 | 50.5 | VerticalCompact-BCD_2x2 | 2484 | 800 | 2161 |  |  | 389.6 | 35 | 35 | 500 | AC motor | 60 | K | no | no | D | D | Aluminum | 2025-01-02 | 8 | 6 | yes | piece | 1
GCVC PD 050.2/13-35 | GCVC PD | 050.2/13-35 | 4249753 | finoox | GCVC 050.2C/1x3-2390-K-D/6/32/2.10/2700/EXS/1/015023 | 6634 | 3 | 1 | 2390 | Axial | 60844 | 61101 | 270.99 | 11463 | 760 | VT01437 | 0.545 | 0.35 | C | 35.18 | 66.69 | 22 | VerticalCompact-BCD_1x3 | 2784 | 596 | 953 |  |  | 204.2 | 28 | 28 | 500 | AC motor | 60 | K | no | no | C | D | Epoxy coated aluminum | 2025-01-02 | 6 | 6 | yes | piece | 1
GCVC PD 050.2/13-51 | GCVC PD | 050.2/13-51 | 4244291 | finoox | GCVC 050.2B/1x3-2347-D-D/4/24/2.10/2160/AXS/1/015023 | 4315 | 3 | 1 | 2347 | Axial | 56358 | 55.98 | 108.39 | 18043 | 1390 | VT03150U | 2254 | 1941-01-01 | E | 50.71 | 82.09 | 2025-02-09 | VerticalCompact-BCD_1x3a | 2244 | 569 | 753 |  |  | 137.1 | 28 | 28 | 500 | AC motor | 50 | D | no | no | B | D | Aluminum | 2025-01-02 | 6 | 4 | yes | piece | 1
GCVC PD 063.2/11-17 | GCVC PD | 063.2/11-17 | 4251727 | finoox | GCVC 063.2D/1x1-2399-J-D/3/40/2.10/1200/EXS/1/015023 | 3664 | 1 | 1 | 2399 | Axial | 15166 | 15.16 | 75.27 | 3441 | 290 | VT01442 | 0.07 | 0.14 | A | 17.29 | 48.65 | 2025-03-06 | VerticalCompact-BCD_1x1 | 1284 | 598 | 1153 |  |  | 85.8 | 16 | 16 | 630 | AC motor | 60 | J | no | no | D | D | Epoxy coated aluminum | 2025-01-02 | 10 | 3 | yes | piece | 1
GCVC PD 050.2/13-59 | GCVC PD | 050.2/13-59 | 4250715 | finoox | GCVC 050.2D/1x3-2410-2-D/4/40/2.10/3600/AXS/1/015023 | 10038 | 3 | 1 | 2410 | Axial | 117388 | 117552 | 301.1 | 30955 | 1770 | VT03013U.1 | 3479 | 2025-01-02 | E | 58.52 | 90.2 | 26 | VerticalCompact-BCD_1x3 | 3684 | 607 | 1153 |  |  | 259.9 | 42 | 42 | 500 | EC motor | 5060 | 2 | no | no | D | D | Aluminum | 2025-01-02 | 4 | 4 | yes | piece | 1
GCVC PD 063.2/21-41 | GCVC PD | 063.2/21-41 | 4247489 | finoox | GCVC 063.2D/2x1-2557-2-D/6/80/2.10/1200/EXS/1/015023 | 10645 | 1 | 2 | 2557 | Axial | 86818 | 87433 | 301.1 | 17678 | 900 | VT03144U.1 | 0.931 | 0.85 | C | 41.33 | 72.98 | 2025-04-27 | VerticalCompact-BCD_2x1 | 1284 | 800 | 2161 |  |  | 219.7 | 35 | 35 | 630 | EC motor | 5060 | 2 | no | no | D | D | Epoxy coated aluminum | 2025-01-02 | 10 | 6 | yes | piece | 1
GCVC PD 063.2/11-41 | GCVC PD | 063.2/11-41 | 4251038 | finoox | GCVC 063.2C/1x1-2558-2-D/6/32/2.10/900/AXS/1/015023 | 4547 | 1 | 1 | 2558 | Axial | 33823 | 34143 | 90.33 | 7472 | 950 | VT03144U.1 | 0.624 | 1 | D | 40.78 | 72.06 | 2025-08-07 | VerticalCompact-BCD_1x1 | 984 | 623 | 953 |  |  | 78 | 22 | 22 | 630 | EC motor | 5060 | 2 | no | no | C | D | Aluminum | 2025-01-02 | 8 | 6 | yes | piece | 1
GCVC PD 050.2/22-45 | GCVC PD | 050.2/22-45 | 4245192 | finoox | GCVC 050.2C/2x2-2520-1-D/4/64/2.10/1800/EXS/1/015023 | 9512 | 2 | 2 | 2520 | Axial | 86311 | 86357 | 240.88 | 22508 | 1070 | VT03011U.1 | 1171 | 2025-04-01 | C | 45.13 | 76.76 | 2025-07-21 | VerticalCompact-BCD_2x2 | 1884 | 800 | 1761 |  |  | 225.4 | 35 | 35 | 500 | EC motor | 5060 | 1 | no | no | C | D | Epoxy coated aluminum | 2025-01-02 | 8 | 4 | yes | piece | 1
GCVC PD 050.2/14-54 | GCVC PD | 050.2/14-54 | 4250095 | finoox | GCVC 050.2C/1x4-2560-2-D/3/32/2.10/3600/EXS/1/015023 | 10734 | 4 | 1 | 2560 | Axial | 83585 | 83052 | 180.66 | 30976 | 1415 | VT03013U.1 | 2519 | 2021-01-01 | E | 54.17 | 85.79 | 2025-05-15 | VerticalCompact-BCD_1x4 | 3684 | 607 | 953 |  |  | 223.8 | 35 | 35 | 500 | EC motor | 5060 | 2 | no | no | C | D | Epoxy coated aluminum | 2025-01-02 | 4 | 3 | yes | piece | 1
GCVC PD 080.2/11-22 | GCVC PD | 080.2/11-22 | 4252517 | finoox | GCVC 080.2D/1x1-2494-1-D/4/40/2.10/1200/AXS/1/015023 | 4404 | 1 | 1 | 2494 | Axial | 24741 | 24825 | 100.37 | 5283 | 340 | VT03062U.1 | 0.085 | 0.45 | A+ | 2025-12-22 | 53.48 | 2025-04-08 | VerticalCompact-BCD_1x1 | 1284 | 608 | 1153 |  |  | 95.4 | 18 | 18 | 800 | EC motor | 5060 | 1 | no | no | D | D | Aluminum | 2025-01-02 | 10 | 4 | yes | piece | 1
GCVC PD 063.2/22-25 | GCVC PD | 063.2/22-25 | 4246720 | finoox | GCVC 063.2C/2x2-2502-1-D/3/64/2.10/1800/AXS/1/015023 | 11136 | 2 | 2 | 2502 | Axial | 48282 | 48269 | 180.66 | 11791 | 385 | VT03145U.1 | 0.154 | 0.2 | A+ | 24.58 | 56.21 | 2025-09-15 | VerticalCompact-BCD_2x2 | 1884 | 800 | 1761 |  |  | 210.3 | 28 | 28 | 630 | EC motor | 5060 | 1 | no | no | C | D | Aluminum | 2025-01-02 | 8 | 3 | yes | piece | 1
GCVC PD 080.3/23-49 | GCVC PD | 080.3/23-49 | 6057186 | finoox | GCVC 080.3D/2x3-3482-S-D/4/80/2.10/3600/AXS/1/015023 | 22880 | 3 | 2 | 3482 | Axial | 245957 | 246271 | 602.19 | 67118 | 650 | VT01526 | 6094 | 2025-07-01 | D | 49.37 | 81.33 | 58.2 | VerticalCompact-BCD_2x3 | 3684 | 800 | 2161 |  |  | 641.7 | 64 | 64 | 800 | AC motor | 50 | S | no | no | D | D | Aluminum | 2025-01-02 | 4 | 4 | yes | piece | 1
GCVC PD 080.3/12-52 | GCVC PD | 080.3/12-52 | 6135158 | finoox | GCVC 080.3D/1x2-3560-2-D/6/40/2.10/2400/EXS/1/015023 | 12054 | 2 | 1 | 3560 | Axial | 130983 | 131263 | 301.1 | 33624 | 990 | VT01445U.3 | 4239 | 2025-01-03 | E | 51.71 | 83.24 | 2025-01-26 | VerticalCompact-BCD_1x2 | 2484 | 620 | 1153 |  |  | 252.6 | 42 | 42 | 800 | EC motor | 5060 | 2 | no | no | D | D | Epoxy coated aluminum | 2025-01-02 | 6 | 6 | yes | piece | 1
GCVC PD 050.2/11-27 | GCVC PD | 050.2/11-27 | 4249191 | finoox | GCVC 050.2C/1x1-2333-S-D/3/32/2.10/900/EXS/1/015023 | 2229 | 1 | 1 | 2333 | Axial | 13016 | 13056 | 45.16 | 3420 | 530 | VT01435 | 0.149 | 0.35 | C | 2025-03-27 | 58.57 | 2025-09-03 | VerticalCompact-BCD_1x1 | 984 | 596 | 953 |  |  | 64.2 | 16 | 16 | 500 | AC motor | 50 | S | no | no | C | D | Epoxy coated aluminum | 2025-01-02 | 12 | 3 | yes | piece | 1
GCVC PD 050.2/23-32 | GCVC PD | 050.2/23-32 | 4246219 | finoox | GCVC 050.2D/2x3-2337-S-D/3/80/2.10/3600/EXS/1/015023 | 12220 | 3 | 2 | 2337 | Axial | 87094 | 86972 | 451.65 | 19886 | 510 | VT01437 | 0.461 | 0.16 | A | 32.13 | 64.09 | 38.5 | VerticalCompact-BCD_2x3 | 3684 | 800 | 2161 |  |  | 435.7 | 35 | 35 | 500 | AC motor | 50 | S | no | no | D | D | Epoxy coated aluminum | 2025-01-02 | 6 | 3 | yes | piece | 1
GCVC PD 050.2/21-21 | GCVC PD | 050.2/21-21 | 4244865 | finoox | GCVC 050.2C/2x1-2389-J-D/3/64/2.10/900/EXS/1/015023 | 4123 | 1 | 2 | 2389 | Axial | 20.83 | 20906 | 90.33 | 5018 | 450 | VT01437 | 0.164 | 0.17 | B | 2025-01-21 | 52.51 | 8 | VerticalCompact-BCD_2x1 | 984 | 800 | 1761 |  |  | 121.4 | 18 | 18 | 500 | AC motor | 60 | J | no | no | C | D | Epoxy coated aluminum | 2025-01-02 | 12 | 3 | yes | piece | 1
GCVC PD 045.2/14-54 | GCVC PD | 045.2/14-54 | 4249099 | finoox | GCVC 045.2C/1x4-2409-1-D/4/32/2.10/3600/AXS/1/015023 | 8131 | 4 | 1 | 2409 | Axial | 91.97 | 92103 | 240.88 | 23908 | 1500 | VT03007U.1 | 2089 | 2025-02-02 | D | 53.78 | 85.4 | 2025-02-20 | VerticalCompact-BCD_1x4 | 3684 | 535 | 953 |  |  | 217 | 35 | 35 | 450 | EC motor | 5060 | 1 | no | no | C | D | Aluminum | 2025-01-02 | 4 | 4 | yes | piece | 1
GCVC PD 045.2/23-55 | GCVC PD | 045.2/23-55 | 4244605 | finoox | GCVC 045.2C/2x3-2409-1-D/6/64/2.10/2700/EXS/1/015023 | 14631 | 3 | 2 | 2409 | Axial | 162.44 | 162778 | 541.97 | 33868 | 1500 | VT03007U.1 | 3192 | 2025-02-02 | D | 55.46 | 87.21 | 48.8 | VerticalCompact-BCD_2x3 | 2784 | 800 | 1761 |  |  | 375.7 | 54 | 54 | 450 | EC motor | 5060 | 1 | no | no | C | D | Epoxy coated aluminum | 2025-01-02 | 6 | 6 | yes | piece | 1
GCVC PD 050.2/12-54 | GCVC PD | 050.2/12-54 | 4244200 | finoox | GCVC 050.2B/1x2-2420-2-D/3/24/2.10/1440/AXS/1/015023 | 4766 | 2 | 1 | 2420 | Axial | 34352 | 34477 | 54.2 | 15493 | 1600 | VT03013U.1 | 1994 | 1965-01-01 | E | 53.8 | 85.09 | 2025-07-04 | VerticalCompact-BCD_1x2 | 1524 | 607 | 753 |  |  | 88.4 | 22 | 22 | 500 | EC motor | 5060 | 2 | no | no | B | D | Aluminum | 2025-01-02 | 8 | 3 | yes | piece | 1
GCVC PD 063.2/22-32 | GCVC PD | 063.2/22-32 | 4246679 | finoox | GCVC 063.2C/2x2-2398-I-D/6/64/2.10/1800/EXS/1/015023 | 11591 | 2 | 2 | 2398 | Axial | 70964 | 71356 | 361.32 | 12961 | 460 | VT01442 | 0.588 | 0.32 | B | 32.29 | 63.92 | 31.2 | VerticalCompact-BCD_2x2 | 1884 | 800 | 1761 |  |  | 277.7 | 35 | 35 | 630 | AC motor | 60 | I | no | no | C | D | Epoxy coated aluminum | 2025-01-02 | 8 | 6 | yes | piece | 1
GCVC PD 040.2/13-51 | GCVC PD | 040.2/13-51 | 4243817 | finoox | GCVC 040.2B/1x3-2408-1-D/4/24/2.10/2160/AXS/1/015023 | 4810 | 3 | 1 | 2408 | Axial | 47239 | 47334 | 108.39 | 13122 | 1630 | VT03142U.1 | 1276 | 2025-06-02 | E | 51.03 | 82.41 | 2025-02-09 | VerticalCompact-BCD_1x3a | 2244 | 543 | 753 |  |  | 115.6 | 28 | 28 | 400 | EC motor | 5060 | 1 | no | no | B | D | Aluminum | 2025-01-02 | 6 | 4 | yes | piece | 1
GCVC PD 045.2/24-53 | GCVC PD | 045.2/24-53 | 4244701 | finoox | GCVC 045.2C/2x4-2419-1-D/6/64/2.10/3600/EXS/1/015023 | 18905 | 4 | 2 | 2419 | Axial | 206937 | 207943 | 722.63 | 41813 | 1350 | VT03007U.1 | 3037 | 1965-01-01 | D | 53.21 | 85.07 | 62.7 | VerticalCompact-BCD_2x4 | 3684 | 800 | 1761 |  |  | 486.1 | 54 | 54 | 450 | EC motor | 5060 | 1 | no | no | C | D | Epoxy coated aluminum | 2025-01-02 | 4 | 6 | yes | piece | 1
GCVC PD 080.2/12-53 | GCVC PD | 080.2/12-53 | 4252855 | finoox | GCVC 080.2D/1x2-2540-2-D/6/40/2.10/2400/EXS/1/015023 | 11445 | 2 | 1 | 2540 | Axial | 113504 | 113711 | 301.1 | 26263 | 900 | VT03059U.2 | 2904 | 1952-02-01 | D | 53.24 | 84.77 | 2025-01-26 | VerticalCompact-BCD_1x2 | 2484 | 650 | 1153 |  |  | 233.8 | 42 | 42 | 800 | EC motor | 5060 | 2 | no | no | D | D | Epoxy coated aluminum | 2025-01-02 | 6 | 6 | yes | piece | 1
GCVC PD 063.2/21-60 | GCVC PD | 063.2/21-60 | 4247438 | finoox | GCVC 063.2D/2x1-2549-2-D/6/80/2.10/1200/AXS/1/015023 | 11858 | 1 | 2 | 2549 | Axial | 114495 | 115164 | 301.1 | 25230 | 1210 | VT03143U.1 | 3425 | 1986-02-01 | E | 60.01 | 91.66 | 2025-09-28 | VerticalCompact-BCD_2x1 | 1284 | 800 | 2161 |  |  | 258.3 | 42 | 42 | 630 | EC motor | 5060 | 2 | no | no | D | D | Aluminum | 2025-01-02 | 10 | 6 | yes | piece | 1
GCVC PD 063.2/13-45 | GCVC PD | 063.2/13-45 | 4252394 | finoox | GCVC 063.2D/1x3-2558-2-D/4/40/2.10/3600/EXS/1/015023 | 11555 | 3 | 1 | 2558 | Axial | 111877 | 111973 | 301.1 | 29791 | 950 | VT03144U.1 | 1548 | 1 | C | 45.29 | 76.97 | 26 | VerticalCompact-BCD_1x3 | 3684 | 623 | 1153 |  |  | 261.3 | 42 | 42 | 630 | EC motor | 5060 | 2 | no | no | D | D | Epoxy coated aluminum | 2025-01-02 | 4 | 4 | yes | piece | 1
GCVC PD 063.2/21-34 | GCVC PD | 063.2/21-34 | 4247421 | finoox | GCVC 063.2D/2x1-2511-1-D/3/80/2.10/1200/EXS/1/015023 | 7911 | 1 | 2 | 2511 | Axial | 50124 | 50.19 | 150.55 | 13950 | 730 | VT03145U.1 | 0.35 | 1 | B | 33.98 | 65.63 | 14 | VerticalCompact-BCD_2x1 | 1284 | 800 | 2161 |  |  | 164.3 | 28 | 28 | 630 | EC motor | 5060 | 1 | no | no | D | D | Epoxy coated aluminum | 2025-01-02 | 10 | 3 | yes | piece | 1
GCVC PD 063.2/23-43 | GCVC PD | 063.2/23-43 | 4247022 | finoox | GCVC 063.2C/2x3-2555-2-D/3/64/2.10/2700/AXS/1/015023 | 17563 | 3 | 2 | 2555 | Axial | 133257 | 133489 | 270.99 | 44385 | 800 | VT03144U.1 | 2025-07-02 | 0.69 | D | 42.96 | 74.71 | 2025-01-25 | VerticalCompact-BCD_2x3 | 2784 | 800 | 1761 |  |  | 331.9 | 42 | 42 | 630 | EC motor | 5060 | 2 | no | no | C | D | Aluminum | 2025-01-02 | 4 | 3 | yes | piece | 1
GCVC PD 050.2/21-54 | GCVC PD | 050.2/21-54 | 4245936 | finoox | GCVC 050.2D/2x1-2562-2-D/6/80/2.10/1200/AXS/1/015023 | 8458 | 1 | 2 | 2562 | Axial | 89861 | 90308 | 301.1 | 17988 | 1595 | VT03013U.1 | 1744 | 1965-01-01 | D | 54.02 | 85.67 | 2025-04-27 | VerticalCompact-BCD_2x1 | 1284 | 800 | 2161 |  |  | 218.6 | 35 | 35 | 500 | EC motor | 5060 | 2 | no | no | D | D | Aluminum | 2025-01-02 | 10 | 6 | yes | piece | 1
GCVC PD 080.2/22-32 | GCVC PD | 080.2/22-32 | 4248397 | finoox | GCVC 080.2D/2x2-2497-1-D/4/80/2.10/2400/EXS/1/015023 | 17512 | 2 | 2 | 2497 | Axial | 113608 | 113746 | 401.46 | 26076 | 415 | VT03062U.1 | 0.572 | 0.7 | A | 31.72 | 63.53 | 36.3 | VerticalCompact-BCD_2x2 | 2484 | 800 | 2161 |  |  | 348.5 | 42 | 42 | 800 | EC motor | 5060 | 1 | no | no | D | D | Epoxy coated aluminum | 2025-01-02 | 6 | 4 | yes | piece | 1
GCVC PD 050.2/21-42 | GCVC PD | 050.2/21-42 | 4245893 | finoox | GCVC 050.2D/2x1-2519-1-D/4/80/2.10/1200/AXS/1/015023 | 6285 | 1 | 2 | 2519 | Axial | 53432 | 53618 | 200.73 | 11699 | 1010 | VT03011U.1 | 0.457 | 2015-01-01 | B | 41.57 | 73.22 | 2025-01-18 | VerticalCompact-BCD_2x1 | 1284 | 800 | 2161 |  |  | 177 | 28 | 28 | 500 | EC motor | 5060 | 1 | no | no | D | D | Aluminum | 2025-01-02 | 10 | 4 | yes | piece | 1
GCVC PD 050.2/12-42 | GCVC PD | 050.2/12-42 | 4244239 | finoox | GCVC 050.2B/1x2-2519-1-D/4/24/2.10/1440/EXS/1/015023 | 4087 | 2 | 1 | 2519 | Axial | 30581 | 30647 | 72.26 | 8558 | 1010 | VT03011U.1 | 0.532 | 2015-01-01 | D | 41.85 | 73.13 | 2025-01-06 | VerticalCompact-BCD_1x2 | 1524 | 586 | 753 |  |  | 85 | 22 | 22 | 500 | EC motor | 5060 | 1 | no | no | B | D | Epoxy coated aluminum | 2025-01-02 | 8 | 4 | yes | piece | 1
GCVC PD 080.2/12-32 | GCVC PD | 080.2/12-32 | 4252736 | finoox | GCVC 080.2D/1x2-2483-1-D/3/40/2.10/2400/AXS/1/015023 | 7437 | 2 | 1 | 2483 | Axial | 55638 | 55603 | 150.55 | 16102 | 470 | VT03061U.1 | 0.406 | 0.9 | B | 32.43 | 63.96 | 2025-09-12 | VerticalCompact-BCD_1x2 | 2484 | 608 | 1153 |  |  | 166.1 | 28 | 28 | 800 | EC motor | 5060 | 1 | no | no | D | D | Aluminum | 2025-01-02 | 6 | 3 | yes | piece | 1
GCVC PD 050.2/23-51 | GCVC PD | 050.2/23-51 | 4246315 | finoox | GCVC 050.2D/2x3-2411-1-D/3/80/2.10/3600/EXS/1/015023 | 16080 | 3 | 2 | 2411 | Axial | 155741 | 155586 | 451.65 | 44723 | 1260 | VT03011U.1 | 2574 | 2025-02-02 | D | 51.08 | 83.04 | 43.1 | VerticalCompact-BCD_2x3 | 3684 | 800 | 2161 |  |  | 430.1 | 54 | 54 | 500 | EC motor | 5060 | 1 | no | no | D | D | Epoxy coated aluminum | 2025-01-02 | 4 | 3 | yes | piece | 1
GCVC PD 063.2/13-25 | GCVC PD | 063.2/13-25 | 4251304 | finoox | GCVC 063.2C/1x3-2401-L-D/3/32/2.10/2700/EXS/1/015023 | 6506 | 3 | 1 | 2401 | Axial | 36.02 | 35967 | 135.49 | 9091 | 340 | VT01442 | 0.267 | 0.16 | B | 25.38 | 56.89 | 2025-01-11 | VerticalCompact-BCD_1x3 | 2784 | 598 | 953 |  |  | 170.3 | 22 | 22 | 630 | AC motor | 60 | L | no | no | C | D | Epoxy coated aluminum | 2025-01-02 | 6 | 3 | yes | piece | 1
GCVC PD 050.2/21-32 | GCVC PD | 050.2/21-32 | 4244851 | finoox | GCVC 050.2C/2x1-2387-L-D/4/64/2.10/900/AXS/1/015023 | 4139 | 1 | 2 | 2387 | Axial | 28575 | 28.73 | 120.44 | 6136 | 500 | VT01435 | 0.354 | 0.37 | C | 31.99 | 63.5 | 2025-07-10 | VerticalCompact-BCD_2x1 | 984 | 800 | 1761 |  |  | 136.4 | 22 | 22 | 500 | AC motor | 60 | L | no | no | C | D | Aluminum | 2025-01-02 | 12 | 4 | yes | piece | 1
GCVC PD 063.2/12-64 | GCVC PD | 063.2/12-64 | 4251207 | finoox | GCVC 063.2C/1x2-2551-2-D/4/32/2.10/1800/EXS/1/015023 | 8569 | 2 | 1 | 2551 | Axial | 69105 | 69237 | 120.44 | 25132 | 1360 | VT03143U.1 | 5014 | 4 | E | 64.09 | 95.49 | 2025-09-10 | VerticalCompact-BCD_1x2 | 1884 | 611 | 953 |  |  | 163.9 | 35 | 35 | 630 | EC motor | 5060 | 2 | no | no | C | D | Epoxy coated aluminum | 2025-01-02 | 6 | 4 | yes | piece | 1
GCVC PD 063.2/13-37 | GCVC PD | 063.2/13-37 | 4251421 | finoox | GCVC 063.2C/1x3-2553-2-D/3/32/2.10/2700/EXS/1/015023 | 9124 | 3 | 1 | 2553 | Axial | 59482 | 59531 | 135.49 | 19264 | 700 | VT03144U.1 | 0.707 | 0.52 | C | 37.26 | 68.78 | 2025-05-11 | VerticalCompact-BCD_1x3 | 2784 | 623 | 953 |  |  | 173.3 | 28 | 28 | 630 | EC motor | 5060 | 2 | no | no | C | D | Epoxy coated aluminum | 2025-01-02 | 4 | 3 | yes | piece | 1
GCVC PD 063.2/11-38 | GCVC PD | 063.2/11-38 | 4251034 | finoox | GCVC 063.2C/1x1-2557-2-D/4/32/2.10/900/EXS/1/015023 | 4221 | 1 | 1 | 2557 | Axial | 27114 | 27295 | 60.22 | 7928 | 900 | VT03144U.1 | 0.502 | 0.85 | D | 38.22 | 69.49 | 2025-04-05 | VerticalCompact-BCD_1x1 | 984 | 623 | 953 |  |  | 69.3 | 22 | 22 | 630 | EC motor | 5060 | 2 | no | no | C | D | Epoxy coated aluminum | 2025-01-02 | 8 | 4 | yes | piece | 1
GCVC PD 063.2/22-34 | GCVC PD | 063.2/22-34 | 4247655 | finoox | GCVC 063.2D/2x2-2509-1-D/3/80/2.10/2400/EXS/1/015023 | 13653 | 2 | 2 | 2509 | Axial | 92.67 | 92627 | 301.1 | 24868 | 655 | VT03145U.1 | 0.515 | 0.75 | A | 34.4 | 66.21 | 2025-09-26 | VerticalCompact-BCD_2x2 | 2484 | 800 | 2161 |  |  | 294.2 | 35 | 35 | 630 | EC motor | 5060 | 1 | no | no | D | D | Epoxy coated aluminum | 2025-01-02 | 6 | 3 | yes | piece | 1
GCVC PD 045.2/21-38 | GCVC PD | 045.2/21-38 | 4244447 | finoox | GCVC 045.2C/2x1-2525-1-D/3/64/2.10/900/EXS/1/015023 | 4913 | 1 | 2 | 2525 | Axial | 25.54 | 25611 | 90.33 | 6658 | 825 | VT03007U.1 | 0.192 | 0.47 | B | 37.72 | 69.23 | 8 | VerticalCompact-BCD_2x1 | 984 | 800 | 1761 |  |  | 113.2 | 18 | 18 | 450 | EC motor | 5060 | 1 | no | no | C | D | Epoxy coated aluminum | 2025-01-02 | 12 | 3 | yes | piece | 1
GCVC PD 080.2/23-45 | GCVC PD | 080.2/23-45 | 4248731 | finoox | GCVC 080.2D/2x3-2542-2-D/4/80/2.10/3600/EXS/1/015023 | 29291 | 3 | 2 | 2542 | Axial | 226686 | 226878 | 602.19 | 60932 | 615 | VT03060U.1 | 2723 | 0.92 | C | 44.72 | 76.68 | 54.8 | VerticalCompact-BCD_2x3 | 3684 | 800 | 2161 |  |  | 534 | 54 | 54 | 800 | EC motor | 5060 | 2 | no | no | D | D | Epoxy coated aluminum | 2025-01-02 | 4 | 4 | yes | piece | 1
GCVC PD 063.2/22-44 | GCVC PD | 063.2/22-44 | 4247725 | finoox | GCVC 063.2D/2x2-2556-2-D/4/80/2.10/2400/AXS/1/015023 | 15401 | 2 | 2 | 2556 | Axial | 142136 | 142327 | 401.46 | 35406 | 850 | VT03144U.1 | 1496 | 0.77 | C | 43.92 | 75.72 | 36.3 | VerticalCompact-BCD_2x2 | 2484 | 800 | 2161 |  |  | 342.8 | 42 | 42 | 630 | EC motor | 5060 | 2 | no | no | D | D | Aluminum | 2025-01-02 | 6 | 4 | yes | piece | 1
GCVC PD 080.3/21-51 | GCVC PD | 080.3/21-51 | 6142217 | finoox | GCVC 080.3D/2x1-3559-2-D/4/80/2.10/1200/EXS/1/015023 | 11084 | 1 | 2 | 3559 | Axial | 114261 | 114.7 | 200.73 | 39919 | 1045 | VT01445U.3 | 4731 | 1965-03-01 | E | 51.26 | 82.91 | 2025-09-20 | VerticalCompact-BCD_2x1 | 1284 | 800 | 2161 |  |  | 236.2 | 42 | 42 | 800 | EC motor | 5060 | 2 | no | no | D | D | Epoxy coated aluminum | 2025-01-02 | 8 | 4 | yes | piece | 1
GCVC PD 080.3/12-54 | GCVC PD | 080.3/12-54 | 6140341 | finoox | GCVC 080.3D/1x2-3561-2-D/4/40/2.10/2400/EXS/1/015023 | 10646 | 2 | 1 | 3561 | Axial | 103022 | 103415 | 200.73 | 32479 | 930 | VT01445U.3 | 3375 | 1975-02-01 | E | 54.05 | 85.58 | 2025-05-17 | VerticalCompact-BCD_1x2 | 2484 | 620 | 1153 |  |  | 222.3 | 35 | 35 | 800 | EC motor | 5060 | 2 | no | no | D | D | Epoxy coated aluminum | 2025-01-02 | 4 | 4 | yes | piece | 1
GCVC PD 050.3/22-50 | GCVC PD | 050.3/22-50 | 6210759 | finoox | GCVC 050.3C/2x2-3616-W-D/3/64/2.10/1800/EXS/1/015023 | 6633 | 2 | 2 | 3616 | Axial | 84262 | 84341 | 180.66 | 28695 | 1240 | VT01524 | 2675 | 2025-02-03 | E | 49.64 | 81.27 | 17 | VerticalCompact-BCD_2x2 | 1884 | 800 | 1761 |  |  | 231.6 | 35 | 35 | 500 | AC motor | 50 | W | no | no | C | D | Epoxy coated aluminum | 2025-01-02 | 6 | 3 | yes | piece | 1
GCVC PD 050.2/11-35 | GCVC PD | 050.2/11-35 | 4244006 | finoox | GCVC 050.2B/1x1-2332-D-D/3/24/2.10/720/EXS/1/015023 | 1891 | 1 | 1 | 2332 | Axial | 12203 | 12263 | 2025-01-27 | 4171 | 850 | VT01435 | 0.279 | 0.74 | D | 35.24 | 66.43 | 2025-04-02 | VerticalCompact-BCD_1x1 | 804 | 596 | 753 |  |  | 49.1 | 16 | 16 | 500 | AC motor | 50 | D | no | no | B | D | Epoxy coated aluminum | 2025-01-02 | 12 | 3 | yes | piece | 1
GCVC PD 063.2/22-22 | GCVC PD | 063.2/22-22 | 4247566 | finoox | GCVC 063.2D/2x2-2399-J-D/4/80/2.10/2400/EXS/1/015023 | 12398 | 2 | 2 | 2399 | Axial | 66915 | 67059 | 401.46 | 13088 | 290 | VT01442 | 0.282 | 0.14 | A | 2025-07-22 | 53.88 | 34.8 | VerticalCompact-BCD_2x2 | 2484 | 800 | 2161 |  |  | 336.9 | 35 | 35 | 630 | AC motor | 60 | J | no | no | D | D | Epoxy coated aluminum | 2025-01-02 | 8 | 4 | yes | piece | 1
GCVC PD 045.2/11-45 | GCVC PD | 045.2/11-45 | 4248835 | finoox | GCVC 045.2C/1x1-2419-1-D/4/32/2.10/900/AXS/1/015023 | 2732 | 1 | 1 | 2419 | Axial | 22101 | 22259 | 60.22 | 5559 | 1350 | VT03007U.1 | 0.373 | 1965-01-01 | D | 44.8 | 76.07 | 2025-02-05 | VerticalCompact-BCD_1x1 | 984 | 535 | 953 |  |  | 62 | 18 | 18 | 450 | EC motor | 5060 | 1 | no | no | C | D | Aluminum | 2025-01-02 | 8 | 4 | yes | piece | 1
GCVC PD 063.2/11-34 | GCVC PD | 063.2/11-34 | 4250972 | finoox | GCVC 063.2C/1x1-2510-1-D/6/32/2.10/900/AXS/1/015023 | 4223 | 1 | 1 | 2510 | Axial | 23259 | 23462 | 90.33 | 4530 | 695 | VT03145U.1 | 0.184 | 0.9 | B | 34.45 | 65.72 | 2025-07-07 | VerticalCompact-BCD_1x1 | 984 | 615 | 953 |  |  | 73.3 | 18 | 18 | 630 | EC motor | 5060 | 1 | no | no | C | D | Aluminum | 2025-01-02 | 12 | 6 | yes | piece | 1
GCVC PD 045.2/21-34 | GCVC PD | 045.2/21-34 | 4244437 | finoox | GCVC 045.2C/2x1-2523-1-D/6/64/2.10/900/EXS/1/015023 | 5847 | 1 | 2 | 2523 | Axial | 27616 | 27857 | 180.66 | 4890 | 675 | VT03007U.1 | 0.117 | 0.3 | A | 33.66 | 65.17 | 2025-06-15 | VerticalCompact-BCD_2x1 | 984 | 800 | 1761 |  |  | 140.8 | 22 | 22 | 450 | EC motor | 5060 | 1 | no | no | C | D | Epoxy coated aluminum | 2025-01-02 | 12 | 6 | yes | piece | 1
GCVC PD 080.2/22-23 | GCVC PD | 080.2/22-23 | 4248371 | finoox | GCVC 080.2D/2x2-2491-1-D/4/80/2.10/2400/AXS/1/015023 | 16354 | 2 | 2 | 2491 | Axial | 80244 | 80367 | 401.46 | 16265 | 270 | VT03062U.1 | 0.187 | 0.25 | A+ | 22.73 | 54.54 | 34.8 | VerticalCompact-BCD_2x2 | 2484 | 800 | 2161 |  |  | 345.8 | 35 | 35 | 800 | EC motor | 5060 | 1 | no | no | D | D | Aluminum | 2025-01-02 | 8 | 4 | yes | piece | 1
GCVC PD 050.2/13-37 | GCVC PD | 050.2/13-37 | 4250761 | finoox | GCVC 050.2D/1x3-2515-1-D/6/40/2.10/3600/EXS/1/015023 | 10641 | 3 | 1 | 2515 | Axial | 71673 | 72086 | 451.65 | 12595 | 755 | VT03011U.1 | 0.318 | 0.58 | A | 36.65 | 68.32 | 36.9 | VerticalCompact-BCD_1x3 | 3684 | 586 | 1153 |  |  | 288.1 | 35 | 35 | 500 | EC motor | 5060 | 1 | no | no | D | D | Epoxy coated aluminum | 2025-01-02 | 6 | 6 | yes | piece | 1
GCVC PD 045.2/21-38 | GCVC PD | 045.2/21-38 | 4244449 | finoox | GCVC 045.2C/2x1-2525-1-D/6/64/2.10/900/EXS/1/015023 | 5847 | 1 | 2 | 2525 | Axial | 32995 | 33289 | 180.66 | 6044 | 825 | VT03007U.1 | 0.196 | 0.47 | B | 37.95 | 69.46 | 2025-06-15 | VerticalCompact-BCD_2x1 | 984 | 800 | 1761 |  |  | 140.8 | 22 | 22 | 450 | EC motor | 5060 | 1 | no | no | C | D | Epoxy coated aluminum | 2025-01-02 | 12 | 6 | yes | piece | 1
GCVC PD 063.2/13-40 | GCVC PD | 063.2/13-40 | 4252377 | finoox | GCVC 063.2D/1x3-2555-2-D/6/40/2.10/3600/EXS/1/015023 | 13637 | 3 | 1 | 2555 | Axial | 119.23 | 119736 | 451.65 | 23439 | 800 | VT03144U.1 | 0.995 | 0.69 | B | 40.43 | 72.11 | 39.2 | VerticalCompact-BCD_1x3 | 3684 | 623 | 1153 |  |  | 307.7 | 42 | 42 | 630 | EC motor | 5060 | 2 | no | no | D | D | Epoxy coated aluminum | 2025-01-02 | 4 | 6 | yes | piece | 1
GCVC PD 050.2/11-52 | GCVC PD | 050.2/11-52 | 4244134 | finoox | GCVC 050.2B/1x1-2563-2-D/3/24/2.10/720/EXS/1/015023 | 2866 | 1 | 1 | 2563 | Axial | 17138 | 17307 | 2025-01-27 | 7858 | 1680 | VT03013U.1 | 2025-12-01 | 1975-01-01 | E | 52.29 | 83.48 | 2025-04-02 | VerticalCompact-BCD_1x1 | 804 | 607 | 753 |  |  | 48.7 | 16 | 16 | 500 | EC motor | 5060 | 2 | no | no | B | D | Epoxy coated aluminum | 2025-01-02 | 8 | 3 | yes | piece | 1
GCVC PD 050.2/12-38 | GCVC PD | 050.2/12-38 | 4244230 | finoox | GCVC 050.2B/1x2-2517-1-D/3/24/2.10/1440/EXS/1/015023 | 3925 | 2 | 1 | 2517 | Axial | 24005 | 24009 | 54.2 | 7947 | 880 | VT03011U.1 | 0.359 | 0.84 | D | 38.37 | 69.66 | 2025-06-04 | VerticalCompact-BCD_1x2 | 1524 | 586 | 753 |  |  | 78.8 | 18 | 18 | 500 | EC motor | 5060 | 1 | no | no | B | D | Epoxy coated aluminum | 2025-01-02 | 8 | 3 | yes | piece | 1
GCVC PD 063.2/12-40 | GCVC PD | 063.2/12-40 | 4251234 | finoox | GCVC 063.2C/1x2-2556-2-D/4/32/2.10/1800/EXS/1/015023 | 6924 | 2 | 1 | 2556 | Axial | 50604 | 50576 | 120.44 | 14916 | 850 | VT03144U.1 | 0.851 | 0.77 | D | 39.88 | 71.28 | 2025-04-10 | VerticalCompact-BCD_1x2 | 1884 | 623 | 953 |  |  | 127.3 | 28 | 28 | 630 | EC motor | 5060 | 2 | no | no | C | D | Epoxy coated aluminum | 2025-01-02 | 8 | 4 | yes | piece | 1
GCVC PD 045.2/23-44 | GCVC PD | 045.2/23-44 | 4244635 | finoox | GCVC 045.2C/2x3-2526-1-D/6/64/2.10/2700/EXS/1/015023 | 14453 | 3 | 2 | 2526 | Axial | 106972 | 107358 | 541.97 | 19873 | 900 | VT03007U.1 | 0.746 | 0.58 | B | 44.34 | 76.09 | 46.2 | VerticalCompact-BCD_2x3 | 2784 | 800 | 1761 |  |  | 370.6 | 42 | 42 | 450 | EC motor | 5060 | 1 | no | no | C | D | Epoxy coated aluminum | 2025-01-02 | 8 | 6 | yes | piece | 1
GCVC PD 050.2/14-46 | GCVC PD | 050.2/14-46 | 4250075 | finoox | GCVC 050.2C/1x4-2521-1-D/4/32/2.10/3600/AXS/1/015023 | 8815 | 4 | 1 | 2521 | Axial | 91935 | 92067 | 240.88 | 23892 | 1135 | VT03011U.1 | 1381 | 1965-01-01 | D | 46.39 | 78.01 | 2025-02-20 | VerticalCompact-BCD_1x4 | 3684 | 586 | 953 |  |  | 222.7 | 35 | 35 | 500 | EC motor | 5060 | 1 | no | no | C | D | Aluminum | 2025-01-02 | 4 | 4 | yes | piece | 1
GCVC PD 080.2/11-51 | GCVC PD | 080.2/11-51 | 4252671 | finoox | GCVC 080.2D/1x1-2710-2-D/4/40/2.10/1200/AXS/1/015023 | 5530 | 1 | 1 | 2710 | Axial | 54868 | 55124 | 100.37 | 17135 | 975 | VT03059U.2 | 1924 | 3 | E | 50.51 | 81.88 | 2025-01-09 | VerticalCompact-BCD_1x1 | 1284 | 650 | 1153 |  |  | 108.5 | 28 | 28 | 800 | EC motor | 5060 | 2 | no | no | D | D | Aluminum | 2025-01-02 | 8 | 4 | yes | piece | 1
GCVC PD 080.3/21-37 | GCVC PD | 080.3/21-37 | 6132333 | finoox | GCVC 080.3D/2x1-3489-J-D/3/80/2.10/1200/AXS/1/015023 | 6966 | 1 | 2 | 3489 | Axial | 59526 | 59575 | 150.55 | 17515 | 480 | VT01371 | 1141 | 2025-01-01 | D | 37.48 | 69.13 | 14 | VerticalCompact-BCD_2x1 | 1284 | 800 | 2161 |  |  | 219.1 | 28 | 28 | 800 | AC motor | 60 | J | no | no | D | D | Aluminum | 2025-01-02 | 10 | 3 | yes | piece | 1
GCVC PD 080.3/12-50 | GCVC PD | 080.3/12-50 | 6114259 | finoox | GCVC 080.3D/1x2-3562-2-D/3/40/2.10/2400/EXS/1/015023 | 9998 | 2 | 1 | 3562 | Axial | 73595 | 73349 | 150.55 | 29243 | 800 | VT01445U.3 | 2131 | 1985-01-01 | E | 49.81 | 81.34 | 2025-05-13 | VerticalCompact-BCD_1x2 | 2484 | 620 | 1153 |  |  | 207.8 | 35 | 35 | 800 | EC motor | 5060 | 2 | no | no | D | D | Epoxy coated aluminum | 2025-01-02 | 6 | 3 | yes | piece | 1
GCVC PD 080.2/23-58 | GCVC PD | 080.2/23-58 | 4248545 | finoox | GCVC 080.2D/2x3-1656-2-D/3/80/2.10/3600/EXS/1/015023 | 30548 | 3 | 2 | 1656 | Axial | 245.25 | 242859 | 451.65 | 113819 | 1000 | VT03059U.2 | 12555 | 2025-02-03 | E | 58.24 | 90.2 | 43.1 | VerticalCompact-BCD_2x3 | 3684 | 800 | 2161 |  |  | 539.4 | 54 | 54 | 800 | EC motor | 5060 | 2 | no | no | D | D | Epoxy coated aluminum | 2025-01-02 | 4 | 3 | yes | piece | 1
GCVC PD 050.2/13-35 | GCVC PD | 050.2/13-35 | 4250620 | finoox | GCVC 050.2D/1x3-2336-D-D/6/40/2.10/3600/AXS/1/015023 | 8174 | 3 | 1 | 2336 | Axial | 67391 | 67.81 | 451.65 | 11576 | 660 | VT01437 | 0.37 | 0.33 | B | 35.01 | 66.68 | 36.9 | VerticalCompact-BCD_1x3 | 3684 | 596 | 1153 |  |  | 295.3 | 35 | 35 | 500 | AC motor | 50 | D | no | no | D | D | Aluminum | 2025-01-02 | 6 | 6 | yes | piece | 1
GCVC PD 050.2/13-51 | GCVC PD | 050.2/13-51 | 4249851 | finoox | GCVC 050.2C/1x3-2559-2-D/4/32/2.10/2700/AXS/1/015023 | 8532 | 3 | 1 | 2559 | Axial | 78616 | 78889 | 180.66 | 21048 | 1330 | VT03013U.1 | 1594 | 2025-08-01 | D | 51.42 | 82.93 | 2025-06-15 | VerticalCompact-BCD_1x3 | 2784 | 607 | 953 |  |  | 185.3 | 35 | 35 | 500 | EC motor | 5060 | 2 | no | no | C | D | Aluminum | 2025-01-02 | 4 | 4 | yes | piece | 1
GCVC PD 063.2/22-30 | GCVC PD | 063.2/22-30 | 4247635 | finoox | GCVC 063.2D/2x2-2506-1-D/4/80/2.10/2400/AXS/1/015023 | 14027 | 2 | 2 | 2506 | Axial | 92294 | 92375 | 401.46 | 19623 | 540 | VT03145U.1 | 0.317 | 0.45 | A+ | 2025-01-30 | 61.91 | 34.8 | VerticalCompact-BCD_2x2 | 2484 | 800 | 2161 |  |  | 323.3 | 35 | 35 | 630 | EC motor | 5060 | 1 | no | no | D | D | Aluminum | 2025-01-02 | 8 | 4 | yes | piece | 1
GCVC PD 063.2/23-32 | GCVC PD | 063.2/23-32 | 4247882 | finoox | GCVC 063.2D/2x3-2506-1-D/6/80/2.10/3600/AXS/1/015023 | 23642 | 3 | 2 | 2506 | Axial | 154269 | 155096 | 903.29 | 27195 | 540 | VT03145U.1 | 0.501 | 0.45 | A+ | 32.15 | 64.11 | 75.1 | VerticalCompact-BCD_2x3 | 3684 | 800 | 2161 |  |  | 562.9 | 42 | 42 | 630 | EC motor | 5060 | 1 | no | no | D | D | Aluminum | 2025-01-02 | 6 | 6 | yes | piece | 1
GCVC PD 045.2/12-46 | GCVC PD | 045.2/12-46 | 4248975 | finoox | GCVC 045.2C/1x2-2530-1-D/3/32/2.10/1800/EXS/1/015023 | 4612 | 2 | 1 | 2530 | Axial | 32751 | 32704 | 90.33 | 9783 | 1200 | VT03007U.1 | 0.545 | 2025-01-01 | D | 46.02 | 77.4 | 2025-06-07 | VerticalCompact-BCD_1x2 | 1884 | 535 | 953 |  |  | 104.4 | 22 | 22 | 450 | EC motor | 5060 | 1 | no | no | C | D | Epoxy coated aluminum | 2025-01-02 | 8 | 3 | yes | piece | 1
GCVC PD 063.2/23-67 | GCVC PD | 063.2/23-67 | 4247947 | finoox | GCVC 063.2D/2x3-2552-2-D/4/80/2.10/3600/AXS/1/015023 | 27636 | 3 | 2 | 2552 | Axial | 301321 | 299.39 | 602.19 | 97563 | 1435 | VT03143U.1 | 16522 | 2025-03-04 | E | 67.44 | 99.4 | 58.2 | VerticalCompact-BCD_2x3 | 3684 | 800 | 2161 |  |  | 618.2 | 64 | 64 | 630 | EC motor | 5060 | 2 | no | no | D | D | Aluminum | 2025-01-02 | 4 | 4 | yes | piece | 1
GCVC PD 050.2/23-47 | GCVC PD | 050.2/23-47 | 4245428 | finoox | GCVC 050.2C/2x3-2520-1-D/4/64/2.10/2700/EXS/1/015023 | 14261 | 3 | 2 | 2520 | Axial | 126358 | 126279 | 361.32 | 33762 | 1070 | VT03011U.1 | 1756 | 2025-04-01 | C | 46.77 | 78.52 | 32.1 | VerticalCompact-BCD_2x3 | 2784 | 800 | 1761 |  |  | 327.4 | 42 | 42 | 500 | EC motor | 5060 | 1 | no | no | C | D | Epoxy coated aluminum | 2025-01-02 | 6 | 4 | yes | piece | 1
GCVC PD 063.2/12-33 | GCVC PD | 063.2/12-33 | 4251168 | finoox | GCVC 063.2C/1x2-2508-1-D/4/32/2.10/1800/EXS/1/015023 | 6306 | 2 | 1 | 2508 | Axial | 37821 | 37852 | 120.44 | 9128 | 615 | VT03145U.1 | 0.254 | 0.65 | B | 32.54 | 63.93 | 10 | VerticalCompact-BCD_1x2 | 1884 | 615 | 953 |  |  | 118.3 | 22 | 22 | 630 | EC motor | 5060 | 1 | no | no | C | D | Epoxy coated aluminum | 2025-01-02 | 8 | 4 | yes | piece | 1
GCVC PD 050.2/13-43 | GCVC PD | 050.2/13-43 | 4249828 | finoox | GCVC 050.2C/1x3-2519-1-D/6/32/2.10/2700/AXS/1/015023 | 7895 | 3 | 1 | 2519 | Axial | 74719 | 75106 | 270.99 | 14699 | 1010 | VT03011U.1 | 0.768 | 2015-01-01 | C | 42.51 | 74.02 | 2025-06-22 | VerticalCompact-BCD_1x3 | 2784 | 586 | 953 |  |  | 197.5 | 35 | 35 | 500 | EC motor | 5060 | 1 | no | no | C | D | Aluminum | 2025-01-02 | 6 | 6 | yes | piece | 1
GCVC PD 063.2/11-37 | GCVC PD | 063.2/11-37 | 4251891 | finoox | GCVC 063.2D/1x1-2556-2-D/6/40/2.10/1200/EXS/1/015023 | 5536 | 1 | 1 | 2556 | Axial | 41487 | 41743 | 150.55 | 8325 | 850 | VT03144U.1 | 0.395 | 0.77 | C | 37.33 | 68.69 | 2025-07-12 | VerticalCompact-BCD_1x1 | 1284 | 623 | 1153 |  |  | 109.2 | 22 | 22 | 630 | EC motor | 5060 | 2 | no | no | D | D | Epoxy coated aluminum | 2025-01-02 | 10 | 6 | yes | piece | 1
GCVC PD 080.2/13-27 | GCVC PD | 080.2/13-27 | 4253065 | finoox | GCVC 080.2D/1x3-2494-1-D/4/40/2.10/3600/AXS/1/015023 | 10558 | 3 | 1 | 2494 | Axial | 74621 | 74787 | 301.1 | 15850 | 340 | VT03062U.1 | 0.255 | 0.45 | A+ | 26.57 | 58.25 | 2025-02-25 | VerticalCompact-BCD_1x3 | 3684 | 608 | 1153 |  |  | 264.2 | 35 | 35 | 800 | EC motor | 5060 | 1 | no | no | D | D | Aluminum | 2025-01-02 | 4 | 4 | yes | piece | 1
GCVC PD 080.2/22-30 | GCVC PD | 080.2/22-30 | 4248393 | finoox | GCVC 080.2D/2x2-2496-1-D/4/80/2.10/2400/EXS/1/015023 | 17463 | 2 | 2 | 2496 | Axial | 105507 | 105343 | 401.46 | 24422 | 390 | VT03062U.1 | 0.485 | 0.6 | A | 30.46 | 62.27 | 36.3 | VerticalCompact-BCD_2x2 | 2484 | 800 | 2161 |  |  | 348.5 | 42 | 42 | 800 | EC motor | 5060 | 1 | no | no | D | D | Epoxy coated aluminum | 2025-01-02 | 8 | 4 | yes | piece | 1
GCVC PD 063.2/21-15 | GCVC PD | 063.2/21-15 | 4247353 | finoox | GCVC 063.2D/2x1-2500-1-D/4/80/2.10/1200/AXS/1/015023 | 7948 | 1 | 2 | 2500 | Axial | 28954 | 29104 | 200.73 | 5459 | 310 | VT03145U.1 | 0.047 | 0.13 | A+ | 15.17 | 46.82 | 2025-02-17 | VerticalCompact-BCD_2x1 | 1284 | 800 | 2161 |  |  | 177.5 | 22 | 22 | 630 | EC motor | 5060 | 1 | no | no | D | D | Aluminum | 2025-01-02 | 10 | 4 | yes | piece | 1
GCVC PD 063.2/11-22 | GCVC PD | 063.2/11-22 | 4250929 | finoox | GCVC 063.2C/1x1-2503-1-D/4/32/2.10/900/AXS/1/015023 | 3759 | 1 | 1 | 2503 | Axial | 14083 | 14176 | 60.22 | 3040 | 425 | VT03145U.1 | 0.049 | 0.25 | A+ | 2025-05-22 | 53.32 | 2025-01-05 | VerticalCompact-BCD_1x1 | 984 | 615 | 953 |  |  | 64.5 | 16 | 16 | 630 | EC motor | 5060 | 1 | no | no | C | D | Aluminum | 2025-01-02 | 8 | 4 | yes | piece | 1
GCVC PD 050.2/14-31 | GCVC PD | 050.2/14-31 | 4250025 | finoox | GCVC 050.2C/1x4-2512-1-D/6/32/2.10/3600/EXS/1/015023 | 10634 | 4 | 1 | 2512 | Axial | 59999 | 60301 | 361.32 | 10639 | 565 | VT03011U.1 | 0.218 | 0.28 | A+ | 31.23 | 62.86 | 29 | VerticalCompact-BCD_1x4 | 3684 | 586 | 953 |  |  | 256.8 | 28 | 28 | 500 | EC motor | 5060 | 1 | no | no | C | D | Epoxy coated aluminum | 2025-01-02 | 6 | 6 | yes | piece | 1
GCVC PD 080.2/22-46 | GCVC PD | 080.2/22-46 | 4248467 | finoox | GCVC 080.2D/2x2-2545-2-D/4/80/2.10/2400/AXS/1/015023 | 19421 | 2 | 2 | 2545 | Axial | 166.52 | 166393 | 401.46 | 46118 | 695 | VT03060U.1 | 2556 | 2015-01-01 | D | 45.54 | 77.35 | 39.4 | VerticalCompact-BCD_2x2 | 2484 | 800 | 2161 |  |  | 368.6 | 54 | 54 | 800 | EC motor | 5060 | 2 | no | no | D | D | Aluminum | 2025-01-02 | 6 | 4 | yes | piece | 1
GCVC PD 080.3/13-60 | GCVC PD | 080.3/13-60 | 6176630 | finoox | GCVC 080.3D/1x3-3557-2-D/3/40/2.10/3600/AXS/1/015023 | 14020 | 3 | 1 | 3557 | Axial | 153562 | 151238 | 225.82 | 61449 | 1100 | VT01445U.3 | 8124 | 2025-02-04 | E | 59.95 | 91.63 | 2025-08-21 | VerticalCompact-BCD_1x3 | 3684 | 620 | 1153 |  |  | 310.5 | 54 | 54 | 800 | EC motor | 5060 | 2 | no | no | D | D | Aluminum | 2025-01-02 | 2 | 3 | yes | piece | 1
GCVC PD 080.3/21-58 | GCVC PD | 080.3/21-58 | 6186272 | finoox | GCVC 080.3D/2x1-3557-2-D/3/80/2.10/1200/AXS/1/015023 | 10030 | 1 | 2 | 3557 | Axial | 96794 | 97111 | 150.55 | 40966 | 1100 | VT01445U.3 | 5416 | 2025-02-04 | E | 58.22 | 89.87 | 2025-04-15 | VerticalCompact-BCD_2x1 | 1284 | 800 | 2161 |  |  | 218.9 | 35 | 35 | 800 | EC motor | 5060 | 2 | no | no | D | D | Aluminum | 2025-01-02 | 8 | 3 | yes | piece | 1
GCVC PD 050.2/12-32 | GCVC PD | 050.2/12-32 | 4249502 | finoox | GCVC 050.2C/1x2-2388-I-D/6/32/2.10/1800/AXS/1/015023 | 4158 | 2 | 1 | 2388 | Axial | 39084 | 39443 | 180.66 | 7196 | 710 | VT01437 | 0.328 | 0.34 | B | 32.41 | 63.8 | 2025-08-14 | VerticalCompact-BCD_1x2 | 1884 | 596 | 953 |  |  | 138.7 | 22 | 22 | 500 | AC motor | 60 | I | no | no | C | D | Aluminum | 2025-01-02 | 8 | 6 | yes | piece | 1
GCVC PD 063.2/12-36 | GCVC PD | 063.2/12-36 | 4251113 | finoox | GCVC 063.2C/1x2-2414-1-D/3/32/2.10/1800/EXS/1/015023 | 5991 | 2 | 1 | 2414 | Axial | 37287 | 37209 | 90.33 | 12403 | 770 | VT03145U.1 | 0.459 | 2015-01-01 | C | 36.16 | 67.55 | 2025-06-07 | VerticalCompact-BCD_1x2 | 1884 | 615 | 953 |  |  | 109.6 | 22 | 22 | 630 | EC motor | 5060 | 1 | no | no | C | D | Epoxy coated aluminum | 2025-01-02 | 8 | 3 | yes | piece | 1
GCVC PD 063.2/12-60 | GCVC PD | 063.2/12-60 | 4251046 | finoox | GCVC 063.2C/1x2-2356-D-D/3/32/2.10/1800/AXS/1/015023 | 5617 | 2 | 1 | 2356 | Axial | 60125 | 60189 | 90.33 | 27622 | 1330 | VT01441 | 5161 | 5 | E | 59.93 | 91.32 | 8 | VerticalCompact-BCD_1x2 | 1884 | 606 | 953 |  |  | 155.5 | 28 | 28 | 630 | AC motor | 50 | D | no | no | C | D | Aluminum | 2025-01-02 | 6 | 3 | yes | piece | 1
GCVC PD 050.2/12-32 | GCVC PD | 050.2/12-32 | 4249496 | finoox | GCVC 050.2C/1x2-2387-L-D/6/32/2.10/1800/AXS/1/015023 | 4177 | 2 | 1 | 2387 | Axial | 31388 | 31585 | 180.66 | 5522 | 500 | VT01435 | 0.356 | 0.37 | C | 31.66 | 63.05 | 2025-08-14 | VerticalCompact-BCD_1x2 | 1884 | 596 | 953 |  |  | 143.8 | 22 | 22 | 500 | AC motor | 60 | L | no | no | C | D | Aluminum | 2025-01-02 | 8 | 6 | yes | piece | 1
GCVC PD 045.2/22-44 | GCVC PD | 045.2/22-44 | 4244550 | finoox | GCVC 045.2C/2x2-2527-1-D/4/64/2.10/1800/EXS/1/015023 | 8857 | 2 | 2 | 2527 | Axial | 67329 | 67417 | 240.88 | 15382 | 975 | VT03007U.1 | 0.612 | 0.68 | C | 44.21 | 75.84 | 2025-07-21 | VerticalCompact-BCD_2x2 | 1884 | 800 | 1761 |  |  | 218.4 | 35 | 35 | 450 | EC motor | 5060 | 1 | no | no | C | D | Epoxy coated aluminum | 2025-01-02 | 8 | 4 | yes | piece | 1
GCVC PD 045.2/12-47 | GCVC PD | 045.2/12-47 | 4243925 | finoox | GCVC 045.2B/1x2-2530-1-D/4/24/2.10/1440/AXS/1/015023 | 3979 | 2 | 1 | 2530 | Axial | 30149 | 30.23 | 72.26 | 7965 | 1200 | VT03007U.1 | 0.56 | 2025-01-01 | D | 47.13 | 78.41 | 2025-01-06 | VerticalCompact-BCD_1x2 | 1524 | 535 | 753 |  |  | 81.6 | 22 | 22 | 450 | EC motor | 5060 | 1 | no | no | B | D | Aluminum | 2025-01-02 | 8 | 4 | yes | piece | 1
GCVC PD 063.2/23-29 | GCVC PD | 063.2/23-29 | 4247870 | finoox | GCVC 063.2D/2x3-2504-1-D/6/80/2.10/3600/AXS/1/015023 | 23642 | 3 | 2 | 2504 | Axial | 134483 | 135307 | 903.29 | 23089 | 460 | VT03145U.1 | 0.341 | 0.3 | A+ | 28.89 | 60.85 | 75.1 | VerticalCompact-BCD_2x3 | 3684 | 800 | 2161 |  |  | 562.9 | 42 | 42 | 630 | EC motor | 5060 | 1 | no | no | D | D | Aluminum | 2025-01-02 | 6 | 6 | yes | piece | 1
GCVC PD 050.2/21-54 | GCVC PD | 050.2/21-54 | 4244992 | finoox | GCVC 050.2C/2x1-2562-2-D/4/64/2.10/900/EXS/1/015023 | 6653 | 1 | 2 | 2562 | Axial | 56504 | 56.89 | 120.44 | 16960 | 1595 | VT03013U.1 | 1814 | 1965-01-01 | E | 53.65 | 85.16 | 2025-04-11 | VerticalCompact-BCD_2x1 | 984 | 800 | 1761 |  |  | 136.8 | 28 | 28 | 500 | EC motor | 5060 | 2 | no | no | C | D | Epoxy coated aluminum | 2025-01-02 | 8 | 4 | yes | piece | 1
GCVC PD 080.2/12-29 | GCVC PD | 080.2/12-29 | 4252805 | finoox | GCVC 080.2D/1x2-2497-1-D/4/40/2.10/2400/EXS/1/015023 | 7867 | 2 | 1 | 2497 | Axial | 56568 | 56628 | 200.73 | 13038 | 415 | VT03062U.1 | 0.286 | 0.7 | A | 28.99 | 60.52 | 2025-08-16 | VerticalCompact-BCD_1x2 | 2484 | 608 | 1153 |  |  | 179.4 | 28 | 28 | 800 | EC motor | 5060 | 1 | no | no | D | D | Epoxy coated aluminum | 2025-01-02 | 6 | 4 | yes | piece | 1
GCVC PD 063.2/11-59 | GCVC PD | 063.2/11-59 | 4250996 | finoox | GCVC 063.2C/1x1-2550-2-D/3/32/2.10/900/EXS/1/015023 | 4881 | 1 | 1 | 2550 | Axial | 28401 | 28591 | 45.16 | 12618 | 1285 | VT03143U.1 | 2091 | 2026-03-01 | E | 59.33 | 90.6 | 2025-02-04 | VerticalCompact-BCD_1x1 | 984 | 611 | 953 |  |  | 83 | 22 | 22 | 630 | EC motor | 5060 | 2 | no | no | C | D | Epoxy coated aluminum | 2025-01-02 | 8 | 3 | yes | piece | 1
GCVC PD 063.2/23-46 | GCVC PD | 063.2/23-46 | 4247974 | finoox | GCVC 063.2D/2x3-2556-2-D/4/80/2.10/3600/EXS/1/015023 | 23508 | 3 | 2 | 2556 | Axial | 208811 | 209005 | 602.19 | 53109 | 850 | VT03144U.1 | 2244 | 0.77 | C | 45.52 | 77.49 | 54.8 | VerticalCompact-BCD_2x3 | 3684 | 800 | 2161 |  |  | 504.5 | 54 | 54 | 630 | EC motor | 5060 | 2 | no | no | D | D | Epoxy coated aluminum | 2025-01-02 | 4 | 4 | yes | piece | 1
GCVC PD 080.2/11-38 | GCVC PD | 080.2/11-38 | 4252596 | finoox | GCVC 080.2D/1x1-2544-2-D/3/40/2.10/1200/AXS/1/015023 | 4784 | 1 | 1 | 2544 | Axial | 35039 | 35047 | 75.27 | 11539 | 655 | VT03060U.1 | 0.52 | 2025-05-01 | D | 38.07 | 69.43 | 2025-06-06 | VerticalCompact-BCD_1x1 | 1284 | 613 | 1153 |  |  | 92.3 | 22 | 22 | 800 | EC motor | 5060 | 2 | no | no | D | D | Aluminum | 2025-01-02 | 10 | 3 | yes | piece | 1
GCVC PD 063.2/22-40 | GCVC PD | 063.2/22-40 | 4246814 | finoox | GCVC 063.2C/2x2-2554-2-D/4/64/2.10/1800/EXS/1/015023 | 13554 | 2 | 2 | 2554 | Axial | 94092 | 94097 | 240.88 | 26093 | 750 | VT03144U.1 | 1188 | 0.6 | C | 39.99 | 71.62 | 2025-07-21 | VerticalCompact-BCD_2x2 | 1884 | 800 | 1761 |  |  | 245.5 | 35 | 35 | 630 | EC motor | 5060 | 2 | no | no | C | D | Epoxy coated aluminum | 2025-01-02 | 8 | 4 | yes | piece | 1
GCVC PD 050.2/11-50 | GCVC PD | 050.2/11-50 | 4250357 | finoox | GCVC 050.2D/1x1-2790-K-D/3/40/2.10/1200/EXS/1/015023 | 2679 | 1 | 1 | 2790 | Axial | 31404 | 31395 | 75.27 | 10056 | 1640 | VT03150U | 0.919 | 1964-01-01 | E | 49.8 | 81.16 | 2025-06-06 | VerticalCompact-BCD_1x1 | 1284 | 569 | 1153 |  |  | 86.9 | 22 | 22 | 500 | AC motor | 60 | K | no | no | D | D | Epoxy coated aluminum | 2025-01-02 | 10 | 3 | yes | piece | 1
GCVC PD 050.3/11-44 | GCVC PD | 050.3/11-44 | 6188829 | finoox | GCVC 050.3B/1x1-3617-X-D/3/24/2.10/720/AXS/1/015023 | 1829 | 1 | 1 | 3617 | Axial | 15869 | 16028 | 2025-01-27 | 6180 | 1260 | VT01524 | 0.984 | 2025-04-04 | E | 43.62 | 74.81 | 2025-04-02 | VerticalCompact-BCD_1x1 | 804 | 596 | 753 |  |  | 50 | 16 | 16 | 500 | AC motor | 60 | X | no | no | B | D | Aluminum | 2025-01-02 | 8 | 3 | yes | piece | 1
GCVC PD 050.2/21-48 | GCVC PD | 050.2/21-48 | 4244810 | finoox | GCVC 050.2C/2x1-2349-I-D/3/64/2.10/900/AXS/1/015023 | 4043 | 1 | 2 | 2349 | Axial | 48904 | 49225 | 90.33 | 17456 | 1590 | VT03150U | 1735 | 2025-07-01 | E | 48.22 | 79.73 | 9 | VerticalCompact-BCD_2x1 | 984 | 800 | 1761 |  |  | 128 | 28 | 28 | 500 | AC motor | 60 | I | no | no | C | D | Aluminum | 2025-01-02 | 8 | 3 | yes | piece | 1
GCVC PD 050.2/22-46 | GCVC PD | 050.2/22-46 | 4245085 | finoox | GCVC 050.2C/2x2-2386-K-D/6/64/2.10/1800/EXS/1/015023 | 8701 | 2 | 2 | 2386 | Axial | 101271 | 101.74 | 361.32 | 20394 | 910 | VT01435 | 1971-01-01 | 0.92 | D | 45.89 | 77.52 | 31.2 | VerticalCompact-BCD_2x2 | 1884 | 800 | 1761 |  |  | 280.8 | 35 | 35 | 500 | AC motor | 60 | K | no | no | C | D | Epoxy coated aluminum | 2025-01-02 | 8 | 6 | yes | piece | 1
GCVC PD 063.2/21-52 | GCVC PD | 063.2/21-52 | 4247266 | finoox | GCVC 063.2D/2x1-2357-S-D/4/80/2.10/1200/EXS/1/015023 | 8346 | 1 | 2 | 2357 | Axial | 86.18 | 86298 | 200.73 | 24637 | 1040 | VT01441 | 3035 | 3 | E | 51.89 | 83.54 | 2025-04-19 | VerticalCompact-BCD_2x1 | 1284 | 800 | 2161 |  |  | 225.3 | 35 | 35 | 630 | AC motor | 50 | S | no | no | D | D | Epoxy coated aluminum | 2025-01-02 | 10 | 4 | yes | piece | 1
GCVC PD 050.2/22-57 | GCVC PD | 050.2/22-57 | 4246078 | finoox | GCVC 050.2D/2x2-2420-2-D/3/80/2.10/2400/AXS/1/015023 | 12155 | 2 | 2 | 2420 | Axial | 124708 | 124593 | 301.1 | 39405 | 1600 | VT03013U.1 | 3458 | 1965-01-01 | E | 57.08 | 88.89 | 2025-04-28 | VerticalCompact-BCD_2x2 | 2484 | 800 | 2161 |  |  | 311.4 | 42 | 42 | 500 | EC motor | 5060 | 2 | no | no | D | D | Aluminum | 2025-01-02 | 6 | 3 | yes | piece | 1
GCVC PD 063.2/22-33 | GCVC PD | 063.2/22-33 | 4246686 | finoox | GCVC 063.2C/2x2-2400-K-D/3/64/2.10/1800/EXS/1/015023 | 9085 | 2 | 2 | 2400 | Axial | 60996 | 60917 | 180.66 | 17346 | 490 | VT01442 | 0.646 | 0.34 | C | 33.07 | 64.7 | 2025-09-15 | VerticalCompact-BCD_2x2 | 1884 | 800 | 1761 |  |  | 223.9 | 28 | 28 | 630 | AC motor | 60 | K | no | no | C | D | Epoxy coated aluminum | 2025-01-02 | 8 | 3 | yes | piece | 1
GCVC PD 050.2/21-56 | GCVC PD | 050.2/21-56 | 4244882 | finoox | GCVC 050.2C/2x1-2410-2-D/6/64/2.10/900/AXS/1/015023 | 7153 | 1 | 2 | 2410 | Axial | 76233 | 76993 | 180.66 | 17666 | 1770 | VT03013U.1 | 2556 | 2025-01-02 | E | 55.83 | 87.34 | 2025-04-17 | VerticalCompact-BCD_2x1 | 984 | 800 | 1761 |  |  | 155.5 | 35 | 35 | 500 | EC motor | 5060 | 2 | no | no | C | D | Aluminum | 2025-01-02 | 8 | 6 | yes | piece | 1
GCVC PD 063.2/22-69 | GCVC PD | 063.2/22-69 | 4246693 | finoox | GCVC 063.2C/2x2-2412-2-D/4/64/2.10/1800/AXS/1/015023 | 16733 | 2 | 2 | 2412 | Axial | 151838 | 152324 | 240.88 | 56321 | 1510 | VT03143U.1 | 13727 | 5 | E | 69.07 | 100.7 | 2025-04-25 | VerticalCompact-BCD_2x2 | 1884 | 800 | 1761 |  |  | 324.5 | 54 | 54 | 630 | EC motor | 5060 | 2 | no | no | C | D | Aluminum | 2025-01-02 | 6 | 4 | yes | piece | 1
GCVC PD 063.2/11-31 | GCVC PD | 063.2/11-31 | 4250970 | finoox | GCVC 063.2C/1x1-2510-1-D/3/32/2.10/900/AXS/1/015023 | 3681 | 1 | 1 | 2510 | Axial | 18474 | 18578 | 45.16 | 5541 | 695 | VT03145U.1 | 0.171 | 0.9 | C | 2025-08-31 | 62.35 | 2025-09-03 | VerticalCompact-BCD_1x1 | 984 | 615 | 953 |  |  | 60.1 | 16 | 16 | 630 | EC motor | 5060 | 1 | no | no | C | D | Aluminum | 2025-01-02 | 8 | 3 | yes | piece | 1
GCVC PD 063.2/12-65 | GCVC PD | 063.2/12-65 | 4251208 | finoox | GCVC 063.2C/1x2-2552-2-D/3/32/2.10/1800/AXS/1/015023 | 7954 | 2 | 1 | 2552 | Axial | 60829 | 60884 | 90.33 | 28419 | 1435 | VT03143U.1 | 5819 | 2025-03-04 | E | 64.55 | 95.94 | 8 | VerticalCompact-BCD_1x2 | 1884 | 611 | 953 |  |  | 154.7 | 28 | 28 | 630 | EC motor | 5060 | 2 | no | no | C | D | Aluminum | 2025-01-02 | 6 | 3 | yes | piece | 1
GCVC PD 063.2/13-37 | GCVC PD | 063.2/13-37 | 4251391 | finoox | GCVC 063.2C/1x3-2511-1-D/3/32/2.10/2700/EXS/1/015023 | 8269 | 3 | 1 | 2511 | Axial | 56444 | 56482 | 135.49 | 17612 | 730 | VT03145U.1 | 0.596 | 1 | C | 36.73 | 68.25 | 2025-05-11 | VerticalCompact-BCD_1x3 | 2784 | 615 | 953 |  |  | 160.7 | 28 | 28 | 630 | EC motor | 5060 | 1 | no | no | C | D | Epoxy coated aluminum | 2025-01-02 | 4 | 3 | yes | piece | 1
GCVC PD 050.2/12-42 | GCVC PD | 050.2/12-42 | 4249598 | finoox | GCVC 050.2C/1x2-2520-1-D/6/32/2.10/1800/AXS/1/015023 | 5237 | 2 | 1 | 2520 | Axial | 52529 | 52817 | 180.66 | 10447 | 1070 | VT03011U.1 | 0.609 | 2025-04-01 | C | 42.19 | 73.58 | 2025-01-15 | VerticalCompact-BCD_1x2 | 1884 | 586 | 953 |  |  | 134.5 | 28 | 28 | 500 | EC motor | 5060 | 1 | no | no | C | D | Aluminum | 2025-01-02 | 8 | 6 | yes | piece | 1
GCVC PD 050.2/11-40 | GCVC PD | 050.2/11-40 | 4249363 | finoox | GCVC 050.2C/1x1-2520-1-D/3/32/2.10/900/EXS/1/015023 | 2743 | 1 | 1 | 2520 | Axial | 18489 | 18.58 | 45.16 | 5820 | 1070 | VT03011U.1 | 0.286 | 2025-04-01 | D | 39.68 | 70.95 | 2025-09-03 | VerticalCompact-BCD_1x1 | 984 | 586 | 953 |  |  | 59.3 | 16 | 16 | 500 | EC motor | 5060 | 1 | no | no | C | D | Epoxy coated aluminum | 2025-01-02 | 8 | 3 | yes | piece | 1
GCVC PD 050.2/12-42 | GCVC PD | 050.2/12-42 | 4249600 | finoox | GCVC 050.2C/1x2-2520-1-D/4/32/2.10/1800/EXS/1/015023 | 4833 | 2 | 1 | 2520 | Axial | 43156 | 43178 | 120.44 | 11254 | 1070 | VT03011U.1 | 0.585 | 2025-04-01 | C | 42.36 | 73.75 | 2025-04-10 | VerticalCompact-BCD_1x2 | 1884 | 586 | 953 |  |  | 117.1 | 28 | 28 | 500 | EC motor | 5060 | 1 | no | no | C | D | Epoxy coated aluminum | 2025-01-02 | 8 | 4 | yes | piece | 1
GCVC PD 050.2/11-50 | GCVC PD | 050.2/11-50 | 4249393 | finoox | GCVC 050.2C/1x1-2561-2-D/3/32/2.10/900/EXS/1/015023 | 3208 | 1 | 1 | 2561 | Axial | 22754 | 22877 | 45.16 | 8244 | 1505 | VT03013U.1 | 0.752 | 1938-01-01 | E | 49.83 | 81.11 | 4 | VerticalCompact-BCD_1x1 | 984 | 607 | 953 |  |  | 63.9 | 18 | 18 | 500 | EC motor | 5060 | 2 | no | no | C | D | Epoxy coated aluminum | 2025-01-02 | 8 | 3 | yes | piece | 1
GCVC PD 063.2/14-21 | GCVC PD | 063.2/14-21 | 4251532 | finoox | GCVC 063.2C/1x4-2500-1-D/4/32/2.10/3600/EXS/1/015023 | 11175 | 4 | 1 | 2500 | Axial | 42748 | 42786 | 240.88 | 8597 | 310 | VT03145U.1 | 0.101 | 0.13 | A+ | 2025-03-21 | 52.92 | 2025-06-19 | VerticalCompact-BCD_1x4 | 3684 | 615 | 953 |  |  | 226.7 | 28 | 28 | 630 | EC motor | 5060 | 1 | no | no | C | D | Epoxy coated aluminum | 2025-01-02 | 6 | 4 | yes | piece | 1
GCVC PD 063.2/21-23 | GCVC PD | 063.2/21-23 | 4247375 | finoox | GCVC 063.2D/2x1-2503-1-D/6/80/2.10/1200/EXS/1/015023 | 9849 | 1 | 2 | 2503 | Axial | 40801 | 41142 | 301.1 | 7016 | 425 | VT03145U.1 | 0.092 | 0.25 | A+ | 2025-06-22 | 54.25 | 2025-03-25 | VerticalCompact-BCD_2x1 | 1284 | 800 | 2161 |  |  | 208.6 | 22 | 22 | 630 | EC motor | 5060 | 1 | no | no | D | D | Epoxy coated aluminum | 2025-01-02 | 12 | 6 | yes | piece | 1
GCVC PD 050.2/23-44 | GCVC PD | 050.2/23-44 | 4245417 | finoox | GCVC 050.2C/2x3-2518-1-D/6/64/2.10/2700/EXS/1/015023 | 16466 | 3 | 2 | 2518 | Axial | 139637 | 140.26 | 541.97 | 27452 | 945 | VT03011U.1 | 1277 | 1 | C | 43.89 | 75.64 | 46.3 | VerticalCompact-BCD_2x3 | 2784 | 800 | 1761 |  |  | 380.6 | 42 | 42 | 500 | EC motor | 5060 | 1 | no | no | C | D | Epoxy coated aluminum | 2025-01-02 | 6 | 6 | yes | piece | 1
GCVC PD 050.2/11-42 | GCVC PD | 050.2/11-42 | 4250315 | finoox | GCVC 050.2D/1x1-2521-1-D/3/40/2.10/1200/EXS/1/015023 | 3160 | 1 | 1 | 2521 | Axial | 24405 | 24418 | 75.27 | 6697 | 1135 | VT03011U.1 | 0.316 | 1965-01-01 | C | 41.59 | 72.95 | 2025-04-06 | VerticalCompact-BCD_1x1 | 1284 | 586 | 1153 |  |  | 81.7 | 18 | 18 | 500 | EC motor | 5060 | 1 | no | no | D | D | Epoxy coated aluminum | 2025-01-02 | 10 | 3 | yes | piece | 1
GCVC PD 045.2/14-46 | GCVC PD | 045.2/14-46 | 4249140 | finoox | GCVC 045.2C/1x4-2528-1-D/3/32/2.10/3600/AXS/1/015023 | 7618 | 4 | 1 | 2528 | Axial | 61964 | 61936 | 180.66 | 17061 | 1050 | VT03007U.1 | 0.745 | 0.84 | C | 45.88 | 77.5 | 2025-09-14 | VerticalCompact-BCD_1x4 | 3684 | 535 | 953 |  |  | 199.1 | 28 | 28 | 450 | EC motor | 5060 | 1 | no | no | C | D | Aluminum | 2025-01-02 | 4 | 3 | yes | piece | 1
GCVC PD 045.2/13-49 | GCVC PD | 045.2/13-49 | 4249007 | finoox | GCVC 045.2C/1x3-0426-W-D/6/32/2.10/2700/EXS/1/015023 | 5911 | 3 | 1 | 426 | Axial | 75.53 | 75877 | 270.99 | 15301 | 1360 | VT0326U | 2025-03-01 | 2025-02-02 | D | 48.9 | 80.4 | 2025-06-22 | VerticalCompact-BCD_1x3 | 2784 | 521 | 953 |  |  | 203.5 | 35 | 35 | 450 | AC motor | 50 | W | no | no | C | D | Epoxy coated aluminum | 2025-01-02 | 6 | 6 | yes | piece | 1
GCVC PD 063.2/21-52 | GCVC PD | 063.2/21-52 | 4246434 | finoox | GCVC 063.2C/2x1-2357-S-D/3/64/2.10/900/AXS/1/015023 | 6509 | 1 | 2 | 2357 | Axial | 53149 | 53525 | 90.33 | 20254 | 1040 | VT01441 | 3116 | 3 | E | 52.02 | 83.53 | 9 | VerticalCompact-BCD_2x1 | 984 | 800 | 1761 |  |  | 165.8 | 28 | 28 | 630 | AC motor | 50 | S | no | no | C | D | Aluminum | 2025-01-02 | 8 | 3 | yes | piece | 1
GCVC PD 050.2/12-35 | GCVC PD | 050.2/12-35 | 4249515 | finoox | GCVC 050.2C/1x2-2390-K-D/3/32/2.10/1800/EXS/1/015023 | 3479 | 2 | 1 | 2390 | Axial | 30555 | 30515 | 90.33 | 8700 | 760 | VT01437 | 0.347 | 0.35 | C | 34.8 | 66.19 | 2025-06-07 | VerticalCompact-BCD_1x2 | 1884 | 596 | 953 |  |  | 112.7 | 22 | 22 | 500 | AC motor | 60 | K | no | no | C | D | Epoxy coated aluminum | 2025-01-02 | 8 | 3 | yes | piece | 1
GCVC PD 050.2/22-47 | GCVC PD | 050.2/22-47 | 4245993 | finoox | GCVC 050.2D/2x2-2348-S-D/6/80/2.10/2400/EXS/1/015023 | 11871 | 2 | 2 | 2348 | Axial | 144842 | 145334 | 602.19 | 28350 | 1180 | VT03150U | 2071 | 0.9 | D | 47.24 | 79.05 | 52 | VerticalCompact-BCD_2x2 | 2484 | 800 | 2161 |  |  | 401 | 42 | 42 | 500 | AC motor | 50 | S | no | no | D | D | Epoxy coated aluminum | 2025-01-02 | 8 | 6 | yes | piece | 1
GCVC PD 063.2/21-30 | GCVC PD | 063.2/21-30 | 4246478 | finoox | GCVC 063.2C/2x1-2400-K-D/3/64/2.10/900/AXS/1/015023 | 5459 | 1 | 2 | 2400 | Axial | 31324 | 31464 | 90.33 | 8673 | 490 | VT01442 | 0.323 | 0.34 | C | 30.18 | 61.69 | 2025-03-08 | VerticalCompact-BCD_2x1 | 984 | 800 | 1761 |  |  | 126.3 | 22 | 22 | 630 | AC motor | 60 | K | no | no | C | D | Aluminum | 2025-01-02 | 8 | 3 | yes | piece | 1
GCVC PD 063.2/22-30 | GCVC PD | 063.2/22-30 | 4247637 | finoox | GCVC 063.2D/2x2-2506-1-D/3/80/2.10/2400/EXS/1/015023 | 13653 | 2 | 2 | 2506 | Axial | 81047 | 80981 | 301.1 | 20338 | 540 | VT03145U.1 | 0.308 | 0.45 | A+ | 30.15 | 61.96 | 2025-09-26 | VerticalCompact-BCD_2x2 | 2484 | 800 | 2161 |  |  | 294.2 | 35 | 35 | 630 | EC motor | 5060 | 1 | no | no | D | D | Epoxy coated aluminum | 2025-01-02 | 6 | 3 | yes | piece | 1
GCVC PD 063.2/21-33 | GCVC PD | 063.2/21-33 | 4247415 | finoox | GCVC 063.2D/2x1-2510-1-D/3/80/2.10/1200/EXS/1/015023 | 7911 | 1 | 2 | 2510 | Axial | 48325 | 48348 | 150.55 | 13192 | 695 | VT03145U.1 | 0.301 | 0.9 | B | 32.8 | 64.45 | 14 | VerticalCompact-BCD_2x1 | 1284 | 800 | 2161 |  |  | 164.3 | 28 | 28 | 630 | EC motor | 5060 | 1 | no | no | D | D | Epoxy coated aluminum | 2025-01-02 | 10 | 3 | yes | piece | 1
GCVC PD 063.2/21-31 | GCVC PD | 063.2/21-31 | 4247402 | finoox | GCVC 063.2D/2x1-2508-1-D/6/80/2.10/1200/AXS/1/015023 | 9363 | 1 | 2 | 2508 | Axial | 57835 | 58347 | 301.1 | 10444 | 615 | VT03145U.1 | 0.238 | 0.65 | A | 30.51 | 62.16 | 2025-01-26 | VerticalCompact-BCD_2x1 | 1284 | 800 | 2161 |  |  | 210 | 28 | 28 | 630 | EC motor | 5060 | 1 | no | no | D | D | Aluminum | 2025-01-02 | 10 | 6 | yes | piece | 1
GCVC PD 063.2/21-63 | GCVC PD | 063.2/21-63 | 4246589 | finoox | GCVC 063.2C/2x1-2550-2-D/4/64/2.10/900/EXS/1/015023 | 9662 | 1 | 2 | 2550 | Axial | 68277 | 68793 | 120.44 | 23625 | 1285 | VT03143U.1 | 4229 | 2026-03-01 | E | 62.78 | 94.29 | 2025-05-12 | VerticalCompact-BCD_2x1 | 984 | 800 | 1761 |  |  | 174.8 | 35 | 35 | 630 | EC motor | 5060 | 2 | no | no | C | D | Epoxy coated aluminum | 2025-01-02 | 8 | 4 | yes | piece | 1
GCVC PD 050.2/12-33 | GCVC PD | 050.2/12-33 | 4250512 | finoox | GCVC 050.2D/1x2-2514-1-D/6/40/2.10/2400/AXS/1/015023 | 6471 | 2 | 1 | 2514 | Axial | 44785 | 45097 | 301.1 | 7676 | 695 | VT03011U.1 | 0.168 | 0.47 | A+ | 33.13 | 64.65 | 2025-06-24 | VerticalCompact-BCD_1x2 | 2484 | 586 | 1153 |  |  | 195.3 | 28 | 28 | 500 | EC motor | 5060 | 1 | no | no | D | D | Aluminum | 2025-01-02 | 8 | 6 | yes | piece | 1
GCVC PD 080.2/21-33 | GCVC PD | 080.2/21-33 | 4248055 | finoox | GCVC 080.2D/2x1-2483-1-D/4/80/2.10/1200/AXS/1/015023 | 8294 | 1 | 2 | 2483 | Axial | 64276 | 64468 | 200.73 | 15065 | 470 | VT03061U.1 | 0.417 | 0.9 | B | 33.18 | 64.83 | 2025-04-19 | VerticalCompact-BCD_2x1 | 1284 | 800 | 2161 |  |  | 192.5 | 35 | 35 | 800 | EC motor | 5060 | 1 | no | no | D | D | Aluminum | 2025-01-02 | 10 | 4 | yes | piece | 1
GCVC PD 080.3/21-51 | GCVC PD | 080.3/21-51 | 6057438 | finoox | GCVC 080.3D/2x1-3559-2-D/4/80/2.10/1200/AXS/1/015023 | 10643 | 1 | 2 | 3559 | Axial | 119162 | 119716 | 200.73 | 39919 | 1045 | VT01445U.3 | 4731 | 1965-03-01 | E | 51.26 | 82.91 | 2025-09-20 | VerticalCompact-BCD_2x1 | 1284 | 800 | 2161 |  |  | 236.2 | 42 | 42 | 800 | EC motor | 5060 | 2 | no | no | D | D | Aluminum | 2025-01-02 | 8 | 4 | yes | piece | 1
GCVC PD 050.2/23-38 | GCVC PD | 050.2/23-38 | 4246211 | finoox | GCVC 050.2D/2x3-2336-D-D/4/80/2.10/3600/AXS/1/015023 | 12893 | 3 | 2 | 2336 | Axial | 118.28 | 118363 | 602.19 | 24164 | 660 | VT01437 | 0.729 | 0.33 | B | 37.9 | 69.86 | 51.6 | VerticalCompact-BCD_2x3 | 3684 | 800 | 2161 |  |  | 482.1 | 42 | 42 | 500 | AC motor | 50 | D | no | no | D | D | Aluminum | 2025-01-02 | 6 | 4 | yes | piece | 1
GCVC PD 050.2/12-38 | GCVC PD | 050.2/12-38 | 4249423 | finoox | GCVC 050.2C/1x2-2332-D-D/6/32/2.10/1800/EXS/1/015023 | 4508 | 2 | 1 | 2332 | Axial | 46.12 | 46373 | 180.66 | 9000 | 850 | VT01435 | 0.546 | 0.74 | C | 37.79 | 69.18 | 2025-01-15 | VerticalCompact-BCD_1x2 | 1884 | 596 | 953 |  |  | 144.4 | 28 | 28 | 500 | AC motor | 50 | D | no | no | C | D | Epoxy coated aluminum | 2025-01-02 | 8 | 6 | yes | piece | 1
GCVC PD 063.2/11-49 | GCVC PD | 063.2/11-49 | 4251675 | finoox | GCVC 063.2D/1x1-2357-S-D/6/40/2.10/1200/EXS/1/015023 | 5205 | 1 | 1 | 2357 | Axial | 51.21 | 51446 | 150.55 | 11104 | 1040 | VT01441 | 1542 | 3 | E | 49.02 | 80.39 | 2025-01-13 | VerticalCompact-BCD_1x1 | 1284 | 606 | 1153 |  |  | 128.3 | 28 | 28 | 630 | AC motor | 50 | S | no | no | D | D | Epoxy coated aluminum | 2025-01-02 | 10 | 6 | yes | piece | 1
GCVC PD 045.2/13-53 | GCVC PD | 045.2/13-53 | 4243950 | finoox | GCVC 045.2B/1x3-2409-1-D/3/24/2.10/2160/EXS/1/015023 | 5458 | 3 | 1 | 2409 | Axial | 41072 | 40967 | 81.3 | 16073 | 1500 | VT03007U.1 | 1611 | 2025-02-02 | E | 53.04 | 84.41 | 2025-01-07 | VerticalCompact-BCD_1x3a | 2244 | 535 | 753 |  |  | 109.1 | 28 | 28 | 450 | EC motor | 5060 | 1 | no | no | B | D | Epoxy coated aluminum | 2025-01-02 | 6 | 3 | yes | piece | 1
GCVC PD 080.2/11-13 | GCVC PD | 080.2/11-13 | 4252499 | finoox | GCVC 080.2D/1x1-2489-1-D/4/40/2.10/1200/EXS/1/015023 | 4598 | 1 | 1 | 2489 | Axial | 16639 | 16.71 | 100.37 | 3268 | 220 | VT03062U.1 | 0.03 | 0.15 | A+ | 2025-05-13 | 44.42 | 2025-03-08 | VerticalCompact-BCD_1x1 | 1284 | 608 | 1153 |  |  | 95.3 | 16 | 16 | 800 | EC motor | 5060 | 1 | no | no | D | D | Epoxy coated aluminum | 2025-01-02 | 10 | 4 | yes | piece | 1
GCVC PD 063.2/12-63 | GCVC PD | 063.2/12-63 | 4252109 | finoox | GCVC 063.2D/1x2-2552-2-D/4/40/2.10/2400/AXS/1/015023 | 9467 | 2 | 1 | 2552 | Axial | 107.05 | 107548 | 200.73 | 32521 | 1435 | VT03143U.1 | 5507 | 2025-03-04 | E | 63.11 | 94.63 | 2025-03-18 | VerticalCompact-BCD_1x2 | 2484 | 611 | 1153 |  |  | 214.7 | 42 | 42 | 630 | EC motor | 5060 | 2 | no | no | D | D | Aluminum | 2025-01-02 | 4 | 4 | yes | piece | 1
GCVC PD 035.2/11-39 | GCVC PD | 035.2/11-39 | 4243650 | finoox | GCVC 035.2A/1x1-2479-1-D/2/20/2.10/600/EXS/2/015023 | 1421 | 1 | 1 | 2479 | Axial | 6482 | 6528 | 1955-12-01 | 3152 | 1475 | VT03133 | 0.156 | 1935-01-01 | D | 38.56 | 69.63 | 2025-02-01 | VerticalCompact-A_1x1 | 660 | 289 | 507 |  |  | 14 | 16 | 16 | 350 | EC motor | 5060 | 1 | no | no | A | D | Epoxy coated aluminum | 2025-01-02 | 10 | 2 | yes | piece | 1
GCVC PD 050.2/11-52 | GCVC PD | 050.2/11-52 | 4249403 | finoox | GCVC 050.2C/1x1-2563-2-D/4/32/2.10/900/AXS/1/015023 | 3189 | 1 | 1 | 2563 | Axial | 30317 | 30558 | 60.22 | 8970 | 1680 | VT03013U.1 | 1064 | 1975-01-01 | E | 52.07 | 83.34 | 2025-04-05 | VerticalCompact-BCD_1x1 | 984 | 607 | 953 |  |  | 68.8 | 22 | 22 | 500 | EC motor | 5060 | 2 | no | no | C | D | Aluminum | 2025-01-02 | 8 | 4 | yes | piece | 1
GCVC PD 050.2/23-49 | GCVC PD | 050.2/23-49 | 4246395 | finoox | GCVC 050.2D/2x3-2522-1-D/6/80/2.10/3600/EXS/1/015023 | 21339 | 3 | 2 | 2522 | Axial | 206432 | 206999 | 903.29 | 40404 | 1200 | VT03011U.1 | 2313 | 2025-09-01 | C | 49.46 | 81.42 | 78.2 | VerticalCompact-BCD_2x3 | 3684 | 800 | 2161 |  |  | 563.7 | 54 | 54 | 500 | EC motor | 5060 | 1 | no | no | D | D | Epoxy coated aluminum | 2025-01-02 | 6 | 6 | yes | piece | 1
GCVC PD 063.2/13-58 | GCVC PD | 063.2/13-58 | 4252325 | finoox | GCVC 063.2D/1x3-2547-2-D/4/40/2.10/3600/AXS/1/015023 | 13330 | 3 | 1 | 2547 | Axial | 127044 | 126989 | 301.1 | 35480 | 1055 | VT03143U.1 | 3347 | 2025-01-02 | D | 58.19 | 89.87 | 26 | VerticalCompact-BCD_1x3 | 3684 | 611 | 1153 |  |  | 315.3 | 42 | 42 | 630 | EC motor | 5060 | 2 | no | no | D | D | Aluminum | 2025-01-02 | 4 | 4 | yes | piece | 1
GCVC PD 063.2/21-61 | GCVC PD | 063.2/21-61 | 4247447 | finoox | GCVC 063.2D/2x1-2550-2-D/6/80/2.10/1200/EXS/1/015023 | 12496 | 1 | 2 | 2550 | Axial | 116424 | 116937 | 301.1 | 26900 | 1285 | VT03143U.1 | 4099 | 2026-03-01 | E | 61.3 | 92.95 | 2025-09-28 | VerticalCompact-BCD_2x1 | 1284 | 800 | 2161 |  |  | 258.3 | 42 | 42 | 630 | EC motor | 5060 | 2 | no | no | D | D | Epoxy coated aluminum | 2025-01-02 | 10 | 6 | yes | piece | 1
GCVC PD 063.2/13-63 | GCVC PD | 063.2/13-63 | 4252347 | finoox | GCVC 063.2D/1x3-2550-2-D/6/40/2.10/3600/EXS/1/015023 | 16059 | 3 | 1 | 2550 | Axial | 172909 | 173233 | 451.65 | 40350 | 1285 | VT03143U.1 | 6148 | 2026-03-01 | E | 63.03 | 94.71 | 39.4 | VerticalCompact-BCD_1x3 | 3684 | 611 | 1153 |  |  | 362 | 54 | 54 | 630 | EC motor | 5060 | 2 | no | no | D | D | Epoxy coated aluminum | 2025-01-02 | 4 | 6 | yes | piece | 1
GCVC PD 063.2/13-30 | GCVC PD | 063.2/13-30 | 4251353 | finoox | GCVC 063.2C/1x3-2505-1-D/4/32/2.10/2700/AXS/1/015023 | 8393 | 3 | 1 | 2505 | Axial | 49039 | 49102 | 180.66 | 10933 | 500 | VT03145U.1 | 0.221 | 0.39 | A | 29.96 | 61.47 | 15 | VerticalCompact-BCD_1x3 | 2784 | 615 | 953 |  |  | 173.6 | 28 | 28 | 630 | EC motor | 5060 | 1 | no | no | C | D | Aluminum | 2025-01-02 | 6 | 4 | yes | piece | 1
GCVC PD 080.3/23-57 | GCVC PD | 080.3/23-57 | 6156144 | finoox | GCVC 080.3D/2x3-3483-K-D/4/80/2.10/3600/EXS/1/015023 | 24327 | 3 | 2 | 3483 | Axial | 297.74 | 296109 | 602.19 | 102638 | 960 | VT01526 | 15784 | 4 | E | 57.25 | 89.21 | 58.2 | VerticalCompact-BCD_2x3 | 3684 | 800 | 2161 |  |  | 641.7 | 64 | 64 | 800 | AC motor | 60 | K | no | no | D | D | Epoxy coated aluminum | 2025-01-02 | 4 | 4 | yes | piece | 1
GCVC PD 080.3/23-50 | GCVC PD | 080.3/23-50 | 6211884 | finoox | GCVC 080.3D/2x3-3563-2-D/6/80/2.10/3600/AXS/1/015023 | 37784 | 3 | 2 | 3563 | Axial | 289921 | 291233 | 903.29 | 59574 | 670 | VT01445U.3 | 4025 | 2015-01-01 | D | 49.87 | 81.83 | 81.5 | VerticalCompact-BCD_2x3 | 3684 | 800 | 2161 |  |  | 735 | 64 | 64 | 800 | EC motor | 5060 | 2 | no | no | D | D | Aluminum | 2025-01-02 | 4 | 6 | yes | piece | 1
GCVC PD 080.3/13-52 | GCVC PD | 080.3/13-52 | 6129811 | finoox | GCVC 080.3D/1x3-3560-2-D/4/40/2.10/3600/AXS/1/015023 | 14763 | 3 | 1 | 3560 | Axial | 160645 | 159.48 | 301.1 | 56528 | 990 | VT01445U.3 | 2025-05-06 | 2025-01-03 | E | 51.85 | 83.53 | 2025-07-27 | VerticalCompact-BCD_1x3 | 3684 | 620 | 1153 |  |  | 332.1 | 54 | 54 | 800 | EC motor | 5060 | 2 | no | no | D | D | Aluminum | 2025-01-02 | 4 | 4 | yes | piece | 1
GCVC PD 080.2/22-57 | GCVC PD | 080.2/22-57 | 4248268 | finoox | GCVC 080.2D/2x2-1656-2-D/3/80/2.10/2400/AXS/1/015023 | 20497 | 2 | 2 | 1656 | Axial | 187878 | 188168 | 301.1 | 75880 | 1000 | VT03059U.2 | 1937-08-01 | 2025-02-03 | E | 56.63 | 88.44 | 31.6 | VerticalCompact-BCD_2x2 | 2484 | 800 | 2161 |  |  | 372.3 | 54 | 54 | 800 | EC motor | 5060 | 2 | no | no | D | D | Aluminum | 2025-01-02 | 4 | 3 | yes | piece | 1
GCVC PD 080.2/21-39 | GCVC PD | 080.2/21-39 | 4248041 | finoox | GCVC 080.2D/2x1-2448-1-D/4/80/2.10/1200/EXS/1/015023 | 8711 | 1 | 2 | 2448 | Axial | 77174 | 77319 | 200.73 | 20531 | 630 | VT03061U.1 | 0.952 | 2025-01-02 | C | 38.56 | 70.21 | 2025-04-19 | VerticalCompact-BCD_2x1 | 1284 | 800 | 2161 |  |  | 192.5 | 35 | 35 | 800 | EC motor | 5060 | 1 | no | no | D | D | Epoxy coated aluminum | 2025-01-02 | 10 | 4 | yes | piece | 1
GCVC PD 050.2/22-38 | GCVC PD | 050.2/22-38 | 4246042 | finoox | GCVC 050.2D/2x2-2388-I-D/3/80/2.10/2400/AXS/1/015023 | 7767 | 2 | 2 | 2388 | Axial | 74.35 | 74239 | 301.1 | 18216 | 710 | VT01437 | 0.605 | 0.34 | B | 37.6 | 69.4 | 2025-09-26 | VerticalCompact-BCD_2x2 | 2484 | 800 | 2161 |  |  | 299.9 | 35 | 35 | 500 | AC motor | 60 | I | no | no | D | D | Aluminum | 2025-01-02 | 8 | 3 | yes | piece | 1
GCVC PD 063.2/13-53 | GCVC PD | 063.2/13-53 | 4252164 | finoox | GCVC 063.2D/1x3-2357-S-D/6/40/2.10/3600/AXS/1/015023 | 11677 | 3 | 1 | 2357 | Axial | 156637 | 157328 | 451.65 | 33311 | 1040 | VT01441 | 4625 | 3 | E | 53.48 | 85.16 | 39.4 | VerticalCompact-BCD_1x3 | 3684 | 606 | 1153 |  |  | 363.2 | 54 | 54 | 630 | AC motor | 50 | S | no | no | D | D | Aluminum | 2025-01-02 | 4 | 6 | yes | piece | 1
GCVC PD 063.2/12-20 | GCVC PD | 063.2/12-20 | 4251970 | finoox | GCVC 063.2D/1x2-2399-J-D/3/40/2.10/2400/AXS/1/015023 | 5499 | 2 | 1 | 2399 | Axial | 30555 | 30532 | 150.55 | 6883 | 290 | VT01442 | 0.14 | 0.14 | A | 20.14 | 51.66 | 2025-04-12 | VerticalCompact-BCD_1x2 | 2484 | 598 | 1153 |  |  | 159.7 | 22 | 22 | 630 | AC motor | 60 | J | no | no | D | D | Aluminum | 2025-01-02 | 8 | 3 | yes | piece | 1
GCVC PD 050.2/22-59 | GCVC PD | 050.2/22-59 | 4245117 | finoox | GCVC 050.2C/2x2-2410-2-D/4/64/2.10/1800/AXS/1/015023 | 11264 | 2 | 2 | 2410 | Axial | 124345 | 124757 | 240.88 | 37842 | 1770 | VT03013U.1 | 4949 | 2025-01-02 | E | 58.85 | 90.48 | 2025-09-22 | VerticalCompact-BCD_2x2 | 1884 | 800 | 1761 |  |  | 245.9 | 42 | 42 | 500 | EC motor | 5060 | 2 | no | no | C | D | Aluminum | 2025-01-02 | 6 | 4 | yes | piece | 1
GCVC PD 080.2/21-35 | GCVC PD | 080.2/21-35 | 4248066 | finoox | GCVC 080.2D/2x1-2485-1-D/3/80/2.10/1200/AXS/1/015023 | 7791 | 1 | 2 | 2485 | Axial | 61375 | 61417 | 150.55 | 18405 | 535 | VT03061U.1 | 0.578 | 1935-01-01 | C | 34.94 | 66.59 | 14 | VerticalCompact-BCD_2x1 | 1284 | 800 | 2161 |  |  | 176.7 | 28 | 28 | 800 | EC motor | 5060 | 1 | no | no | D | D | Aluminum | 2025-01-02 | 10 | 3 | yes | piece | 1
GCVC PD 063.2/12-44 | GCVC PD | 063.2/12-44 | 4252147 | finoox | GCVC 063.2D/1x2-2558-2-D/3/40/2.10/2400/EXS/1/015023 | 7561 | 2 | 1 | 2558 | Axial | 61763 | 61672 | 150.55 | 20400 | 950 | VT03144U.1 | 1004 | 1 | D | 44.3 | 75.82 | 2025-09-12 | VerticalCompact-BCD_1x2 | 2484 | 623 | 1153 |  |  | 162.1 | 28 | 28 | 630 | EC motor | 5060 | 2 | no | no | D | D | Epoxy coated aluminum | 2025-01-02 | 6 | 3 | yes | piece | 1
GCVC PD 045.2/11-46 | GCVC PD | 045.2/11-46 | 4243869 | finoox | GCVC 045.2B/1x1-2531-1-D/4/24/2.10/720/AXS/1/015023 | 2378 | 1 | 1 | 2531 | Axial | 15371 | 15525 | 36.13 | 4251 | 1275 | VT03007U.1 | 0.334 | 2025-04-01 | D | 45.5 | 76.68 | 2025-02-03 | VerticalCompact-BCD_1x1 | 804 | 535 | 753 |  |  | 45.6 | 16 | 16 | 450 | EC motor | 5060 | 1 | no | no | B | D | Aluminum | 2025-01-02 | 8 | 4 | yes | piece | 1
GCVC PD 063.2/12-36 | GCVC PD | 063.2/12-36 | 4251183 | finoox | GCVC 063.2C/1x2-2511-1-D/4/32/2.10/1800/AXS/1/015023 | 6093 | 2 | 1 | 2511 | Axial | 43.59 | 43639 | 120.44 | 10992 | 730 | VT03145U.1 | 0.41 | 1 | C | 36.04 | 67.44 | 2025-04-10 | VerticalCompact-BCD_1x2 | 1884 | 615 | 953 |  |  | 118.9 | 28 | 28 | 630 | EC motor | 5060 | 1 | no | no | C | D | Aluminum | 2025-01-02 | 8 | 4 | yes | piece | 1
GCVC PD 080.2/13-41 | GCVC PD | 080.2/13-41 | 4253138 | finoox | GCVC 080.2D/1x3-2542-2-D/3/40/2.10/3600/EXS/1/015023 | 11939 | 3 | 1 | 2542 | Axial | 95492 | 95387 | 225.82 | 32454 | 615 | VT03060U.1 | 1318 | 0.92 | C | 41.24 | 72.93 | 2025-03-19 | VerticalCompact-BCD_1x3 | 3684 | 613 | 1153 |  |  | 253 | 35 | 35 | 800 | EC motor | 5060 | 2 | no | no | D | D | Epoxy coated aluminum | 2025-01-02 | 4 | 3 | yes | piece | 1
GCVC PD 050.2/11-53 | GCVC PD | 050.2/11-53 | 4244133 | finoox | GCVC 050.2B/1x1-2563-2-D/4/24/2.10/720/AXS/1/015023 | 2835 | 1 | 1 | 2563 | Axial | 21528 | 21784 | 36.13 | 7353 | 1680 | VT03013U.1 | 1135 | 1975-01-01 | E | 52.84 | 84.03 | 2025-02-03 | VerticalCompact-BCD_1x1 | 804 | 607 | 753 |  |  | 52 | 18 | 18 | 500 | EC motor | 5060 | 2 | no | no | B | D | Aluminum | 2025-01-02 | 8 | 4 | yes | piece | 1
GCVC PD 050.2/21-45 | GCVC PD | 050.2/21-45 | 4245914 | finoox | GCVC 050.2D/2x1-2522-1-D/4/80/2.10/1200/EXS/1/015023 | 6651 | 1 | 2 | 2522 | Axial | 59637 | 59747 | 200.73 | 13938 | 1200 | VT03011U.1 | 0.749 | 2025-09-01 | C | 45.33 | 76.98 | 2025-01-18 | VerticalCompact-BCD_2x1 | 1284 | 800 | 2161 |  |  | 177 | 28 | 28 | 500 | EC motor | 5060 | 1 | no | no | D | D | Epoxy coated aluminum | 2025-01-02 | 10 | 4 | yes | piece | 1
GCVC PD 063.2/24-30 | GCVC PD | 063.2/24-30 | 4247139 | finoox | GCVC 063.2C/2x4-2503-1-D/4/64/2.10/3600/AXS/1/015023 | 21659 | 4 | 2 | 2503 | Axial | 115646 | 115974 | 481.75 | 24318 | 425 | VT03145U.1 | 0.391 | 0.25 | A+ | 30.49 | 62.35 | 41.4 | VerticalCompact-BCD_2x4 | 3684 | 800 | 1761 |  |  | 431.2 | 42 | 42 | 630 | EC motor | 5060 | 1 | no | no | C | D | Aluminum | 2025-01-02 | 4 | 4 | yes | piece | 1
GCVC PD 080.3/11-57 | GCVC PD | 080.3/11-57 | 6132600 | finoox | GCVC 080.3D/1x1-3557-2-D/6/40/2.10/1200/AXS/1/015023 | 6522 | 1 | 1 | 3557 | Axial | 69898 | 70243 | 150.55 | 17180 | 1100 | VT01445U.3 | 1985-02-01 | 2025-02-04 | E | 56.87 | 88.24 | 2025-08-13 | VerticalCompact-BCD_1x1 | 1284 | 620 | 1153 |  |  | 133.1 | 35 | 35 | 800 | EC motor | 5060 | 2 | no | no | D | D | Aluminum | 2025-01-02 | 10 | 6 | yes | piece | 1
GCVC PD 050.3/11-44 | GCVC PD | 050.3/11-44 | 6149382 | finoox | GCVC 050.3C/1x1-3617-X-D/6/32/2.10/900/AXS/1/015023 | 2593 | 1 | 1 | 3617 | Axial | 31171 | 31469 | 90.33 | 6683 | 1260 | VT01524 | 0.97 | 2025-04-04 | E | 44.16 | 75.43 | 2025-08-07 | VerticalCompact-BCD_1x1 | 984 | 596 | 953 |  |  | 78.8 | 22 | 22 | 500 | AC motor | 60 | X | no | no | C | D | Aluminum | 2025-01-02 | 8 | 6 | yes | piece | 1
GCVC PD 063.2/22-62 | GCVC PD | 063.2/22-62 | 4247503 | finoox | GCVC 063.2D/2x2-2356-D-D/4/80/2.10/2400/AXS/1/015023 | 14123 | 2 | 2 | 2356 | Axial | 214544 | 215544 | 401.46 | 65280 | 1330 | VT01441 | 9812 | 5 | E | 61.64 | 93.45 | 39.5 | VerticalCompact-BCD_2x2 | 2484 | 800 | 2161 |  |  | 422.6 | 54 | 54 | 630 | AC motor | 50 | D | no | no | D | D | Aluminum | 2025-01-02 | 4 | 4 | yes | piece | 1
GCVC PD 050.2/22-27 | GCVC PD | 050.2/22-27 | 4245113 | finoox | GCVC 050.2C/2x2-2391-L-D/3/64/2.10/1800/EXS/1/015023 | 6593 | 2 | 2 | 2391 | Axial | 47538 | 47503 | 180.66 | 11840 | 520 | VT01437 | 0.41 | 0.18 | B | 27.37 | 59 | 2025-09-15 | VerticalCompact-BCD_2x2 | 1884 | 800 | 1761 |  |  | 216.6 | 28 | 28 | 500 | AC motor | 60 | L | no | no | C | D | Epoxy coated aluminum | 2025-01-02 | 8 | 3 | yes | piece | 1
GCVC PD 050.2/24-30 | GCVC PD | 050.2/24-30 | 4245586 | finoox | GCVC 050.2C/2x4-2391-L-D/4/64/2.10/3600/EXS/1/015023 | 13593 | 4 | 2 | 2391 | Axial | 107219 | 107455 | 481.75 | 22485 | 520 | VT01437 | 0.826 | 0.18 | B | 29.75 | 61.61 | 41.4 | VerticalCompact-BCD_2x4 | 3684 | 800 | 1761 |  |  | 443.3 | 42 | 42 | 500 | AC motor | 60 | L | no | no | C | D | Epoxy coated aluminum | 2025-01-02 | 4 | 4 | yes | piece | 1
GCVC PD 050.2/23-49 | GCVC PD | 050.2/23-49 | 4246233 | finoox | GCVC 050.2D/2x3-2348-S-D/6/80/2.10/3600/EXS/1/015023 | 17932 | 3 | 2 | 2348 | Axial | 214011 | 214462 | 903.29 | 42525 | 1180 | VT03150U | 3107 | 0.9 | D | 48.85 | 80.81 | 78.2 | VerticalCompact-BCD_2x3 | 3684 | 800 | 2161 |  |  | 591.3 | 54 | 54 | 500 | AC motor | 50 | S | no | no | D | D | Epoxy coated aluminum | 2025-01-02 | 6 | 6 | yes | piece | 1
GCVC PD 045.2/12-48 | GCVC PD | 045.2/12-48 | 4243892 | finoox | GCVC 045.2B/1x2-2419-1-D/3/24/2.10/1440/AXS/1/015023 | 3843 | 2 | 1 | 2419 | Axial | 27934 | 27958 | 54.2 | 9865 | 1350 | VT03007U.1 | 0.768 | 1965-01-01 | E | 47.92 | 79.2 | 2025-07-04 | VerticalCompact-BCD_1x2 | 1524 | 535 | 753 |  |  | 75.8 | 22 | 22 | 450 | EC motor | 5060 | 1 | no | no | B | D | Aluminum | 2025-01-02 | 8 | 3 | yes | piece | 1
GCVC PD 050.2/22-59 | GCVC PD | 050.2/22-59 | 4245120 | finoox | GCVC 050.2C/2x2-2410-2-D/4/64/2.10/1800/EXS/1/015023 | 11717 | 2 | 2 | 2410 | Axial | 114498 | 114172 | 240.88 | 37842 | 1770 | VT03013U.1 | 4949 | 2025-01-02 | E | 58.85 | 90.48 | 2025-09-22 | VerticalCompact-BCD_2x2 | 1884 | 800 | 1761 |  |  | 245.9 | 42 | 42 | 500 | EC motor | 5060 | 2 | no | no | C | D | Epoxy coated aluminum | 2025-01-02 | 8 | 4 | yes | piece | 1
GCVC PD 045.2/13-43 | GCVC PD | 045.2/13-43 | 4249049 | finoox | GCVC 045.2C/1x3-2527-1-D/6/32/2.10/2700/EXS/1/015023 | 7754 | 3 | 1 | 2527 | Axial | 56987 | 57157 | 270.99 | 10810 | 975 | VT03007U.1 | 0.465 | 0.68 | B | 43.29 | 74.79 | 22 | VerticalCompact-BCD_1x3 | 2784 | 535 | 953 |  |  | 191.8 | 28 | 28 | 450 | EC motor | 5060 | 1 | no | no | C | D | Epoxy coated aluminum | 2025-01-02 | 8 | 6 | yes | piece | 1
GCVC PD 050.2/22-45 | GCVC PD | 050.2/22-45 | 4246140 | finoox | GCVC 050.2D/2x2-2520-1-D/6/80/2.10/2400/AXS/1/015023 | 13006 | 2 | 2 | 2520 | Axial | 129639 | 130327 | 602.19 | 24028 | 1070 | VT03011U.1 | 1119 | 2025-04-01 | C | 45.41 | 77.22 | 52 | VerticalCompact-BCD_2x2 | 2484 | 800 | 2161 |  |  | 382.6 | 42 | 42 | 500 | EC motor | 5060 | 1 | no | no | D | D | Aluminum | 2025-01-02 | 8 | 6 | yes | piece | 1
GCVC PD 050.2/23-60 | GCVC PD | 050.2/23-60 | 4246420 | finoox | GCVC 050.2D/2x3-2563-2-D/3/80/2.10/3600/AXS/1/015023 | 18536 | 3 | 2 | 2563 | Axial | 187862 | 187777 | 451.65 | 59524 | 1680 | VT03013U.1 | 5905 | 1975-01-01 | E | 60.36 | 92.32 | 43.1 | VerticalCompact-BCD_2x3 | 3684 | 800 | 2161 |  |  | 457.7 | 54 | 54 | 500 | EC motor | 5060 | 2 | no | no | D | D | Aluminum | 2025-01-02 | 4 | 3 | yes | piece | 1
GCVC PD 050.2/13-57 | GCVC PD | 050.2/13-57 | 4249878 | finoox | GCVC 050.2C/1x3-2563-2-D/4/32/2.10/2700/EXS/1/015023 | 8894 | 3 | 1 | 2563 | Axial | 88005 | 88195 | 180.66 | 26910 | 1680 | VT03013U.1 | 3191 | 1975-01-01 | E | 56.6 | 88.11 | 2025-06-15 | VerticalCompact-BCD_1x3 | 2784 | 607 | 953 |  |  | 185.3 | 35 | 35 | 500 | EC motor | 5060 | 2 | no | no | C | D | Epoxy coated aluminum | 2025-01-02 | 4 | 4 | yes | piece | 1
GCVC PD 063.2/23-36 | GCVC PD | 063.2/23-36 | 4246960 | finoox | GCVC 063.2C/2x3-2507-1-D/4/64/2.10/2700/EXS/1/015023 | 17568 | 3 | 2 | 2507 | Axial | 107037 | 106873 | 361.32 | 25535 | 580 | VT03145U.1 | 0.641 | 0.55 | B | 35.64 | 67.39 | 32.1 | VerticalCompact-BCD_2x3 | 2784 | 800 | 1761 |  |  | 332.7 | 42 | 42 | 630 | EC motor | 5060 | 1 | no | no | C | D | Epoxy coated aluminum | 2025-01-02 | 6 | 4 | yes | piece | 1
GCVC PD 080.2/22-26 | GCVC PD | 080.2/22-26 | 4248381 | finoox | GCVC 080.2D/2x2-2493-1-D/4/80/2.10/2400/EXS/1/015023 | 17327 | 2 | 2 | 2493 | Axial | 90516 | 90563 | 401.46 | 19502 | 320 | VT03062U.1 | 0.281 | 0.35 | A+ | 26.16 | 57.97 | 34.8 | VerticalCompact-BCD_2x2 | 2484 | 800 | 2161 |  |  | 345.8 | 35 | 35 | 800 | EC motor | 5060 | 1 | no | no | D | D | Epoxy coated aluminum | 2025-01-02 | 8 | 4 | yes | piece | 1
GCVC PD 063.2/24-29 | GCVC PD | 063.2/24-29 | 4247128 | finoox | GCVC 063.2C/2x4-2501-1-D/6/64/2.10/3600/AXS/1/015023 | 24332 | 4 | 2 | 2501 | Axial | 99609 | 100286 | 722.63 | 16893 | 345 | VT03145U.1 | 0.26 | 0.15 | A+ | 29.16 | 61.02 | 58.9 | VerticalCompact-BCD_2x4 | 3684 | 800 | 1761 |  |  | 499.8 | 35 | 35 | 630 | EC motor | 5060 | 1 | no | no | C | D | Aluminum | 2025-01-02 | 6 | 6 | yes | piece | 1
GCVC PD 045.2/21-49 | GCVC PD | 045.2/21-49 | 4244488 | finoox | GCVC 045.2C/2x1-2532-1-D/6/64/2.10/900/AXS/1/015023 | 5553 | 1 | 2 | 2532 | Axial | 50606 | 51218 | 180.66 | 10143 | 1350 | VT03007U.1 | 0.787 | 1965-01-01 | D | 48.51 | 80.02 | 2025-03-16 | VerticalCompact-BCD_2x1 | 984 | 800 | 1761 |  |  | 141.9 | 28 | 28 | 450 | EC motor | 5060 | 1 | no | no | C | D | Aluminum | 2025-01-02 | 12 | 6 | yes | piece | 1
GCVC PD 050.2/22-31 | GCVC PD | 050.2/22-31 | 4246092 | finoox | GCVC 050.2D/2x2-2512-1-D/6/80/2.10/2400/AXS/1/015023 | 12870 | 2 | 2 | 2512 | Axial | 74.26 | 74828 | 602.19 | 12484 | 565 | VT03011U.1 | 0.203 | 0.28 | A+ | 31.44 | 63.25 | 50.5 | VerticalCompact-BCD_2x2 | 2484 | 800 | 2161 |  |  | 379.9 | 35 | 35 | 500 | EC motor | 5060 | 1 | no | no | D | D | Aluminum | 2025-01-02 | 10 | 6 | yes | piece | 1
GCVC PD 080.3/21-50 | GCVC PD | 080.3/21-50 | 6119855 | finoox | GCVC 080.3D/2x1-3481-D-D/4/80/2.10/1200/EXS/1/015023 | 7865 | 1 | 2 | 3481 | Axial | 97219 | 97254 | 200.73 | 30587 | 850 | VT01526 | 3434 | 2025-03-03 | E | 50.21 | 81.86 | 2025-04-19 | VerticalCompact-BCD_2x1 | 1284 | 800 | 2161 |  |  | 232.3 | 35 | 35 | 800 | AC motor | 50 | D | no | no | D | D | Epoxy coated aluminum | 2025-01-02 | 10 | 4 | yes | piece | 1
GCVC PD 080.3/13-53 | GCVC PD | 080.3/13-53 | 6125876 | finoox | GCVC 080.3D/1x3-3559-2-D/3/40/2.10/3600/AXS/1/015023 | 14020 | 3 | 1 | 3559 | Axial | 155834 | 153451 | 225.82 | 63077 | 1045 | VT01445U.3 | 6886 | 1965-03-01 | E | 52.53 | 84.21 | 2025-08-21 | VerticalCompact-BCD_1x3 | 3684 | 620 | 1153 |  |  | 310.5 | 54 | 54 | 800 | EC motor | 5060 | 2 | no | no | D | D | Aluminum | 2025-01-02 | 2 | 3 | yes | piece | 1
GCVC PD 080.3/23-56 | GCVC PD | 080.3/23-56 | 6158448 | finoox | GCVC 080.3D/2x3-3559-2-D/4/80/2.10/3600/AXS/1/015023 | 33770 | 3 | 2 | 3559 | Axial | 329288 | 326.74 | 602.19 | 119757 | 1045 | VT01445U.3 | 14194 | 1965-03-01 | E | 55.72 | 87.68 | 58.2 | VerticalCompact-BCD_2x3 | 3684 | 800 | 2161 |  |  | 645.3 | 64 | 64 | 800 | EC motor | 5060 | 2 | no | no | D | D | Aluminum | 2025-01-02 | 4 | 4 | yes | piece | 1
GCVC PD 045.2/24-53 | GCVC PD | 045.2/24-53 | 4244689 | finoox | GCVC 045.2C/2x4-0426-W-D/6/64/2.10/3600/EXS/1/015023 | 13919 | 4 | 2 | 426 | Axial | 203109 | 204055 | 722.63 | 40803 | 1360 | VT0326U | 3466 | 2025-02-02 | D | 52.8 | 84.66 | 62.7 | VerticalCompact-BCD_2x4 | 3684 | 800 | 1761 |  |  | 515.7 | 54 | 54 | 450 | AC motor | 50 | W | no | no | C | D | Epoxy coated aluminum | 2025-01-02 | 4 | 6 | yes | piece | 1
GCVC PD 063.2/12-19 | GCVC PD | 063.2/12-19 | 4251055 | finoox | GCVC 063.2C/1x2-2359-S-D/4/32/2.10/1800/AXS/1/015023 | 4874 | 2 | 1 | 2359 | Axial | 25652 | 25757 | 120.44 | 5241 | 320 | VT01442 | 0.132 | 0.14 | A | 18.64 | 50.03 | 2025-08-09 | VerticalCompact-BCD_1x2 | 1884 | 598 | 953 |  |  | 124.6 | 18 | 18 | 630 | AC motor | 50 | S | no | no | C | D | Aluminum | 2025-01-02 | 8 | 4 | yes | piece | 1
GCVC PD 050.2/14-31 | GCVC PD | 050.2/14-31 | 4249955 | finoox | GCVC 050.2C/1x4-2385-J-D/4/32/2.10/3600/AXS/1/015023 | 6546 | 4 | 1 | 2385 | Axial | 50011 | 50082 | 240.88 | 10478 | 430 | VT01435 | 0.532 | 0.32 | C | 31.04 | 62.67 | 2025-06-19 | VerticalCompact-BCD_1x4 | 3684 | 596 | 953 |  |  | 242.1 | 28 | 28 | 500 | AC motor | 60 | J | no | no | C | D | Aluminum | 2025-01-02 | 6 | 4 | yes | piece | 1
GCVC PD 050.2/21-36 | GCVC PD | 050.2/21-36 | 4244822 | finoox | GCVC 050.2C/2x1-2354-W-D/6/64/2.10/900/AXS/1/015023 | 4874 | 1 | 2 | 2354 | Axial | 43462 | 43865 | 180.66 | 8325 | 865 | VT03093U | 0.436 | 0.97 | C | 36.22 | 67.73 | 2025-03-16 | VerticalCompact-BCD_2x1 | 984 | 800 | 1761 |  |  | 151.5 | 28 | 28 | 500 | AC motor | 50 | W | no | no | C | D | Aluminum | 2025-01-02 | 12 | 6 | yes | piece | 1
GCVC PD 050.2/11-41 | GCVC PD | 050.2/11-41 | 4250201 | finoox | GCVC 050.2D/1x1-2386-K-D/3/40/2.10/1200/EXS/1/015023 | 2660 | 1 | 1 | 2386 | Axial | 23625 | 23637 | 75.27 | 6376 | 910 | VT01435 | 0.388 | 0.92 | D | 40.6 | 71.96 | 2025-04-06 | VerticalCompact-BCD_1x1 | 1284 | 596 | 1153 |  |  | 86.6 | 18 | 18 | 500 | AC motor | 60 | K | no | no | D | D | Epoxy coated aluminum | 2025-01-02 | 10 | 3 | yes | piece | 1
GCVC PD 040.2/12-41 | GCVC PD | 040.2/12-41 | 4243796 | finoox | GCVC 040.2B/1x2-2346-W-D/3/24/2.10/1440/AXS/1/015023 | 2466 | 2 | 1 | 2346 | Axial | 18043 | 18078 | 54.2 | 4808 | 895 | VT0607 | 0.176 | 0.33 | C | 41.24 | 72.52 | 2025-05-04 | VerticalCompact-BCD_1x2 | 1524 | 530 | 753 |  |  | 74 | 16 | 16 | 400 | AC motor | 50 | W | no | no | B | D | Aluminum | 2025-01-02 | 8 | 3 | yes | piece | 1
GCVC PD 063.2/24-45 | GCVC PD | 063.2/24-45 | 4247119 | finoox | GCVC 063.2C/2x4-2414-1-D/6/64/2.10/3600/EXS/1/015023 | 26232 | 4 | 2 | 2414 | Axial | 202663 | 203605 | 722.63 | 40681 | 770 | VT03145U.1 | 1983 | 2015-01-01 | C | 44.98 | 76.84 | 62.7 | VerticalCompact-BCD_2x4 | 3684 | 800 | 1761 |  |  | 507 | 54 | 54 | 630 | EC motor | 5060 | 1 | no | no | C | D | Epoxy coated aluminum | 2025-01-02 | 4 | 6 | yes | piece | 1
GCVC PD 063.2/22-38 | GCVC PD | 063.2/22-38 | 4247597 | finoox | GCVC 063.2D/2x2-2414-1-D/6/80/2.10/2400/EXS/1/015023 | 17784 | 2 | 2 | 2414 | Axial | 137559 | 138173 | 602.19 | 26450 | 770 | VT03145U.1 | 0.882 | 2015-01-01 | B | 38.11 | 69.92 | 52 | VerticalCompact-BCD_2x2 | 2484 | 800 | 2161 |  |  | 386.4 | 42 | 42 | 630 | EC motor | 5060 | 1 | no | no | D | D | Epoxy coated aluminum | 2025-01-02 | 8 | 6 | yes | piece | 1
GCVC PD 063.2/21-43 | GCVC PD | 063.2/21-43 | 4246494 | finoox | GCVC 063.2C/2x1-2413-2-D/4/64/2.10/900/EXS/1/015023 | 7887 | 1 | 2 | 2413 | Axial | 58058 | 58459 | 120.44 | 17744 | 1000 | VT03144U.1 | 1364 | 2025-01-01 | D | 43.26 | 74.77 | 2025-04-11 | VerticalCompact-BCD_2x1 | 984 | 800 | 1761 |  |  | 137.8 | 28 | 28 | 630 | EC motor | 5060 | 2 | no | no | C | D | Epoxy coated aluminum | 2025-01-02 | 8 | 4 | yes | piece | 1
GCVC PD 050.2/21-34 | GCVC PD | 050.2/21-34 | 4244872 | finoox | GCVC 050.2C/2x1-2390-K-D/4/64/2.10/900/EXS/1/015023 | 4343 | 1 | 2 | 2390 | Axial | 35282 | 35447 | 120.44 | 8356 | 760 | VT01437 | 0.353 | 0.35 | C | 34.21 | 65.72 | 2025-07-10 | VerticalCompact-BCD_2x1 | 984 | 800 | 1761 |  |  | 131.2 | 22 | 22 | 500 | AC motor | 60 | K | no | no | C | D | Epoxy coated aluminum | 2025-01-02 | 12 | 4 | yes | piece | 1
GCVC PD 050.2/21-36 | GCVC PD | 050.2/21-36 | 4244828 | finoox | GCVC 050.2C/2x1-2355-X-D/6/64/2.10/900/AXS/1/015023 | 4874 | 1 | 2 | 2355 | Axial | 43612 | 44018 | 180.66 | 8361 | 810 | VT03093U | 0.59 | 2025-03-01 | D | 36.05 | 67.56 | 2025-03-16 | VerticalCompact-BCD_2x1 | 984 | 800 | 1761 |  |  | 151.5 | 28 | 28 | 500 | AC motor | 60 | X | no | no | C | D | Aluminum | 2025-01-02 | 12 | 6 | yes | piece | 1
GCVC PD 050.2/11-36 | GCVC PD | 050.2/11-36 | 4249234 | finoox | GCVC 050.2C/1x1-2355-X-D/3/32/2.10/900/AXS/1/015023 | 2131 | 1 | 1 | 2355 | Axial | 17189 | 17271 | 45.16 | 4970 | 810 | VT03093U | 0.289 | 2025-03-01 | D | 35.63 | 66.89 | 2025-09-03 | VerticalCompact-BCD_1x1 | 984 | 569 | 953 |  |  | 62.4 | 16 | 16 | 500 | AC motor | 60 | X | no | no | C | D | Aluminum | 2025-01-02 | 8 | 3 | yes | piece | 1
GCVC PD 040.2/11-47 | GCVC PD | 040.2/11-47 | 4243784 | finoox | GCVC 040.2B/1x1-2408-1-D/3/24/2.10/720/AXS/1/015023 | 2126 | 1 | 1 | 2408 | Axial | 13286 | 13401 | 2025-01-27 | 4549 | 1630 | VT03142U.1 | 0.422 | 2025-06-02 | E | 46.62 | 77.8 | 2025-04-02 | VerticalCompact-BCD_1x1 | 804 | 543 | 753 |  |  | 41.5 | 16 | 16 | 400 | EC motor | 5060 | 1 | no | no | B | D | Aluminum | 2025-01-02 | 8 | 3 | yes | piece | 1
GCVC PD 045.2/23-38 | GCVC PD | 045.2/23-38 | 4244617 | finoox | GCVC 045.2C/2x3-2523-1-D/6/64/2.10/2700/EXS/1/015023 | 14371 | 3 | 2 | 2523 | Axial | 83842 | 84346 | 541.97 | 14671 | 675 | VT03007U.1 | 0.352 | 0.3 | A | 38.2 | 69.95 | 45 | VerticalCompact-BCD_2x3 | 2784 | 800 | 1761 |  |  | 368.4 | 35 | 35 | 450 | EC motor | 5060 | 1 | no | no | C | D | Epoxy coated aluminum | 2025-01-02 | 8 | 6 | yes | piece | 1
GCVC PD 063.2/22-40 | GCVC PD | 063.2/22-40 | 4247706 | finoox | GCVC 063.2D/2x2-2553-2-D/3/80/2.10/2400/AXS/1/015023 | 14208 | 2 | 2 | 2553 | Axial | 106205 | 106144 | 301.1 | 29803 | 700 | VT03144U.1 | 0.836 | 0.52 | B | 40.19 | 71.99 | 2025-04-28 | VerticalCompact-BCD_2x2 | 2484 | 800 | 2161 |  |  | 313.6 | 42 | 42 | 630 | EC motor | 5060 | 2 | no | no | D | D | Aluminum | 2025-01-02 | 6 | 3 | yes | piece | 1
GCVC PD 080.2/23-35 | GCVC PD | 080.2/23-35 | 4248676 | finoox | GCVC 080.2D/2x3-2499-1-D/3/80/2.10/3600/AXS/1/015023 | 21853 | 3 | 2 | 2499 | Axial | 164.39 | 164354 | 451.65 | 47026 | 465 | VT03062U.1 | 1129 | 0.95 | B | 35.13 | 67.09 | 43.1 | VerticalCompact-BCD_2x3 | 3684 | 800 | 2161 |  |  | 469.2 | 54 | 54 | 800 | EC motor | 5060 | 1 | no | no | D | D | Aluminum | 2025-01-02 | 4 | 3 | yes | piece | 1
GCVC PD 050.2/22-38 | GCVC PD | 050.2/22-38 | 4246108 | finoox | GCVC 050.2D/2x2-2515-1-D/3/80/2.10/2400/AXS/1/015023 | 10024 | 2 | 2 | 2515 | Axial | 73029 | 72942 | 301.1 | 17742 | 755 | VT03011U.1 | 0.406 | 0.58 | A | 38.29 | 70.1 | 2025-09-26 | VerticalCompact-BCD_2x2 | 2484 | 800 | 2161 |  |  | 290.3 | 35 | 35 | 500 | EC motor | 5060 | 1 | no | no | D | D | Aluminum | 2025-01-02 | 8 | 3 | yes | piece | 1
GCVC PD 050.2/11-33 | GCVC PD | 050.2/11-33 | 4250277 | finoox | GCVC 050.2D/1x1-2515-1-D/4/40/2.10/1200/AXS/1/015023 | 3150 | 1 | 1 | 2515 | Axial | 21259 | 21353 | 100.37 | 4361 | 755 | VT03011U.1 | 0.103 | 0.58 | A | 32.54 | 63.9 | 2025-04-08 | VerticalCompact-BCD_1x1 | 1284 | 586 | 1153 |  |  | 88.9 | 18 | 18 | 500 | EC motor | 5060 | 1 | no | no | D | D | Aluminum | 2025-01-02 | 10 | 4 | yes | piece | 1
GCVC PD 063.2/22-37 | GCVC PD | 063.2/22-37 | 4247664 | finoox | GCVC 063.2D/2x2-2511-1-D/3/80/2.10/2400/AXS/1/015023 | 12997 | 2 | 2 | 2511 | Axial | 101956 | 101896 | 301.1 | 27901 | 730 | VT03145U.1 | 0.7 | 1 | B | 36.83 | 68.64 | 2025-04-28 | VerticalCompact-BCD_2x2 | 2484 | 800 | 2161 |  |  | 296.8 | 42 | 42 | 630 | EC motor | 5060 | 1 | no | no | D | D | Aluminum | 2025-01-02 | 6 | 3 | yes | piece | 1
GCVC PD 050.2/23-47 | GCVC PD | 050.2/23-47 | 4246380 | finoox | GCVC 050.2D/2x3-2520-1-D/6/80/2.10/3600/AXS/1/015023 | 19747 | 3 | 2 | 2520 | Axial | 192631 | 193274 | 903.29 | 36042 | 1070 | VT03011U.1 | 1679 | 2025-04-01 | C | 47.02 | 78.98 | 78.2 | VerticalCompact-BCD_2x3 | 3684 | 800 | 2161 |  |  | 563.7 | 54 | 54 | 500 | EC motor | 5060 | 1 | no | no | D | D | Aluminum | 2025-01-02 | 6 | 6 | yes | piece | 1
GCVC PD 080.2/21-49 | GCVC PD | 080.2/21-49 | 4248165 | finoox | GCVC 080.2D/2x1-2539-2-D/3/80/2.10/1200/EXS/1/015023 | 9772 | 1 | 2 | 2539 | Axial | 80046 | 80234 | 150.55 | 30319 | 850 | VT03059U.2 | 2358 | 2019-02-01 | E | 49.4 | 81.05 | 2025-04-15 | VerticalCompact-BCD_2x1 | 1284 | 800 | 2161 |  |  | 200.1 | 35 | 35 | 800 | EC motor | 5060 | 2 | no | no | D | D | Epoxy coated aluminum | 2025-01-02 | 8 | 3 | yes | piece | 1
GCVC PD 080.2/12-54 | GCVC PD | 080.2/12-54 | 4252861 | finoox | GCVC 080.2D/1x2-2541-2-D/6/40/2.10/2400/EXS/1/015023 | 11445 | 2 | 1 | 2541 | Axial | 117663 | 117994 | 301.1 | 27872 | 950 | VT03059U.2 | 3409 | 1982-02-01 | E | 54.33 | 85.86 | 2025-01-26 | VerticalCompact-BCD_1x2 | 2484 | 650 | 1153 |  |  | 233.8 | 42 | 42 | 800 | EC motor | 5060 | 2 | no | no | D | D | Epoxy coated aluminum | 2025-01-02 | 6 | 6 | yes | piece | 1
GCVC PD 080.2/23-45 | GCVC PD | 080.2/23-45 | 4248729 | finoox | GCVC 080.2D/2x3-2542-2-D/4/80/2.10/3600/AXS/1/015023 | 27796 | 3 | 2 | 2542 | Axial | 232579 | 232915 | 602.19 | 60932 | 615 | VT03060U.1 | 2723 | 0.92 | C | 44.72 | 76.68 | 54.8 | VerticalCompact-BCD_2x3 | 3684 | 800 | 2161 |  |  | 534 | 54 | 54 | 800 | EC motor | 5060 | 2 | no | no | D | D | Aluminum | 2025-01-02 | 4 | 4 | yes | piece | 1
GCVC PD 050.2/22-45 | GCVC PD | 050.2/22-45 | 4246132 | finoox | GCVC 050.2D/2x2-2519-1-D/3/80/2.10/2400/AXS/1/015023 | 10054 | 2 | 2 | 2519 | Axial | 91908 | 91835 | 301.1 | 23769 | 1010 | VT03011U.1 | 0.901 | 2015-01-01 | C | 44.59 | 76.39 | 2025-09-26 | VerticalCompact-BCD_2x2 | 2484 | 800 | 2161 |  |  | 290.4 | 35 | 35 | 500 | EC motor | 5060 | 1 | no | no | D | D | Aluminum | 2025-01-02 | 6 | 3 | yes | piece | 1
GCVC PD 080.2/22-30 | GCVC PD | 080.2/22-30 | 4248391 | finoox | GCVC 080.2D/2x2-2496-1-D/4/80/2.10/2400/AXS/1/015023 | 16488 | 2 | 2 | 2496 | Axial | 107399 | 107294 | 401.46 | 24422 | 390 | VT03062U.1 | 0.485 | 0.6 | A | 30.46 | 62.27 | 36.3 | VerticalCompact-BCD_2x2 | 2484 | 800 | 2161 |  |  | 348.5 | 42 | 42 | 800 | EC motor | 5060 | 1 | no | no | D | D | Aluminum | 2025-01-02 | 8 | 4 | yes | piece | 1
GCVC PD 050.2/11-37 | GCVC PD | 050.2/11-37 | 4249348 | finoox | GCVC 050.2C/1x1-2518-1-D/3/32/2.10/900/AXS/1/015023 | 2639 | 1 | 1 | 2518 | Axial | 17516 | 17609 | 45.16 | 5112 | 945 | VT03011U.1 | 0.201 | 1 | C | 36.93 | 68.2 | 2025-09-03 | VerticalCompact-BCD_1x1 | 984 | 586 | 953 |  |  | 59.3 | 16 | 16 | 500 | EC motor | 5060 | 1 | no | no | C | D | Aluminum | 2025-01-02 | 8 | 3 | yes | piece | 1
GCVC PD 050.2/21-40 | GCVC PD | 050.2/21-40 | 4245891 | finoox | GCVC 050.2D/2x1-2518-1-D/6/80/2.10/1200/EXS/1/015023 | 7882 | 1 | 2 | 2518 | Axial | 57707 | 58.19 | 301.1 | 10564 | 945 | VT03011U.1 | 0.392 | 1 | B | 39.81 | 71.46 | 2025-01-26 | VerticalCompact-BCD_2x1 | 1284 | 800 | 2161 |  |  | 208.1 | 28 | 28 | 500 | EC motor | 5060 | 1 | no | no | D | D | Epoxy coated aluminum | 2025-01-02 | 10 | 6 | yes | piece | 1
GCVC PD 045.2/23-53 | GCVC PD | 045.2/23-53 | 4244667 | finoox | GCVC 045.2C/2x3-2532-1-D/4/64/2.10/2700/AXS/1/015023 | 11823 | 3 | 2 | 2532 | Axial | 126075 | 126079 | 361.32 | 32299 | 1350 | VT03007U.1 | 2323 | 1965-01-01 | D | 52.93 | 84.67 | 32.1 | VerticalCompact-BCD_2x3 | 2784 | 800 | 1761 |  |  | 317.4 | 42 | 42 | 450 | EC motor | 5060 | 1 | no | no | C | D | Aluminum | 2025-01-02 | 6 | 4 | yes | piece | 1
GCVC PD 050.2/13-46 | GCVC PD | 050.2/13-46 | 4250797 | finoox | GCVC 050.2D/1x3-2521-1-D/6/40/2.10/3600/EXS/1/015023 | 10641 | 3 | 1 | 2521 | Axial | 99235 | 99504 | 451.65 | 19113 | 1135 | VT03011U.1 | 0.99 | 1965-01-01 | C | 45.55 | 77.23 | 36.9 | VerticalCompact-BCD_1x3 | 3684 | 586 | 1153 |  |  | 288.1 | 35 | 35 | 500 | EC motor | 5060 | 1 | no | no | D | D | Epoxy coated aluminum | 2025-01-02 | 6 | 6 | yes | piece | 1
GCVC PD 050.2/11-50 | GCVC PD | 050.2/11-50 | 4250354 | finoox | GCVC 050.2D/1x1-2790-K-D/3/40/2.10/1200/AXS/1/015023 | 2540 | 1 | 1 | 2790 | Axial | 32371 | 32387 | 75.27 | 10056 | 1640 | VT03150U | 0.919 | 1964-01-01 | E | 49.8 | 81.16 | 2025-06-06 | VerticalCompact-BCD_1x1 | 1284 | 569 | 1153 |  |  | 86.9 | 22 | 22 | 500 | AC motor | 60 | K | no | no | D | D | Aluminum | 2025-01-02 | 10 | 3 | yes | piece | 1
GCVC PD 080.3/12-50 | GCVC PD | 080.3/12-50 | 6084259 | finoox | GCVC 080.3D/1x2-3562-2-D/3/40/2.10/2400/AXS/1/015023 | 9685 | 2 | 1 | 3562 | Axial | 82055 | 82323 | 150.55 | 29243 | 800 | VT01445U.3 | 2131 | 1985-01-01 | D | 49.81 | 81.34 | 2025-06-13 | VerticalCompact-BCD_1x2 | 2484 | 620 | 1153 |  |  | 207.8 | 35 | 35 | 800 | EC motor | 5060 | 2 | no | no | D | D | Aluminum | 2025-01-02 | 4 | 3 | yes | piece | 1
GCVC PD 050.2/22-31 | GCVC PD | 050.2/22-31 | 4245976 | finoox | GCVC 050.2D/2x2-2337-S-D/3/80/2.10/2400/AXS/1/015023 | 7765 | 2 | 2 | 2337 | Axial | 59416 | 59394 | 301.1 | 13257 | 510 | VT01437 | 0.307 | 0.16 | A | 30.52 | 62.33 | 2025-06-25 | VerticalCompact-BCD_2x2 | 2484 | 800 | 2161 |  |  | 298.7 | 28 | 28 | 500 | AC motor | 50 | S | no | no | D | D | Aluminum | 2025-01-02 | 8 | 3 | yes | piece | 1
GCVC PD 050.2/12-28 | GCVC PD | 050.2/12-28 | 4249487 | finoox | GCVC 050.2C/1x2-2385-J-D/6/32/2.10/1800/EXS/1/015023 | 4436 | 2 | 1 | 2385 | Axial | 26777 | 26937 | 180.66 | 4666 | 430 | VT01435 | 0.267 | 0.32 | C | 2025-05-27 | 58.89 | 2025-06-14 | VerticalCompact-BCD_1x2 | 1884 | 596 | 953 |  |  | 143.3 | 18 | 18 | 500 | AC motor | 60 | J | no | no | C | D | Epoxy coated aluminum | 2025-01-02 | 12 | 6 | yes | piece | 1
GCVC PD 050.2/13-34 | GCVC PD | 050.2/13-34 | 4244318 | finoox | GCVC 050.2B/1x3-2388-I-D/3/24/2.10/2160/AXS/1/015023 | 3959 | 3 | 1 | 2388 | Axial | 33.04 | 33128 | 81.3 | 9959 | 710 | VT01437 | 0.5 | 0.34 | D | 33.85 | 65.24 | 2025-08-06 | VerticalCompact-BCD_1x3a | 2244 | 596 | 753 |  |  | 121 | 22 | 22 | 500 | AC motor | 60 | I | no | no | B | D | Aluminum | 2025-01-02 | 6 | 3 | yes | piece | 1
GCVC PD 050.2/24-25 | GCVC PD | 050.2/24-25 | 4245572 | finoox | GCVC 050.2C/2x4-2389-J-D/6/64/2.10/3600/AXS/1/015023 | 15032 | 4 | 2 | 2389 | Axial | 99343 | 100.02 | 722.63 | 16842 | 450 | VT01437 | 0.661 | 0.17 | B | 25.45 | 57.31 | 58.9 | VerticalCompact-BCD_2x4 | 3684 | 800 | 1761 |  |  | 511.9 | 35 | 35 | 500 | AC motor | 60 | J | no | no | C | D | Aluminum | 2025-01-02 | 6 | 6 | yes | piece | 1
GCVC PD 063.2/14-46 | GCVC PD | 063.2/14-46 | 4251519 | finoox | GCVC 063.2C/1x4-2413-2-D/3/32/2.10/3600/EXS/1/015023 | 11638 | 4 | 1 | 2413 | Axial | 90804 | 90441 | 180.66 | 37468 | 1000 | VT03144U.1 | 2632 | 2025-01-01 | E | 46.22 | 77.85 | 2025-05-15 | VerticalCompact-BCD_1x4 | 3684 | 623 | 953 |  |  | 226.8 | 35 | 35 | 630 | EC motor | 5060 | 2 | no | no | C | D | Epoxy coated aluminum | 2025-01-02 | 4 | 3 | yes | piece | 1
GCVC PD 050.2/13-36 | GCVC PD | 050.2/13-36 | 4249751 | finoox | GCVC 050.2C/1x3-2390-K-D/3/32/2.10/2700/EXS/1/015023 | 5062 | 3 | 1 | 2390 | Axial | 45166 | 44996 | 135.49 | 13050 | 760 | VT01437 | 0.521 | 0.35 | C | 36.44 | 67.95 | 2025-05-11 | VerticalCompact-BCD_1x3 | 2784 | 596 | 953 |  |  | 165.2 | 28 | 28 | 500 | AC motor | 60 | K | no | no | C | D | Epoxy coated aluminum | 2025-01-02 | 6 | 3 | yes | piece | 1
GCVC PD 063.2/23-22 | GCVC PD | 063.2/23-22 | 4247810 | finoox | GCVC 063.2D/2x3-2399-J-D/6/80/2.10/3600/AXS/1/015023 | 19772 | 3 | 2 | 2399 | Axial | 105283 | 105896 | 903.29 | 17617 | 290 | VT01442 | 0.429 | 0.14 | A | 22.48 | 54.44 | 73.5 | VerticalCompact-BCD_2x3 | 3684 | 800 | 2161 |  |  | 580.6 | 35 | 35 | 630 | AC motor | 60 | J | no | no | D | D | Aluminum | 2025-01-02 | 8 | 6 | yes | piece | 1
GCVC PD 063.2/12-64 | GCVC PD | 063.2/12-64 | 4251205 | finoox | GCVC 063.2C/1x2-2551-2-D/4/32/2.10/1800/AXS/1/015023 | 8288 | 2 | 1 | 2551 | Axial | 72.01 | 72243 | 120.44 | 25132 | 1360 | VT03143U.1 | 5014 | 4 | E | 64.09 | 95.49 | 2025-09-10 | VerticalCompact-BCD_1x2 | 1884 | 611 | 953 |  |  | 163.9 | 35 | 35 | 630 | EC motor | 5060 | 2 | no | no | C | D | Aluminum | 2025-01-02 | 6 | 4 | yes | piece | 1
GCVC PD 050.2/24-56 | GCVC PD | 050.2/24-56 | 4245681 | finoox | GCVC 050.2C/2x4-2559-2-D/3/64/2.10/3600/EXS/1/015023 | 21608 | 4 | 2 | 2559 | Axial | 161421 | 161.11 | 361.32 | 57959 | 1330 | VT03013U.1 | 4171 | 2025-08-01 | D | 55.52 | 87.39 | 34.6 | VerticalCompact-BCD_2x4 | 3684 | 800 | 1761 |  |  | 431 | 54 | 54 | 500 | EC motor | 5060 | 2 | no | no | C | D | Epoxy coated aluminum | 2025-01-02 | 4 | 3 | yes | piece | 1
GCVC PD 063.2/23-34 | GCVC PD | 063.2/23-34 | 4246951 | finoox | GCVC 063.2C/2x3-2506-1-D/4/64/2.10/2700/AXS/1/015023 | 16763 | 3 | 2 | 2506 | Axial | 103824 | 103908 | 361.32 | 23696 | 540 | VT03145U.1 | 0.534 | 0.45 | A | 34.24 | 65.99 | 32.1 | VerticalCompact-BCD_2x3 | 2784 | 800 | 1761 |  |  | 332.7 | 42 | 42 | 630 | EC motor | 5060 | 1 | no | no | C | D | Aluminum | 2025-01-02 | 6 | 4 | yes | piece | 1
GCVC PD 080.2/22-35 | GCVC PD | 080.2/22-35 | 4248323 | finoox | GCVC 080.2D/2x2-2482-1-D/4/80/2.10/2400/AXS/1/015023 | 17661 | 2 | 2 | 2482 | Axial | 121688 | 121816 | 401.46 | 27962 | 440 | VT03061U.1 | 0.688 | 0.75 | B | 34.62 | 66.43 | 36.3 | VerticalCompact-BCD_2x2 | 2484 | 800 | 2161 |  |  | 350.9 | 42 | 42 | 800 | EC motor | 5060 | 1 | no | no | D | D | Aluminum | 2025-01-02 | 6 | 4 | yes | piece | 1
GCVC PD 063.2/14-39 | GCVC PD | 063.2/14-39 | 4251628 | finoox | GCVC 063.2C/1x4-2553-2-D/4/32/2.10/3600/EXS/1/015023 | 12368 | 4 | 1 | 2553 | Axial | 90374 | 90452 | 240.88 | 24234 | 700 | VT03144U.1 | 0.977 | 0.52 | C | 38.52 | 70.15 | 2025-02-20 | VerticalCompact-BCD_1x4 | 3684 | 623 | 953 |  |  | 244.1 | 35 | 35 | 630 | EC motor | 5060 | 2 | no | no | C | D | Epoxy coated aluminum | 2025-01-02 | 4 | 4 | yes | piece | 1
GCVC PD 050.2/23-59 | GCVC PD | 050.2/23-59 | 4245470 | finoox | GCVC 050.2C/2x3-2563-2-D/4/64/2.10/2700/EXS/1/015023 | 17839 | 3 | 2 | 2563 | Axial | 176009 | 176.39 | 361.32 | 53820 | 1680 | VT03013U.1 | 6381 | 1975-01-01 | E | 59.37 | 91.12 | 34.7 | VerticalCompact-BCD_2x3 | 2784 | 800 | 1761 |  |  | 360.2 | 54 | 54 | 500 | EC motor | 5060 | 2 | no | no | C | D | Epoxy coated aluminum | 2025-01-02 | 4 | 4 | yes | piece | 1
GCVC PD 050.2/11-35 | GCVC PD | 050.2/11-35 | 4249345 | finoox | GCVC 050.2C/1x1-2517-1-D/3/32/2.10/900/EXS/1/015023 | 2743 | 1 | 1 | 2517 | Axial | 16248 | 16313 | 45.16 | 4760 | 880 | VT03011U.1 | 0.165 | 0.84 | C | 35.41 | 66.68 | 2025-09-03 | VerticalCompact-BCD_1x1 | 984 | 586 | 953 |  |  | 59.3 | 16 | 16 | 500 | EC motor | 5060 | 1 | no | no | C | D | Epoxy coated aluminum | 2025-01-02 | 8 | 3 | yes | piece | 1
GCVC PD 050.2/12-29 | GCVC PD | 050.2/12-29 | 4250498 | finoox | GCVC 050.2D/1x2-2512-1-D/3/40/2.10/2400/AXS/1/015023 | 5104 | 2 | 1 | 2512 | Axial | 29676 | 29666 | 150.55 | 6619 | 565 | VT03011U.1 | 0.098 | 0.28 | A+ | 29.26 | 60.79 | 2025-04-12 | VerticalCompact-BCD_1x2 | 2484 | 586 | 1153 |  |  | 151.1 | 22 | 22 | 500 | EC motor | 5060 | 1 | no | no | D | D | Aluminum | 2025-01-02 | 8 | 3 | yes | piece | 1
GCVC PD 035.2/13-42 | GCVC PD | 035.2/13-42 | 4243764 | finoox | GCVC 035.2B/1x3-2723-W-D/3/24/2.10/2160/AXS/1/015023 | 3007 | 3 | 1 | 2723 | Axial | 28806 | 28848 | 81.3 | 7964 | 1390 | VT03167U | 0.466 | 0.62 | D | 42.38 | 73.76 | 2025-08-06 | VerticalCompact-BCD_1x3a | 2244 | 518 | 753 |  |  | 101.8 | 22 | 22 | 350 | AC motor | 50 | W | no | no | B | D | Aluminum | 2025-01-02 | 6 | 3 | yes | piece | 1
GCVC PD 080.3/21-33 | GCVC PD | 080.3/21-33 | 6217537 | finoox | GCVC 080.3D/2x1-3564-2-D/3/80/2.10/1200/EXS/1/015023 | 10354 | 1 | 2 | 3564 | Axial | 53.51 | 53522 | 150.55 | 15422 | 440 | VT01445U.3 | 0.427 | 0.6 | B | 33.11 | 64.77 | 14 | VerticalCompact-BCD_2x1 | 1284 | 800 | 2161 |  |  | 217.7 | 28 | 28 | 800 | EC motor | 5060 | 2 | no | no | D | D | Epoxy coated aluminum | 2025-01-02 | 10 | 3 | yes | piece | 1
GCVC PD 050.2/23-43 | GCVC PD | 050.2/23-43 | 4246202 | finoox | GCVC 050.2D/2x3-2332-D-D/4/80/2.10/3600/EXS/1/015023 | 14120 | 3 | 2 | 2332 | Axial | 150761 | 151.08 | 602.19 | 32878 | 850 | VT01435 | 1493 | 0.74 | C | 42.86 | 74.82 | 51.7 | VerticalCompact-BCD_2x3 | 3684 | 800 | 2161 |  |  | 497.6 | 42 | 42 | 500 | AC motor | 50 | D | no | no | D | D | Epoxy coated aluminum | 2025-01-02 | 4 | 4 | yes | piece | 1
GCVC PD 050.2/23-51 | GCVC PD | 050.2/23-51 | 4246317 | finoox | GCVC 050.2D/2x3-2411-1-D/6/80/2.10/3600/EXS/1/015023 | 21339 | 3 | 2 | 2411 | Axial | 214246 | 214696 | 903.29 | 42593 | 1260 | VT03011U.1 | 2687 | 2025-02-02 | C | 50.59 | 82.55 | 78.2 | VerticalCompact-BCD_2x3 | 3684 | 800 | 2161 |  |  | 563.7 | 54 | 54 | 500 | EC motor | 5060 | 1 | no | no | D | D | Epoxy coated aluminum | 2025-01-02 | 6 | 6 | yes | piece | 1
GCVC PD 050.2/21-21 | GCVC PD | 050.2/21-21 | 4245813 | finoox | GCVC 050.2D/2x1-2389-J-D/6/80/2.10/1200/EXS/1/015023 | 6630 | 1 | 2 | 2389 | Axial | 31804 | 32102 | 301.1 | 5296 | 450 | VT01437 | 0.163 | 0.17 | A | 21.45 | 53.1 | 2025-03-25 | VerticalCompact-BCD_2x1 | 1284 | 800 | 2161 |  |  | 211.5 | 22 | 22 | 500 | AC motor | 60 | J | no | no | D | D | Epoxy coated aluminum | 2025-01-02 | 12 | 6 | yes | piece | 1
GCVC PD 063.2/14-47 | GCVC PD | 063.2/14-47 | 4251518 | finoox | GCVC 063.2C/1x4-2413-2-D/6/32/2.10/3600/AXS/1/015023 | 13410 | 4 | 1 | 2413 | Axial | 140509 | 140636 | 361.32 | 31603 | 1000 | VT03144U.1 | 2899 | 2025-01-01 | D | 47.47 | 79.1 | 31.4 | VerticalCompact-BCD_1x4 | 3684 | 623 | 953 |  |  | 282.2 | 42 | 42 | 630 | EC motor | 5060 | 2 | no | no | C | D | Aluminum | 2025-01-02 | 4 | 6 | yes | piece | 1
GCVC PD 050.2/12-49 | GCVC PD | 050.2/12-49 | 4250390 | finoox | GCVC 050.2D/1x2-2347-D-D/3/40/2.10/2400/AXS/1/015023 | 4138 | 2 | 1 | 2347 | Axial | 57562 | 57527 | 150.55 | 17069 | 1390 | VT03150U | 1276 | 1941-01-01 | D | 49.39 | 80.92 | 2025-09-12 | VerticalCompact-BCD_1x2 | 2484 | 569 | 1153 |  |  | 161.1 | 28 | 28 | 500 | AC motor | 50 | D | no | no | D | D | Aluminum | 2025-01-02 | 6 | 3 | yes | piece | 1
GCVC PD 063.2/21-29 | GCVC PD | 063.2/21-29 | 4247314 | finoox | GCVC 063.2D/2x1-2398-I-D/4/80/2.10/1200/EXS/1/015023 | 7240 | 1 | 2 | 2398 | Axial | 45168 | 45314 | 200.73 | 9579 | 460 | VT01442 | 0.269 | 0.32 | B | 29.44 | 61.09 | 2025-01-18 | VerticalCompact-BCD_2x1 | 1284 | 800 | 2161 |  |  | 185.7 | 28 | 28 | 630 | AC motor | 60 | I | no | no | D | D | Epoxy coated aluminum | 2025-01-02 | 10 | 4 | yes | piece | 1
GCVC PD 045.2/24-53 | GCVC PD | 045.2/24-53 | 4244698 | finoox | GCVC 045.2C/2x4-2419-1-D/6/64/2.10/3600/AXS/1/015023 | 17565 | 4 | 2 | 2419 | Axial | 210745 | 211897 | 722.63 | 41813 | 1350 | VT03007U.1 | 3037 | 1965-01-01 | D | 53.21 | 85.07 | 62.7 | VerticalCompact-BCD_2x4 | 3684 | 800 | 1761 |  |  | 486.1 | 54 | 54 | 450 | EC motor | 5060 | 1 | no | no | C | D | Aluminum | 2025-01-02 | 4 | 6 | yes | piece | 1
GCVC PD 063.2/13-33 | GCVC PD | 063.2/13-33 | 4252225 | finoox | GCVC 063.2D/1x3-2400-K-D/3/40/2.10/3600/EXS/1/015023 | 7985 | 3 | 1 | 2400 | Axial | 62007 | 61955 | 225.82 | 15678 | 490 | VT01442 | 0.451 | 0.34 | B | 33.17 | 64.85 | 2025-06-18 | VerticalCompact-BCD_1x3 | 3684 | 598 | 1153 |  |  | 235.2 | 28 | 28 | 630 | AC motor | 60 | K | no | no | D | D | Epoxy coated aluminum | 2025-01-02 | 4 | 3 | yes | piece | 1
GCVC PD 080.2/21-51 | GCVC PD | 080.2/21-51 | 4248169 | finoox | GCVC 080.2D/2x1-2540-2-D/4/80/2.10/1200/AXS/1/015023 | 9903 | 1 | 2 | 2540 | Axial | 99892 | 99975 | 200.73 | 30132 | 900 | VT03059U.2 | 2837 | 1952-02-01 | E | 51.25 | 82.9 | 2025-04-19 | VerticalCompact-BCD_2x1 | 1284 | 800 | 2161 |  |  | 214.7 | 35 | 35 | 800 | EC motor | 5060 | 2 | no | no | D | D | Aluminum | 2025-01-02 | 10 | 4 | yes | piece | 1
GCVC PD 063.2/23-46 | GCVC PD | 063.2/23-46 | 4247035 | finoox | GCVC 063.2C/2x3-2557-2-D/4/64/2.10/2700/AXS/1/015023 | 18832 | 3 | 2 | 2557 | Axial | 169539 | 170121 | 361.32 | 47568 | 900 | VT03144U.1 | 3012 | 0.85 | D | 45.53 | 77.28 | 34.7 | VerticalCompact-BCD_2x3 | 2784 | 800 | 1761 |  |  | 363.1 | 54 | 54 | 630 | EC motor | 5060 | 2 | no | no | C | D | Aluminum | 2025-01-02 | 4 | 4 | yes | piece | 1
GCVC PD 063.2/21-42 | GCVC PD | 063.2/21-42 | 4246628 | finoox | GCVC 063.2C/2x1-2558-2-D/3/64/2.10/900/AXS/1/015023 | 7306 | 1 | 2 | 2558 | Axial | 49366 | 49691 | 90.33 | 17745 | 950 | VT03144U.1 | 1134 | 1 | D | 42.2 | 73.71 | 9 | VerticalCompact-BCD_2x1 | 984 | 800 | 1761 |  |  | 129 | 28 | 28 | 630 | EC motor | 5060 | 2 | no | no | C | D | Aluminum | 2025-01-02 | 8 | 3 | yes | piece | 1
GCVC PD 080.2/12-38 | GCVC PD | 080.2/12-38 | 4252868 | finoox | GCVC 080.2D/1x2-2543-2-D/3/40/2.10/2400/EXS/1/015023 | 8408 | 2 | 1 | 2543 | Axial | 61446 | 61357 | 150.55 | 20197 | 575 | VT03060U.1 | 0.73 | 0.78 | C | 38.28 | 69.8 | 2025-09-12 | VerticalCompact-BCD_1x2 | 2484 | 613 | 1153 |  |  | 171.9 | 28 | 28 | 800 | EC motor | 5060 | 2 | no | no | D | D | Epoxy coated aluminum | 2025-01-02 | 6 | 3 | yes | piece | 1
GCVC PD 050.2/22-34 | GCVC PD | 050.2/22-34 | 4245149 | finoox | GCVC 050.2C/2x2-2513-1-D/3/64/2.10/1800/EXS/1/015023 | 8878 | 2 | 2 | 2513 | Axial | 51834 | 51828 | 180.66 | 13431 | 630 | VT03011U.1 | 0.269 | 0.37 | A | 33.69 | 65.32 | 2025-09-15 | VerticalCompact-BCD_2x2 | 1884 | 800 | 1761 |  |  | 207 | 28 | 28 | 500 | EC motor | 5060 | 1 | no | no | C | D | Epoxy coated aluminum | 2025-01-02 | 8 | 3 | yes | piece | 1
GCVC PD 050.2/22-32 | GCVC PD | 050.2/22-32 | 4246026 | finoox | GCVC 050.2D/2x2-2385-J-D/6/80/2.10/2400/AXS/1/015023 | 10651 | 2 | 2 | 2385 | Axial | 69.91 | 70461 | 602.19 | 11644 | 430 | VT01435 | 0.53 | 0.32 | B | 31.71 | 63.52 | 50.5 | VerticalCompact-BCD_2x2 | 2484 | 800 | 2161 |  |  | 399.8 | 35 | 35 | 500 | AC motor | 60 | J | no | no | D | D | Aluminum | 2025-01-02 | 10 | 6 | yes | piece | 1
GCVC PD 050.2/12-39 | GCVC PD | 050.2/12-39 | 4250414 | finoox | GCVC 050.2D/1x2-2354-W-D/3/40/2.10/2400/AXS/1/015023 | 4064 | 2 | 1 | 2354 | Axial | 42805 | 42889 | 150.55 | 10703 | 865 | VT03093U | 0.396 | 0.97 | C | 39.38 | 70.9 | 2025-09-12 | VerticalCompact-BCD_1x2 | 2484 | 569 | 1153 |  |  | 158.1 | 28 | 28 | 500 | AC motor | 50 | W | no | no | D | D | Aluminum | 2025-01-02 | 6 | 3 | yes | piece | 1
GCVC PD 050.2/22-48 | GCVC PD | 050.2/22-48 | 4245991 | finoox | GCVC 050.2D/2x2-2348-S-D/3/80/2.10/2400/EXS/1/015023 | 8465 | 2 | 2 | 2348 | Axial | 104612 | 104491 | 301.1 | 30245 | 1180 | VT03150U | 2008 | 0.9 | D | 48.39 | 80.2 | 2025-04-28 | VerticalCompact-BCD_2x2 | 2484 | 800 | 2161 |  |  | 311.4 | 42 | 42 | 500 | AC motor | 50 | S | no | no | D | D | Epoxy coated aluminum | 2025-01-02 | 6 | 3 | yes | piece | 1
GCVC PD 045.2/23-52 | GCVC PD | 045.2/23-52 | 4244610 | finoox | GCVC 045.2C/2x3-2419-1-D/4/64/2.10/2700/EXS/1/015023 | 12567 | 3 | 2 | 2419 | Axial | 125508 | 125434 | 361.32 | 33356 | 1350 | VT03007U.1 | 2238 | 1965-01-01 | D | 52.1 | 83.85 | 32.1 | VerticalCompact-BCD_2x3 | 2784 | 800 | 1761 |  |  | 317.4 | 42 | 42 | 450 | EC motor | 5060 | 1 | no | no | C | D | Epoxy coated aluminum | 2025-01-02 | 6 | 4 | yes | piece | 1
GCVC PD 050.2/24-62 | GCVC PD | 050.2/24-62 | 4245591 | finoox | GCVC 050.2C/2x4-2410-2-D/3/64/2.10/3600/EXS/1/015023 | 21608 | 4 | 2 | 2410 | Axial | 184659 | 183702 | 361.32 | 77982 | 1770 | VT03013U.1 | 9715 | 2025-01-02 | E | 61.85 | 93.71 | 34.6 | VerticalCompact-BCD_2x4 | 3684 | 800 | 1761 |  |  | 431 | 54 | 54 | 500 | EC motor | 5060 | 2 | no | no | C | D | Epoxy coated aluminum | 2025-01-02 | 4 | 3 | yes | piece | 1
GCVC PD 063.2/22-67 | GCVC PD | 063.2/22-67 | 4247584 | finoox | GCVC 063.2D/2x2-2412-2-D/4/80/2.10/2400/EXS/1/015023 | 20029 | 2 | 2 | 2412 | Axial | 212262 | 213078 | 401.46 | 68610 | 1510 | VT03143U.1 | 12825 | 5 | E | 66.93 | 98.74 | 39.5 | VerticalCompact-BCD_2x2 | 2484 | 800 | 2161 |  |  | 421 | 54 | 54 | 630 | EC motor | 5060 | 2 | no | no | D | D | Epoxy coated aluminum | 2025-01-02 | 4 | 4 | yes | piece | 1
GCVC PD 045.2/12-47 | GCVC PD | 045.2/12-47 | 4243927 | finoox | GCVC 045.2B/1x2-2530-1-D/4/24/2.10/1440/EXS/1/015023 | 4161 | 2 | 1 | 2530 | Axial | 29279 | 29345 | 72.26 | 7965 | 1200 | VT03007U.1 | 0.56 | 2025-01-01 | D | 47.13 | 78.41 | 2025-01-06 | VerticalCompact-BCD_1x2 | 1524 | 535 | 753 |  |  | 81.6 | 22 | 22 | 450 | EC motor | 5060 | 1 | no | no | B | D | Epoxy coated aluminum | 2025-01-02 | 8 | 4 | yes | piece | 1
GCVC PD 045.2/11-47 | GCVC PD | 045.2/11-47 | 4243878 | finoox | GCVC 045.2B/1x1-2533-1-D/3/24/2.10/720/EXS/1/015023 | 2429 | 1 | 1 | 2533 | Axial | 13637 | 13747 | 2025-01-27 | 5079 | 1425 | VT03007U.1 | 0.463 | 2025-09-01 | E | 47.33 | 78.51 | 2025-04-02 | VerticalCompact-BCD_1x1 | 804 | 535 | 753 |  |  | 42.4 | 16 | 16 | 450 | EC motor | 5060 | 1 | no | no | B | D | Epoxy coated aluminum | 2025-01-02 | 8 | 3 | yes | piece | 1
GCVC PD 050.2/21-35 | GCVC PD | 050.2/21-35 | 4245870 | finoox | GCVC 050.2D/2x1-2515-1-D/6/80/2.10/1200/AXS/1/015023 | 7362 | 1 | 2 | 2515 | Axial | 48.04 | 48439 | 301.1 | 8397 | 755 | VT03011U.1 | 0.212 | 0.58 | A | 34.91 | 66.56 | 2025-01-26 | VerticalCompact-BCD_2x1 | 1284 | 800 | 2161 |  |  | 208.1 | 28 | 28 | 500 | EC motor | 5060 | 1 | no | no | D | D | Aluminum | 2025-01-02 | 10 | 6 | yes | piece | 1
GCVC PD 063.2/23-40 | GCVC PD | 063.2/23-40 | 4246980 | finoox | GCVC 063.2C/2x3-2511-1-D/3/64/2.10/2700/AXS/1/015023 | 15745 | 3 | 2 | 2511 | Axial | 116369 | 116531 | 270.99 | 35223 | 730 | VT03145U.1 | 1191 | 1 | C | 39.51 | 71.26 | 2025-01-25 | VerticalCompact-BCD_2x3 | 2784 | 800 | 1761 |  |  | 306.7 | 42 | 42 | 630 | EC motor | 5060 | 1 | no | no | C | D | Aluminum | 2025-01-02 | 4 | 3 | yes | piece | 1
GCVC PD 050.2/11-49 | GCVC PD | 050.2/11-49 | 4244122 | finoox | GCVC 050.2B/1x1-2560-2-D/3/24/2.10/720/EXS/1/015023 | 2866 | 1 | 1 | 2560 | Axial | 15632 | 15774 | 2025-01-27 | 6538 | 1415 | VT03013U.1 | 0.675 | 2021-01-01 | E | 48.64 | 79.83 | 2025-04-02 | VerticalCompact-BCD_1x1 | 804 | 607 | 753 |  |  | 48.7 | 16 | 16 | 500 | EC motor | 5060 | 2 | no | no | B | D | Epoxy coated aluminum | 2025-01-02 | 8 | 3 | yes | piece | 1
GCVC PD 050.2/11-51 | GCVC PD | 050.2/11-51 | 4249399 | finoox | GCVC 050.2C/1x1-2562-2-D/3/32/2.10/900/EXS/1/015023 | 3208 | 1 | 1 | 2562 | Axial | 23514 | 23645 | 45.16 | 8745 | 1595 | VT03013U.1 | 0.89 | 1965-01-01 | E | 51.09 | 82.36 | 4 | VerticalCompact-BCD_1x1 | 984 | 607 | 953 |  |  | 63.9 | 18 | 18 | 500 | EC motor | 5060 | 2 | no | no | C | D | Epoxy coated aluminum | 2025-01-02 | 8 | 3 | yes | piece | 1
GCVC PD 063.2/24-24 | GCVC PD | 063.2/24-24 | 4247121 | finoox | GCVC 063.2C/2x4-2500-1-D/4/64/2.10/3600/AXS/1/015023 | 21476 | 4 | 2 | 2500 | Axial | 86479 | 86585 | 481.75 | 17193 | 310 | VT03145U.1 | 0.203 | 0.13 | A+ | 2025-07-24 | 55.93 | 40.1 | VerticalCompact-BCD_2x4 | 3684 | 800 | 1761 |  |  | 429 | 35 | 35 | 630 | EC motor | 5060 | 1 | no | no | C | D | Aluminum | 2025-01-02 | 6 | 4 | yes | piece | 1
GCVC PD 063.2/12-24 | GCVC PD | 063.2/12-24 | 4251137 | finoox | GCVC 063.2C/1x2-2503-1-D/3/32/2.10/1800/EXS/1/015023 | 5989 | 2 | 1 | 2503 | Axial | 25431 | 25408 | 90.33 | 6532 | 425 | VT03145U.1 | 0.095 | 0.25 | A+ | 23.77 | 55.16 | 2025-05-07 | VerticalCompact-BCD_1x2 | 1884 | 615 | 953 |  |  | 109.1 | 18 | 18 | 630 | EC motor | 5060 | 1 | no | no | C | D | Epoxy coated aluminum | 2025-01-02 | 8 | 3 | yes | piece | 1
GCVC PD 063.2/13-39 | GCVC PD | 063.2/13-39 | 4251424 | finoox | GCVC 063.2C/1x3-2554-2-D/3/32/2.10/2700/AXS/1/015023 | 8810 | 3 | 1 | 2554 | Axial | 64095 | 64204 | 135.49 | 20726 | 750 | VT03144U.1 | 0.861 | 0.6 | C | 38.77 | 70.28 | 12 | VerticalCompact-BCD_1x3 | 2784 | 623 | 953 |  |  | 173.8 | 35 | 35 | 630 | EC motor | 5060 | 2 | no | no | C | D | Aluminum | 2025-01-02 | 4 | 3 | yes | piece | 1
GCVC PD 080.2/13-61 | GCVC PD | 080.2/13-61 | 4253200 | finoox | GCVC 080.2D/1x3-2659-L-D/3/40/2.10/3600/EXS/1/015023 | 9505 | 3 | 1 | 2659 | Axial | 118278 | 117453 | 225.82 | 51796 | 1070 | VT01384U | 5396 | 2025-03-03 | E | 60.53 | 92.21 | 2025-01-20 | VerticalCompact-BCD_1x3 | 3684 | 641 | 1153 |  |  | 288 | 42 | 42 | 800 | AC motor | 60 | L | no | no | D | D | Epoxy coated aluminum | 2025-01-02 | 4 | 3 | yes | piece | 1
GCVC PD 080.3/13-46 | GCVC PD | 080.3/13-46 | 6079710 | finoox | GCVC 080.3D/1x3-3563-2-D/4/40/2.10/3600/EXS/1/015023 | 15307 | 3 | 1 | 3563 | Axial | 120.48 | 120566 | 301.1 | 33958 | 670 | VT01445U.3 | 1958 | 2015-01-01 | D | 46.18 | 77.86 | 26 | VerticalCompact-BCD_1x3 | 3684 | 620 | 1153 |  |  | 328.9 | 42 | 42 | 800 | EC motor | 5060 | 2 | no | no | D | D | Epoxy coated aluminum | 2025-01-02 | 4 | 4 | yes | piece | 1
GCVC PD 045.2/23-55 | GCVC PD | 045.2/23-55 | 4244593 | finoox | GCVC 045.2C/2x3-0423-X-D/6/64/2.10/2700/EXS/1/015023 | 10891 | 3 | 2 | 423 | Axial | 164577 | 164982 | 541.97 | 34559 | 1460 | VT0326U | 3753 | 3 | D | 55.06 | 86.81 | 48.8 | VerticalCompact-BCD_2x3 | 2784 | 800 | 1761 |  |  | 397.9 | 54 | 54 | 450 | AC motor | 60 | X | no | no | C | D | Epoxy coated aluminum | 2025-01-02 | 6 | 6 | yes | piece | 1
GCVC PD 050.2/12-33 | GCVC PD | 050.2/12-33 | 4249434 | finoox | GCVC 050.2C/1x2-2336-D-D/4/32/2.10/1800/EXS/1/015023 | 3741 | 2 | 1 | 2336 | Axial | 31871 | 31.92 | 120.44 | 7121 | 660 | VT01437 | 0.252 | 0.33 | B | 33.3 | 64.69 | 10 | VerticalCompact-BCD_1x2 | 1884 | 596 | 953 |  |  | 121.3 | 22 | 22 | 500 | AC motor | 50 | D | no | no | C | D | Epoxy coated aluminum | 2025-01-02 | 8 | 4 | yes | piece | 1
GCVC PD 050.2/14-36 | GCVC PD | 050.2/14-36 | 4249907 | finoox | GCVC 050.2C/1x4-2336-D-D/6/32/2.10/3600/EXS/1/015023 | 8371 | 4 | 1 | 2336 | Axial | 70393 | 70653 | 361.32 | 13011 | 660 | VT01437 | 0.514 | 0.33 | B | 35.97 | 67.6 | 2025-05-29 | VerticalCompact-BCD_1x4 | 3684 | 596 | 953 |  |  | 266.9 | 35 | 35 | 500 | AC motor | 50 | D | no | no | C | D | Epoxy coated aluminum | 2025-01-02 | 6 | 6 | yes | piece | 1
GCVC PD 050.2/21-50 | GCVC PD | 050.2/21-50 | 4245754 | finoox | GCVC 050.2D/2x1-2349-I-D/3/80/2.10/1200/AXS/1/015023 | 4819 | 1 | 2 | 2349 | Axial | 62867 | 62.9 | 150.55 | 19146 | 1590 | VT03150U | 1622 | 2025-07-01 | D | 50.08 | 81.73 | 2025-03-15 | VerticalCompact-BCD_2x1 | 1284 | 800 | 2161 |  |  | 172.8 | 35 | 35 | 500 | AC motor | 60 | I | no | no | D | D | Aluminum | 2025-01-02 | 10 | 3 | yes | piece | 1
GCVC PD 050.2/24-38 | GCVC PD | 050.2/24-38 | 4245566 | finoox | GCVC 050.2C/2x4-2388-I-D/6/64/2.10/3600/AXS/1/015023 | 15135 | 4 | 2 | 2388 | Axial | 153901 | 154419 | 722.63 | 28783 | 710 | VT01437 | 1312 | 0.34 | B | 37.96 | 69.82 | 60.1 | VerticalCompact-BCD_2x4 | 3684 | 800 | 1761 |  |  | 514 | 42 | 42 | 500 | AC motor | 60 | I | no | no | C | D | Aluminum | 2025-01-02 | 6 | 6 | yes | piece | 1
GCVC PD 050.2/12-32 | GCVC PD | 050.2/12-32 | 4249495 | finoox | GCVC 050.2C/1x2-2387-L-D/4/32/2.10/1800/AXS/1/015023 | 3552 | 2 | 1 | 2387 | Axial | 29043 | 29089 | 120.44 | 6136 | 500 | VT01435 | 0.354 | 0.37 | C | 32.11 | 63.5 | 10 | VerticalCompact-BCD_1x2 | 1884 | 596 | 953 |  |  | 126.5 | 22 | 22 | 500 | AC motor | 60 | L | no | no | C | D | Aluminum | 2025-01-02 | 8 | 4 | yes | piece | 1
GCVC PD 050.2/12-36 | GCVC PD | 050.2/12-36 | 4244173 | finoox | GCVC 050.2B/1x2-2355-X-D/4/24/2.10/1440/EXS/1/015023 | 3019 | 2 | 1 | 2355 | Axial | 26754 | 26.87 | 72.26 | 6919 | 810 | VT03093U | 0.597 | 2025-03-01 | D | 35.91 | 67.19 | 2025-01-06 | VerticalCompact-BCD_1x2 | 1524 | 569 | 753 |  |  | 91.2 | 22 | 22 | 500 | AC motor | 60 | X | no | no | B | D | Epoxy coated aluminum | 2025-01-02 | 8 | 4 | yes | piece | 1
GCVC PD 063.2/14-46 | GCVC PD | 063.2/14-46 | 4251659 | finoox | GCVC 063.2C/1x4-2558-2-D/6/32/2.10/3600/EXS/1/015023 | 14134 | 4 | 1 | 2558 | Axial | 131.91 | 132.21 | 361.32 | 29888 | 950 | VT03144U.1 | 2497 | 1 | D | 46.45 | 78.08 | 31.4 | VerticalCompact-BCD_1x4 | 3684 | 623 | 953 |  |  | 282.2 | 42 | 42 | 630 | EC motor | 5060 | 2 | no | no | C | D | Epoxy coated aluminum | 2025-01-02 | 4 | 6 | yes | piece | 1
GCVC PD 080.2/11-16 | GCVC PD | 080.2/11-16 | 4252506 | finoox | GCVC 080.2D/1x1-2491-1-D/3/40/2.10/1200/EXS/1/015023 | 4394 | 1 | 1 | 2491 | Axial | 18.13 | 18143 | 75.27 | 4367 | 270 | VT03062U.1 | 0.046 | 0.25 | A+ | 16.35 | 47.71 | 2025-03-06 | VerticalCompact-BCD_1x1 | 1284 | 608 | 1153 |  |  | 88 | 16 | 16 | 800 | EC motor | 5060 | 1 | no | no | D | D | Epoxy coated aluminum | 2025-01-02 | 10 | 3 | yes | piece | 1
GCVC PD 063.2/21-35 | GCVC PD | 063.2/21-35 | 4246568 | finoox | GCVC 063.2C/2x1-2511-1-D/3/64/2.10/900/AXS/1/015023 | 6698 | 1 | 2 | 2511 | Axial | 38363 | 38584 | 90.33 | 11741 | 730 | VT03145U.1 | 0.397 | 1 | C | 34.98 | 66.48 | 2025-03-08 | VerticalCompact-BCD_2x1 | 984 | 800 | 1761 |  |  | 119.5 | 22 | 22 | 630 | EC motor | 5060 | 1 | no | no | C | D | Aluminum | 2025-01-02 | 8 | 3 | yes | piece | 1
GCVC PD 080.2/12-52 | GCVC PD | 080.2/12-52 | 4252846 | finoox | GCVC 080.2D/1x2-2539-2-D/6/40/2.10/2400/AXS/1/015023 | 10845 | 2 | 1 | 2539 | Axial | 111842 | 112289 | 301.1 | 24662 | 850 | VT03059U.2 | 2452 | 2019-02-01 | D | 52.09 | 83.63 | 2025-01-26 | VerticalCompact-BCD_1x2 | 2484 | 650 | 1153 |  |  | 233.8 | 42 | 42 | 800 | EC motor | 5060 | 2 | no | no | D | D | Aluminum | 2025-01-02 | 6 | 6 | yes | piece | 1
GCVC PD 080.2/13-51 | GCVC PD | 080.2/13-51 | 4253121 | finoox | GCVC 080.2D/1x3-2539-2-D/3/40/2.10/3600/EXS/1/015023 | 13415 | 3 | 1 | 2539 | Axial | 112092 | 111768 | 225.82 | 45479 | 850 | VT03059U.2 | 3537 | 2019-02-01 | E | 51.12 | 82.81 | 2025-01-20 | VerticalCompact-BCD_1x3 | 3684 | 650 | 1153 |  |  | 279 | 42 | 42 | 800 | EC motor | 5060 | 2 | no | no | D | D | Epoxy coated aluminum | 2025-01-02 | 4 | 3 | yes | piece | 1
GCVC PD 050.2/13-56 | GCVC PD | 050.2/13-56 | 4250825 | finoox | GCVC 050.2D/1x3-2562-2-D/3/40/2.10/3600/EXS/1/015023 | 9729 | 3 | 1 | 2562 | Axial | 88776 | 88691 | 225.82 | 28176 | 1595 | VT03013U.1 | 2517 | 1965-01-01 | E | 56.44 | 88.13 | 2025-03-19 | VerticalCompact-BCD_1x3 | 3684 | 607 | 1153 |  |  | 236.7 | 35 | 35 | 500 | EC motor | 5060 | 2 | no | no | D | D | Epoxy coated aluminum | 2025-01-02 | 4 | 3 | yes | piece | 1
GCVC PD 050.2/11-53 | GCVC PD | 050.2/11-53 | 4244135 | finoox | GCVC 050.2B/1x1-2563-2-D/4/24/2.10/720/EXS/1/015023 | 2912 | 1 | 1 | 2563 | Axial | 20583 | 20799 | 36.13 | 7353 | 1680 | VT03013U.1 | 1135 | 1975-01-01 | E | 52.84 | 84.03 | 2025-02-03 | VerticalCompact-BCD_1x1 | 804 | 607 | 753 |  |  | 51.9 | 16 | 16 | 500 | EC motor | 5060 | 2 | no | no | B | D | Epoxy coated aluminum | 2025-01-02 | 8 | 4 | yes | piece | 1
GCVC PD 063.2/24-39 | GCVC PD | 063.2/24-39 | 4247164 | finoox | GCVC 063.2C/2x4-2507-1-D/6/64/2.10/3600/AXS/1/015023 | 24623 | 4 | 2 | 2507 | Axial | 157404 | 157791 | 722.63 | 29662 | 580 | VT03145U.1 | 0.891 | 0.55 | B | 39.27 | 71.13 | 62.7 | VerticalCompact-BCD_2x4 | 3684 | 800 | 1761 |  |  | 507 | 54 | 54 | 630 | EC motor | 5060 | 1 | no | no | C | D | Aluminum | 2025-01-02 | 6 | 6 | yes | piece | 1
GCVC PD 063.2/12-41 | GCVC PD | 063.2/12-41 | 4251235 | finoox | GCVC 063.2C/1x2-2556-2-D/6/32/2.10/1800/EXS/1/015023 | 7797 | 2 | 1 | 2556 | Axial | 60781 | 61001 | 180.66 | 13240 | 850 | VT03144U.1 | 0.904 | 0.77 | D | 41.46 | 72.86 | 2025-01-15 | VerticalCompact-BCD_1x2 | 1884 | 623 | 953 |  |  | 144.7 | 28 | 28 | 630 | EC motor | 5060 | 2 | no | no | C | D | Epoxy coated aluminum | 2025-01-02 | 8 | 6 | yes | piece | 1
GCVC PD 063.2/13-43 | GCVC PD | 063.2/13-43 | 4252382 | finoox | GCVC 063.2D/1x3-2556-2-D/4/40/2.10/3600/EXS/1/015023 | 11476 | 3 | 1 | 2556 | Axial | 104406 | 104501 | 301.1 | 26554 | 850 | VT03144U.1 | 1122 | 0.77 | C | 42.79 | 74.48 | 2025-02-25 | VerticalCompact-BCD_1x3 | 3684 | 623 | 1153 |  |  | 259.9 | 35 | 35 | 630 | EC motor | 5060 | 2 | no | no | D | D | Epoxy coated aluminum | 2025-01-02 | 4 | 4 | yes | piece | 1
GCVC PD 050.2/12-53 | GCVC PD | 050.2/12-53 | 4244263 | finoox | GCVC 050.2B/1x2-2561-2-D/4/24/2.10/1440/EXS/1/015023 | 5058 | 2 | 1 | 2561 | Axial | 38479 | 38519 | 72.26 | 13037 | 1505 | VT03013U.1 | 1634 | 1938-01-01 | E | 53.43 | 84.72 | 2025-01-06 | VerticalCompact-BCD_1x2 | 1524 | 607 | 753 |  |  | 94.2 | 22 | 22 | 500 | EC motor | 5060 | 2 | no | no | B | D | Epoxy coated aluminum | 2025-01-02 | 8 | 4 | yes | piece | 1
GCVC PD 063.2/23-24 | GCVC PD | 063.2/23-24 | 4247857 | finoox | GCVC 063.2D/2x3-2502-1-D/4/80/2.10/3600/AXS/1/015023 | 20098 | 3 | 2 | 2502 | Axial | 105078 | 105344 | 602.19 | 20699 | 385 | VT03145U.1 | 0.215 | 0.2 | A+ | 24.44 | 56.4 | 51.6 | VerticalCompact-BCD_2x3 | 3684 | 800 | 2161 |  |  | 473.1 | 42 | 42 | 630 | EC motor | 5060 | 1 | no | no | D | D | Aluminum | 2025-01-02 | 6 | 4 | yes | piece | 1
GCVC PD 063.2/14-28 | GCVC PD | 063.2/14-28 | 4251542 | finoox | GCVC 063.2C/1x4-2502-1-D/6/32/2.10/3600/AXS/1/015023 | 12062 | 4 | 1 | 2502 | Axial | 55.02 | 55377 | 361.32 | 9489 | 385 | VT03145U.1 | 0.163 | 0.2 | A+ | 28.46 | 60.09 | 29 | VerticalCompact-BCD_1x4 | 3684 | 615 | 953 |  |  | 261.3 | 28 | 28 | 630 | EC motor | 5060 | 1 | no | no | C | D | Aluminum | 2025-01-02 | 6 | 6 | yes | piece | 1
GCVC PD 045.2/22-42 | GCVC PD | 045.2/22-42 | 4244541 | finoox | GCVC 045.2C/2x2-2526-1-D/4/64/2.10/1800/AXS/1/015023 | 8351 | 2 | 2 | 2526 | Axial | 64624 | 64.76 | 240.88 | 14159 | 900 | VT03007U.1 | 0.491 | 0.58 | B | 42.47 | 74.1 | 2025-07-21 | VerticalCompact-BCD_2x2 | 1884 | 800 | 1761 |  |  | 218.4 | 35 | 35 | 450 | EC motor | 5060 | 1 | no | no | C | D | Aluminum | 2025-01-02 | 8 | 4 | yes | piece | 1
GCVC PD 080.2/21-30 | GCVC PD | 080.2/21-30 | 4248124 | finoox | GCVC 080.2D/2x1-2498-1-D/3/80/2.10/1200/AXS/1/015023 | 7321 | 1 | 2 | 2498 | Axial | 53.46 | 53495 | 150.55 | 14797 | 440 | VT03062U.1 | 0.324 | 0.85 | B | 29.52 | 61.17 | 14 | VerticalCompact-BCD_2x1 | 1284 | 800 | 2161 |  |  | 175.5 | 28 | 28 | 800 | EC motor | 5060 | 1 | no | no | D | D | Aluminum | 2025-01-02 | 10 | 3 | yes | piece | 1
GCVC PD 050.2/22-36 | GCVC PD | 050.2/22-36 | 4245154 | finoox | GCVC 050.2C/2x2-2514-1-D/6/64/2.10/1800/AXS/1/015023 | 10305 | 2 | 2 | 2514 | Axial | 72675 | 73351 | 361.32 | 13169 | 695 | VT03011U.1 | 0.363 | 0.47 | A | 35.55 | 67.18 | 31.2 | VerticalCompact-BCD_2x2 | 1884 | 800 | 1761 |  |  | 260.8 | 35 | 35 | 500 | EC motor | 5060 | 1 | no | no | C | D | Aluminum | 2025-01-02 | 8 | 6 | yes | piece | 1
GCVC PD 080.2/22-35 | GCVC PD | 080.2/22-35 | 4248331 | finoox | GCVC 080.2D/2x2-2483-1-D/3/80/2.10/2400/EXS/1/015023 | 17102 | 2 | 2 | 2483 | Axial | 108529 | 108401 | 301.1 | 32203 | 470 | VT03061U.1 | 0.811 | 0.9 | B | 35.16 | 66.97 | 2025-04-28 | VerticalCompact-BCD_2x2 | 2484 | 800 | 2161 |  |  | 321.7 | 42 | 42 | 800 | EC motor | 5060 | 1 | no | no | D | D | Epoxy coated aluminum | 2025-01-02 | 6 | 3 | yes | piece | 1
GCVC PD 063.2/11-36 | GCVC PD | 063.2/11-36 | 4251875 | finoox | GCVC 063.2D/1x1-2554-2-D/4/40/2.10/1200/AXS/1/015023 | 4567 | 1 | 1 | 2554 | Axial | 32859 | 32959 | 100.37 | 7776 | 750 | VT03144U.1 | 0.261 | 0.6 | B | 35.53 | 66.9 | 2025-06-08 | VerticalCompact-BCD_1x1 | 1284 | 623 | 1153 |  |  | 94.7 | 22 | 22 | 630 | EC motor | 5060 | 2 | no | no | D | D | Aluminum | 2025-01-02 | 10 | 4 | yes | piece | 1
GCVC PD 080.3/21-43 | GCVC PD | 080.3/21-43 | 6130885 | finoox | GCVC 080.3D/2x1-1333-D-D/3/80/2.10/1200/AXS/1/015023 | 6991 | 1 | 2 | 1333 | Axial | 75.26 | 75481 | 150.55 | 25262 | 670 | VT01371 | 1708 | 1995-01-01 | D | 43.17 | 74.82 | 2025-04-15 | VerticalCompact-BCD_2x1 | 1284 | 800 | 2161 |  |  | 220.3 | 35 | 35 | 800 | AC motor | 50 | D | no | no | D | D | Aluminum | 2025-01-02 | 8 | 3 | yes | piece | 1
GCVC PD 063.2/24-34 | GCVC PD | 063.2/24-34 | 4247056 | finoox | GCVC 063.2C/2x4-2358-D-D/3/64/2.10/3600/EXS/1/015023 | 16150 | 4 | 2 | 2358 | Axial | 110903 | 110911 | 361.32 | 29666 | 430 | VT01442 | 0.952 | 0.32 | B | 34.26 | 66.12 | 32 | VerticalCompact-BCD_2x4 | 3684 | 800 | 1761 |  |  | 423.6 | 42 | 42 | 630 | AC motor | 50 | D | no | no | C | D | Epoxy coated aluminum | 2025-01-02 | 4 | 3 | yes | piece | 1
GCVC PD 063.2/13-31 | GCVC PD | 063.2/13-31 | 4251259 | finoox | GCVC 063.2C/1x3-2358-D-D/4/32/2.10/2700/EXS/1/015023 | 7042 | 3 | 1 | 2358 | Axial | 46399 | 46453 | 180.66 | 10366 | 430 | VT01442 | 0.362 | 0.32 | B | 30.64 | 62.15 | 15 | VerticalCompact-BCD_1x3 | 2784 | 598 | 953 |  |  | 183.8 | 28 | 28 | 630 | AC motor | 50 | D | no | no | C | D | Epoxy coated aluminum | 2025-01-02 | 6 | 4 | yes | piece | 1
GCVC PD 063.2/12-20 | GCVC PD | 063.2/12-20 | 4251933 | finoox | GCVC 063.2D/1x2-2359-S-D/6/40/2.10/2400/EXS/1/015023 | 7673 | 2 | 1 | 2359 | Axial | 36595 | 36925 | 301.1 | 6185 | 320 | VT01442 | 0.128 | 0.14 | A+ | 19.52 | 51.05 | 2025-02-24 | VerticalCompact-BCD_1x2 | 2484 | 598 | 1153 |  |  | 203.1 | 22 | 22 | 630 | AC motor | 50 | S | no | no | D | D | Epoxy coated aluminum | 2025-01-02 | 10 | 6 | yes | piece | 1
GCVC PD 050.2/12-43 | GCVC PD | 050.2/12-43 | 4249489 | finoox | GCVC 050.2C/1x2-2386-K-D/4/32/2.10/1800/AXS/1/015023 | 3592 | 2 | 1 | 2386 | Axial | 43948 | 43997 | 120.44 | 11138 | 910 | VT01435 | 0.831 | 0.92 | D | 43.05 | 74.44 | 2025-04-10 | VerticalCompact-BCD_1x2 | 1884 | 596 | 953 |  |  | 127.1 | 28 | 28 | 500 | AC motor | 60 | K | no | no | C | D | Aluminum | 2025-01-02 | 8 | 4 | yes | piece | 1
GCVC PD 050.2/23-38 | GCVC PD | 050.2/23-38 | 4245328 | finoox | GCVC 050.2C/2x3-2388-I-D/3/64/2.10/2700/AXS/1/015023 | 9037 | 3 | 2 | 2388 | Axial | 89142 | 89112 | 270.99 | 24676 | 710 | VT01437 | 0.949 | 0.34 | C | 38.24 | 69.99 | 2025-09-23 | VerticalCompact-BCD_2x3 | 2784 | 800 | 1761 |  |  | 313.6 | 35 | 35 | 500 | AC motor | 60 | I | no | no | C | D | Aluminum | 2025-01-02 | 6 | 3 | yes | piece | 1
GCVC PD 063.2/12-52 | GCVC PD | 063.2/12-52 | 4251918 | finoox | GCVC 063.2D/1x2-2357-S-D/6/40/2.10/2400/AXS/1/015023 | 8291 | 2 | 1 | 2357 | Axial | 104329 | 104778 | 301.1 | 22208 | 1040 | VT01441 | 3083 | 3 | E | 51.87 | 83.4 | 2025-01-26 | VerticalCompact-BCD_1x2 | 2484 | 606 | 1153 |  |  | 244.4 | 42 | 42 | 630 | AC motor | 50 | S | no | no | D | D | Aluminum | 2025-01-02 | 6 | 6 | yes | piece | 1
GCVC PD 050.2/11-20 | GCVC PD | 050.2/11-20 | 4250219 | finoox | GCVC 050.2D/1x1-2389-J-D/3/40/2.10/1200/EXS/1/015023 | 2648 | 1 | 1 | 2389 | Axial | 13222 | 13238 | 75.27 | 2890 | 450 | VT01437 | 0.081 | 0.17 | B | 19.76 | 51.12 | 2025-03-06 | VerticalCompact-BCD_1x1 | 1284 | 596 | 1153 |  |  | 83.9 | 16 | 16 | 500 | AC motor | 60 | J | no | no | D | D | Epoxy coated aluminum | 2025-01-02 | 10 | 3 | yes | piece | 1
GCVC PD 063.2/22-46 | GCVC PD | 063.2/22-46 | 4246696 | finoox | GCVC 063.2C/2x2-2413-2-D/3/64/2.10/1800/AXS/1/015023 | 12381 | 2 | 2 | 2413 | Axial | 100652 | 100721 | 180.66 | 37468 | 1000 | VT03144U.1 | 2632 | 2025-01-01 | D | 46.22 | 77.85 | 17 | VerticalCompact-BCD_2x2 | 1884 | 800 | 1761 |  |  | 228.1 | 35 | 35 | 630 | EC motor | 5060 | 2 | no | no | C | D | Aluminum | 2025-01-02 | 6 | 3 | yes | piece | 1
GCVC PD 063.2/13-45 | GCVC PD | 063.2/13-45 | 4251314 | finoox | GCVC 063.2C/1x3-2413-2-D/4/32/2.10/2700/EXS/1/015023 | 9684 | 3 | 1 | 2413 | Axial | 87472 | 87.66 | 180.66 | 26616 | 1000 | VT03144U.1 | 2045 | 2025-01-01 | D | 45.02 | 76.53 | 2025-06-15 | VerticalCompact-BCD_1x3 | 2784 | 623 | 953 |  |  | 186.8 | 35 | 35 | 630 | EC motor | 5060 | 2 | no | no | C | D | Epoxy coated aluminum | 2025-01-02 | 4 | 4 | yes | piece | 1
GCVC PD 050.2/23-58 | GCVC PD | 050.2/23-58 | 4245365 | finoox | GCVC 050.2C/2x3-2420-2-D/4/64/2.10/2700/AXS/1/015023 | 17093 | 3 | 2 | 2420 | Axial | 181.41 | 182072 | 361.32 | 53376 | 1600 | VT03013U.1 | 5628 | 1965-01-01 | E | 57.98 | 89.72 | 34.7 | VerticalCompact-BCD_2x3 | 2784 | 800 | 1761 |  |  | 360.2 | 54 | 54 | 500 | EC motor | 5060 | 2 | no | no | C | D | Aluminum | 2025-01-02 | 4 | 4 | yes | piece | 1
GCVC PD 045.2/12-48 | GCVC PD | 045.2/12-48 | 4243894 | finoox | GCVC 045.2B/1x2-2419-1-D/3/24/2.10/1440/EXS/1/015023 | 4002 | 2 | 1 | 2419 | Axial | 26944 | 26924 | 54.2 | 9865 | 1350 | VT03007U.1 | 0.768 | 1965-01-01 | E | 47.92 | 79.2 | 2025-07-04 | VerticalCompact-BCD_1x2 | 1524 | 535 | 753 |  |  | 75.8 | 22 | 22 | 450 | EC motor | 5060 | 1 | no | no | B | D | Epoxy coated aluminum | 2025-01-02 | 8 | 3 | yes | piece | 1
GCVC PD 050.2/21-57 | GCVC PD | 050.2/21-57 | 4245827 | finoox | GCVC 050.2D/2x1-2410-2-D/4/80/2.10/1200/AXS/1/015023 | 7379 | 1 | 2 | 2410 | Axial | 79419 | 79805 | 200.73 | 20637 | 1770 | VT03013U.1 | 2319 | 2025-01-02 | E | 56.79 | 88.44 | 2025-04-19 | VerticalCompact-BCD_2x1 | 1284 | 800 | 2161 |  |  | 187.4 | 35 | 35 | 500 | EC motor | 5060 | 2 | no | no | D | D | Aluminum | 2025-01-02 | 10 | 4 | yes | piece | 1
GCVC PD 080.2/12-37 | GCVC PD | 080.2/12-37 | 4252763 | finoox | GCVC 080.2D/1x2-2487-1-D/3/40/2.10/2400/EXS/1/015023 | 7760 | 2 | 1 | 2487 | Axial | 62263 | 62.17 | 150.55 | 20724 | 600 | VT03061U.1 | 0.796 | 1985-01-01 | C | 37.4 | 68.93 | 2025-09-12 | VerticalCompact-BCD_1x2 | 2484 | 608 | 1153 |  |  | 166.1 | 28 | 28 | 800 | EC motor | 5060 | 1 | no | no | D | D | Epoxy coated aluminum | 2025-01-02 | 6 | 3 | yes | piece | 1
GCVC PD 063.2/12-41 | GCVC PD | 063.2/12-41 | 4252136 | finoox | GCVC 063.2D/1x2-2556-2-D/4/40/2.10/2400/EXS/1/015023 | 8168 | 2 | 1 | 2556 | Axial | 69028 | 69059 | 200.73 | 17703 | 850 | VT03144U.1 | 0.748 | 0.77 | C | 41.19 | 72.71 | 2025-05-17 | VerticalCompact-BCD_1x2 | 2484 | 623 | 1153 |  |  | 177.2 | 35 | 35 | 630 | EC motor | 5060 | 2 | no | no | D | D | Epoxy coated aluminum | 2025-01-02 | 6 | 4 | yes | piece | 1
GCVC PD 063.2/12-58 | GCVC PD | 063.2/12-58 | 4252088 | finoox | GCVC 063.2D/1x2-2548-2-D/4/40/2.10/2400/EXS/1/015023 | 9775 | 2 | 1 | 2548 | Axial | 84651 | 84.59 | 200.73 | 25419 | 1135 | VT03143U.1 | 2735 | 1937-02-01 | E | 58.06 | 89.58 | 2025-05-17 | VerticalCompact-BCD_1x2 | 2484 | 611 | 1153 |  |  | 213.2 | 35 | 35 | 630 | EC motor | 5060 | 2 | no | no | D | D | Epoxy coated aluminum | 2025-01-02 | 6 | 4 | yes | piece | 1
GCVC PD 045.2/13-47 | GCVC PD | 045.2/13-47 | 4243983 | finoox | GCVC 045.2B/1x3-2529-1-D/4/24/2.10/2160/EXS/1/015023 | 5729 | 3 | 1 | 2529 | Axial | 41722 | 41786 | 108.39 | 11147 | 1125 | VT03007U.1 | 0.698 | 1 | D | 47.44 | 78.82 | 2025-02-09 | VerticalCompact-BCD_1x3a | 2244 | 535 | 753 |  |  | 118.2 | 28 | 28 | 450 | EC motor | 5060 | 1 | no | no | B | D | Epoxy coated aluminum | 2025-01-02 | 6 | 4 | yes | piece | 1
GCVC PD 050.3/11-46 | GCVC PD | 050.3/11-46 | 6068086 | finoox | GCVC 050.3D/1x1-3617-X-D/4/40/2.10/1200/AXS/1/015023 | 2668 | 1 | 1 | 3617 | Axial | 34226 | 34333 | 100.37 | 8248 | 1260 | VT01524 | 0.919 | 2025-04-04 | E | 46.32 | 77.68 | 2025-06-08 | VerticalCompact-BCD_1x1 | 1284 | 596 | 1153 |  |  | 95.5 | 22 | 22 | 500 | AC motor | 60 | X | no | no | D | D | Aluminum | 2025-01-02 | 10 | 4 | yes | piece | 1
GCVC PD 050.2/11-30 | GCVC PD | 050.2/11-30 | 4244012 | finoox | GCVC 050.2B/1x1-2336-D-D/3/24/2.10/720/EXS/1/015023 | 1882 | 1 | 1 | 2336 | Axial | 10004 | 10051 | 2025-01-27 | 3013 | 660 | VT01437 | 0.13 | 0.33 | C | 30.45 | 61.64 | 2025-04-02 | VerticalCompact-BCD_1x1 | 804 | 596 | 753 |  |  | 46.5 | 16 | 16 | 500 | AC motor | 50 | D | no | no | B | D | Epoxy coated aluminum | 2025-01-02 | 12 | 3 | yes | piece | 1
GCVC PD 050.2/11-36 | GCVC PD | 050.2/11-36 | 4244005 | finoox | GCVC 050.2B/1x1-2332-D-D/4/24/2.10/720/AXS/1/015023 | 1869 | 1 | 1 | 2332 | Axial | 14406 | 14524 | 36.13 | 3855 | 850 | VT01435 | 0.283 | 0.74 | D | 35.77 | 66.96 | 2025-02-03 | VerticalCompact-BCD_1x1 | 804 | 596 | 753 |  |  | 52.3 | 16 | 16 | 500 | AC motor | 50 | D | no | no | B | D | Aluminum | 2025-01-02 | 8 | 4 | yes | piece | 1
GCVC PD 050.2/12-39 | GCVC PD | 050.2/12-39 | 4250418 | finoox | GCVC 050.2D/1x2-2354-W-D/4/40/2.10/2400/EXS/1/015023 | 4778 | 2 | 1 | 2354 | Axial | 47651 | 47655 | 200.73 | 10493 | 865 | VT03093U | 0.4 | 0.97 | B | 38.95 | 70.47 | 2025-08-16 | VerticalCompact-BCD_1x2 | 2484 | 569 | 1153 |  |  | 172.6 | 28 | 28 | 500 | AC motor | 50 | W | no | no | D | D | Epoxy coated aluminum | 2025-01-02 | 8 | 4 | yes | piece | 1
GCVC PD 045.2/11-39 | GCVC PD | 045.2/11-39 | 4243852 | finoox | GCVC 045.2B/1x1-2527-1-D/3/24/2.10/720/AXS/1/015023 | 2348 | 1 | 1 | 2527 | Axial | 11042 | 11126 | 2025-01-27 | 3393 | 975 | VT03007U.1 | 0.155 | 0.68 | D | 39.28 | 70.46 | 2025-04-02 | VerticalCompact-BCD_1x1 | 804 | 535 | 753 |  |  | 42.4 | 16 | 16 | 450 | EC motor | 5060 | 1 | no | no | B | D | Aluminum | 2025-01-02 | 8 | 3 | yes | piece | 1
GCVC PD 080.2/11-34 | GCVC PD | 080.2/11-34 | 4252470 | finoox | GCVC 080.2D/1x1-2484-1-D/6/40/2.10/1200/AXS/1/015023 | 5333 | 1 | 1 | 2484 | Axial | 36986 | 37274 | 150.55 | 7031 | 505 | VT03061U.1 | 0.26 | 2015-01-01 | B | 34.28 | 65.64 | 2025-07-12 | VerticalCompact-BCD_1x1 | 1284 | 608 | 1153 |  |  | 111.2 | 22 | 22 | 800 | EC motor | 5060 | 1 | no | no | D | D | Aluminum | 2025-01-02 | 10 | 6 | yes | piece | 1
GCVC PD 063.2/23-40 | GCVC PD | 063.2/23-40 | 4246981 | finoox | GCVC 063.2C/2x3-2511-1-D/4/64/2.10/2700/AXS/1/015023 | 16763 | 3 | 2 | 2511 | Axial | 127599 | 127592 | 361.32 | 32975 | 730 | VT03145U.1 | 1229 | 1 | C | 40.46 | 72.21 | 32.1 | VerticalCompact-BCD_2x3 | 2784 | 800 | 1761 |  |  | 332.7 | 42 | 42 | 630 | EC motor | 5060 | 1 | no | no | C | D | Aluminum | 2025-01-02 | 6 | 4 | yes | piece | 1
GCVC PD 050.2/11-52 | GCVC PD | 050.2/11-52 | 4250350 | finoox | GCVC 050.2D/1x1-2563-2-D/6/40/2.10/1200/AXS/1/015023 | 4183 | 1 | 1 | 2563 | Axial | 46781 | 47.07 | 150.55 | 9506 | 1680 | VT03013U.1 | 1023 | 1975-01-01 | D | 52.49 | 83.85 | 2025-01-13 | VerticalCompact-BCD_1x1 | 1284 | 607 | 1153 |  |  | 109.4 | 28 | 28 | 500 | EC motor | 5060 | 2 | no | no | D | D | Aluminum | 2025-01-02 | 10 | 6 | yes | piece | 1
GCVC PD 063.2/23-36 | GCVC PD | 063.2/23-36 | 4246962 | finoox | GCVC 063.2C/2x3-2508-1-D/3/64/2.10/2700/AXS/1/015023 | 15689 | 3 | 2 | 2508 | Axial | 98454 | 98.28 | 270.99 | 29304 | 615 | VT03145U.1 | 0.741 | 0.65 | B | 35.93 | 67.68 | 2025-09-23 | VerticalCompact-BCD_2x3 | 2784 | 800 | 1761 |  |  | 304.5 | 35 | 35 | 630 | EC motor | 5060 | 1 | no | no | C | D | Aluminum | 2025-01-02 | 6 | 3 | yes | piece | 1
GCVC PD 050.2/22-48 | GCVC PD | 050.2/22-48 | 4245200 | finoox | GCVC 050.2C/2x2-2522-1-D/3/64/2.10/1800/AXS/1/015023 | 8540 | 2 | 2 | 2522 | Axial | 82569 | 82691 | 180.66 | 26116 | 1200 | VT03011U.1 | 1578 | 2025-09-01 | D | 47.78 | 79.41 | 17 | VerticalCompact-BCD_2x2 | 1884 | 800 | 1761 |  |  | 208 | 35 | 35 | 500 | EC motor | 5060 | 1 | no | no | C | D | Aluminum | 2025-01-02 | 6 | 3 | yes | piece | 1
GCVC PD 050.2/23-50 | GCVC PD | 050.2/23-50 | 4246393 | finoox | GCVC 050.2D/2x3-2522-1-D/3/80/2.10/3600/EXS/1/015023 | 15896 | 3 | 2 | 2522 | Axial | 150923 | 150763 | 451.65 | 42451 | 1200 | VT03011U.1 | 2215 | 2025-09-01 | D | 49.95 | 81.92 | 40 | VerticalCompact-BCD_2x3 | 3684 | 800 | 2161 |  |  | 424 | 42 | 42 | 500 | EC motor | 5060 | 1 | no | no | D | D | Epoxy coated aluminum | 2025-01-02 | 4 | 3 | yes | piece | 1
GCVC PD 050.2/11-38 | GCVC PD | 050.2/11-38 | 4250297 | finoox | GCVC 050.2D/1x1-2518-1-D/3/40/2.10/1200/EXS/1/015023 | 3160 | 1 | 1 | 2518 | Axial | 21.54 | 21576 | 75.27 | 5565 | 945 | VT03011U.1 | 0.188 | 1 | C | 37.6 | 68.96 | 2025-04-06 | VerticalCompact-BCD_1x1 | 1284 | 586 | 1153 |  |  | 81.7 | 18 | 18 | 500 | EC motor | 5060 | 1 | no | no | D | D | Epoxy coated aluminum | 2025-01-02 | 10 | 3 | yes | piece | 1
GCVC PD 063.2/24-36 | GCVC PD | 063.2/24-36 | 4247152 | finoox | GCVC 063.2C/2x4-2505-1-D/6/64/2.10/3600/AXS/1/015023 | 24450 | 4 | 2 | 2505 | Axial | 139524 | 140132 | 722.63 | 25341 | 500 | VT03145U.1 | 0.611 | 0.39 | A | 36.43 | 68.29 | 60.1 | VerticalCompact-BCD_2x4 | 3684 | 800 | 1761 |  |  | 501.9 | 42 | 42 | 630 | EC motor | 5060 | 1 | no | no | C | D | Aluminum | 2025-01-02 | 6 | 6 | yes | piece | 1
GCVC PD 063.2/21-26 | GCVC PD | 063.2/21-26 | 4247385 | finoox | GCVC 063.2D/2x1-2505-1-D/3/80/2.10/1200/EXS/1/015023 | 7905 | 1 | 2 | 2505 | Axial | 38295 | 38305 | 150.55 | 9417 | 500 | VT03145U.1 | 0.128 | 0.39 | A+ | 25.68 | 57.33 | 2025-02-13 | VerticalCompact-BCD_2x1 | 1284 | 800 | 2161 |  |  | 162.9 | 22 | 22 | 630 | EC motor | 5060 | 1 | no | no | D | D | Epoxy coated aluminum | 2025-01-02 | 10 | 3 | yes | piece | 1
GCVC PD 080.3/23-52 | GCVC PD | 080.3/23-52 | 6177088 | finoox | GCVC 080.3D/2x3-3490-K-D/4/80/2.10/3600/EXS/1/015023 | 24327 | 3 | 2 | 3490 | Axial | 267475 | 266433 | 602.19 | 82147 | 770 | VT01371 | 7955 | 2025-04-02 | E | 52.28 | 84.24 | 58.2 | VerticalCompact-BCD_2x3 | 3684 | 800 | 2161 |  |  | 649.5 | 64 | 64 | 800 | AC motor | 60 | K | no | no | D | D | Epoxy coated aluminum | 2025-01-02 | 4 | 4 | yes | piece | 1
GCVC PD 063.2/23-33 | GCVC PD | 063.2/23-33 | 4246848 | finoox | GCVC 063.2C/2x3-2358-D-D/3/64/2.10/2700/AXS/1/015023 | 12015 | 3 | 2 | 2358 | Axial | 83727 | 83601 | 270.99 | 22250 | 430 | VT01442 | 0.714 | 0.32 | B | 33.12 | 64.87 | 2025-09-23 | VerticalCompact-BCD_2x3 | 2784 | 800 | 1761 |  |  | 324.9 | 35 | 35 | 630 | AC motor | 50 | D | no | no | C | D | Aluminum | 2025-01-02 | 6 | 3 | yes | piece | 1
GCVC PD 050.2/21-40 | GCVC PD | 050.2/21-40 | 4245773 | finoox | GCVC 050.2D/2x1-2355-X-D/4/80/2.10/1200/AXS/1/015023 | 5129 | 1 | 2 | 2355 | Axial | 51.44 | 51616 | 200.73 | 11118 | 810 | VT03093U | 0.567 | 2025-03-01 | C | 40.47 | 72.12 | 2025-01-18 | VerticalCompact-BCD_2x1 | 1284 | 800 | 2161 |  |  | 183.2 | 28 | 28 | 500 | AC motor | 60 | X | no | no | D | D | Aluminum | 2025-01-02 | 10 | 4 | yes | piece | 1
GCVC PD 063.2/22-31 | GCVC PD | 063.2/22-31 | 4246678 | finoox | GCVC 063.2C/2x2-2398-I-D/4/64/2.10/1800/EXS/1/015023 | 9853 | 2 | 2 | 2398 | Axial | 66356 | 66359 | 240.88 | 15068 | 460 | VT01442 | 0.574 | 0.32 | B | 30.87 | 62.5 | 2025-07-21 | VerticalCompact-BCD_2x2 | 1884 | 800 | 1761 |  |  | 242.3 | 35 | 35 | 630 | AC motor | 60 | I | no | no | C | D | Epoxy coated aluminum | 2025-01-02 | 8 | 4 | yes | piece | 1
GCVC PD 045.2/22-44 | GCVC PD | 045.2/22-44 | 4244546 | finoox | GCVC 045.2C/2x2-2527-1-D/3/64/2.10/1800/AXS/1/015023 | 7858 | 2 | 2 | 2527 | Axial | 58919 | 58858 | 180.66 | 15810 | 975 | VT03007U.1 | 0.605 | 0.68 | C | 44.25 | 75.88 | 2025-09-15 | VerticalCompact-BCD_2x2 | 1884 | 800 | 1761 |  |  | 200 | 28 | 28 | 450 | EC motor | 5060 | 1 | no | no | C | D | Aluminum | 2025-01-02 | 8 | 3 | yes | piece | 1
GCVC PD 063.2/13-61 | GCVC PD | 063.2/13-61 | 4252336 | finoox | GCVC 063.2D/1x3-2549-2-D/3/40/2.10/3600/AXS/1/015023 | 12487 | 3 | 1 | 2549 | Axial | 112212 | 111709 | 225.82 | 42214 | 1210 | VT03143U.1 | 4869 | 1986-02-01 | E | 60.77 | 92.46 | 2025-01-20 | VerticalCompact-BCD_1x3 | 3684 | 611 | 1153 |  |  | 293.6 | 42 | 42 | 630 | EC motor | 5060 | 2 | no | no | D | D | Aluminum | 2025-01-02 | 4 | 3 | yes | piece | 1
GCVC PD 063.2/13-45 | GCVC PD | 063.2/13-45 | 4252391 | finoox | GCVC 063.2D/1x3-2558-2-D/4/40/2.10/3600/AXS/1/015023 | 10944 | 3 | 1 | 2558 | Axial | 114746 | 114914 | 301.1 | 29791 | 950 | VT03144U.1 | 1548 | 1 | C | 45.29 | 76.97 | 26 | VerticalCompact-BCD_1x3 | 3684 | 623 | 1153 |  |  | 261.3 | 42 | 42 | 630 | EC motor | 5060 | 2 | no | no | D | D | Aluminum | 2025-01-02 | 4 | 4 | yes | piece | 1
GCVC PD 063.2/21-31 | GCVC PD | 063.2/21-31 | 4247410 | finoox | GCVC 063.2D/2x1-2509-1-D/4/80/2.10/1200/EXS/1/015023 | 8488 | 1 | 2 | 2509 | Axial | 53515 | 53674 | 200.73 | 12016 | 655 | VT03145U.1 | 0.265 | 0.75 | A | 31.46 | 63.11 | 2025-01-18 | VerticalCompact-BCD_2x1 | 1284 | 800 | 2161 |  |  | 178.9 | 28 | 28 | 630 | EC motor | 5060 | 1 | no | no | D | D | Epoxy coated aluminum | 2025-01-02 | 10 | 4 | yes | piece | 1
GCVC PD 050.2/24-42 | GCVC PD | 050.2/24-42 | 4245639 | finoox | GCVC 050.2C/2x4-2516-1-D/3/64/2.10/3600/EXS/1/015023 | 16979 | 4 | 2 | 2516 | Axial | 123521 | 123.4 | 361.32 | 35264 | 820 | VT03011U.1 | 1076 | 0.68 | B | 42.22 | 74.08 | 32 | VerticalCompact-BCD_2x4 | 3684 | 800 | 1761 |  |  | 389.3 | 42 | 42 | 500 | EC motor | 5060 | 1 | no | no | C | D | Epoxy coated aluminum | 2025-01-02 | 4 | 3 | yes | piece | 1
GCVC PD 050.2/24-59 | GCVC PD | 050.2/24-59 | 4245700 | finoox | GCVC 050.2C/2x4-2562-2-D/4/64/2.10/3600/EXS/1/015023 | 23041 | 4 | 2 | 2562 | Axial | 217376 | 216474 | 481.75 | 67842 | 1595 | VT03013U.1 | 7255 | 1965-01-01 | E | 59.32 | 91.18 | 44 | VerticalCompact-BCD_2x4 | 3684 | 800 | 1761 |  |  | 465.9 | 54 | 54 | 500 | EC motor | 5060 | 2 | no | no | C | D | Epoxy coated aluminum | 2025-01-02 | 4 | 4 | yes | piece | 1
GCVC PD 050.2/22-45 | GCVC PD | 050.2/22-45 | 4246135 | finoox | GCVC 050.2D/2x2-2519-1-D/3/80/2.10/2400/EXS/1/015023 | 10614 | 2 | 2 | 2519 | Axial | 90056 | 89904 | 301.1 | 23769 | 1010 | VT03011U.1 | 0.901 | 2015-01-01 | C | 44.59 | 76.39 | 2025-09-26 | VerticalCompact-BCD_2x2 | 2484 | 800 | 2161 |  |  | 290.4 | 35 | 35 | 500 | EC motor | 5060 | 1 | no | no | D | D | Epoxy coated aluminum | 2025-01-02 | 6 | 3 | yes | piece | 1
GCVC PD 063.2/14-26 | GCVC PD | 063.2/14-26 | 4251544 | finoox | GCVC 063.2C/1x4-2502-1-D/4/32/2.10/3600/EXS/1/015023 | 11205 | 4 | 1 | 2502 | Axial | 52564 | 52.69 | 240.88 | 10962 | 385 | VT03145U.1 | 0.158 | 0.2 | A+ | 25.79 | 57.42 | 2025-06-19 | VerticalCompact-BCD_1x4 | 3684 | 615 | 953 |  |  | 226.7 | 28 | 28 | 630 | EC motor | 5060 | 1 | no | no | C | D | Epoxy coated aluminum | 2025-01-02 | 4 | 4 | yes | piece | 1
GCVC PD 063.2/23-62 | GCVC PD | 063.2/23-62 | 4247922 | finoox | GCVC 063.2D/2x3-2548-2-D/3/80/2.10/3600/AXS/1/015023 | 25603 | 3 | 2 | 2548 | Axial | 217777 | 216782 | 451.65 | 78967 | 1135 | VT03143U.1 | 8046 | 1937-02-01 | E | 62.12 | 94.08 | 43.1 | VerticalCompact-BCD_2x3 | 3684 | 800 | 2161 |  |  | 568.7 | 54 | 54 | 630 | EC motor | 5060 | 2 | no | no | D | D | Aluminum | 2025-01-02 | 4 | 3 | yes | piece | 1
GCVC PD 063.2/11-55 | GCVC PD | 063.2/11-55 | 4251839 | finoox | GCVC 063.2D/1x1-2548-2-D/4/40/2.10/1200/AXS/1/015023 | 5419 | 1 | 1 | 2548 | Axial | 45272 | 45377 | 100.37 | 12710 | 1135 | VT03143U.1 | 1367 | 1937-02-01 | E | 55.21 | 86.57 | 2025-01-09 | VerticalCompact-BCD_1x1 | 1284 | 611 | 1153 |  |  | 113.4 | 28 | 28 | 630 | EC motor | 5060 | 2 | no | no | D | D | Aluminum | 2025-01-02 | 10 | 4 | yes | piece | 1
GCVC PD 045.2/11-40 | GCVC PD | 045.2/11-40 | 4248870 | finoox | GCVC 045.2C/1x1-2528-1-D/3/32/2.10/900/AXS/1/015023 | 2656 | 1 | 1 | 2528 | Axial | 15481 | 15551 | 45.16 | 4265 | 1050 | VT03007U.1 | 0.186 | 0.84 | C | 40.22 | 71.48 | 2025-09-03 | VerticalCompact-BCD_1x1 | 984 | 535 | 953 |  |  | 57.5 | 16 | 16 | 450 | EC motor | 5060 | 1 | no | no | C | D | Aluminum | 2025-01-02 | 8 | 3 | yes | piece | 1
GCVC PD 050.3/23-52 | GCVC PD | 050.3/23-52 | 6070193 | finoox | GCVC 050.3D/2x3-3616-W-D/3/80/2.10/3600/AXS/1/015023 | 11653 | 3 | 2 | 3616 | Axial | 164363 | 164303 | 451.65 | 47000 | 1240 | VT01524 | 3843 | 2025-02-03 | D | 51.58 | 83.54 | 43.1 | VerticalCompact-BCD_2x3 | 3684 | 800 | 2161 |  |  | 465.5 | 54 | 54 | 500 | AC motor | 50 | W | no | no | D | D | Aluminum | 2025-01-02 | 4 | 3 | yes | piece | 1
GCVC PD 063.2/14-32 | GCVC PD | 063.2/14-32 | 4251463 | finoox | GCVC 063.2C/1x4-2358-D-D/4/32/2.10/3600/AXS/1/015023 | 8438 | 4 | 1 | 2358 | Axial | 63652 | 63781 | 240.88 | 13822 | 430 | VT01442 | 0.483 | 0.32 | B | 31.77 | 63.4 | 2025-02-20 | VerticalCompact-BCD_1x4 | 3684 | 598 | 953 |  |  | 240.9 | 35 | 35 | 630 | AC motor | 50 | D | no | no | C | D | Aluminum | 2025-01-02 | 4 | 4 | yes | piece | 1
GCVC PD 063.2/12-45 | GCVC PD | 063.2/12-45 | 4251995 | finoox | GCVC 063.2D/1x2-2413-2-D/4/40/2.10/2400/AXS/1/015023 | 7755 | 2 | 1 | 2413 | Axial | 78183 | 78243 | 200.73 | 20942 | 1000 | VT03144U.1 | 1198 | 2025-01-01 | D | 44.83 | 76.36 | 2025-05-17 | VerticalCompact-BCD_1x2 | 2484 | 623 | 1153 |  |  | 177.2 | 35 | 35 | 630 | EC motor | 5060 | 2 | no | no | D | D | Aluminum | 2025-01-02 | 6 | 4 | yes | piece | 1
GCVC PD 050.2/12-44 | GCVC PD | 050.2/12-44 | 4249448 | finoox | GCVC 050.2C/1x2-2348-S-D/3/32/2.10/1800/AXS/1/015023 | 3392 | 2 | 1 | 2348 | Axial | 42287 | 42354 | 90.33 | 13607 | 1180 | VT03150U | 1053 | 0.9 | D | 44.13 | 75.52 | 8 | VerticalCompact-BCD_1x2 | 1884 | 569 | 953 |  |  | 117.7 | 28 | 28 | 500 | AC motor | 50 | S | no | no | C | D | Aluminum | 2025-01-02 | 6 | 3 | yes | piece | 1
GCVC PD 063.2/13-44 | GCVC PD | 063.2/13-44 | 4252392 | finoox | GCVC 063.2D/1x3-2558-2-D/6/40/2.10/3600/AXS/1/015023 | 12774 | 3 | 1 | 2558 | Axial | 138889 | 139523 | 451.65 | 28061 | 950 | VT03144U.1 | 1634 | 1 | C | 44.26 | 75.94 | 39.2 | VerticalCompact-BCD_1x3 | 3684 | 623 | 1153 |  |  | 307.7 | 42 | 42 | 630 | EC motor | 5060 | 2 | no | no | D | D | Aluminum | 2025-01-02 | 4 | 6 | yes | piece | 1
GCVC PD 045.2/13-48 | GCVC PD | 045.2/13-48 | 4249066 | finoox | GCVC 045.2C/1x3-2530-1-D/4/32/2.10/2700/EXS/1/015023 | 6757 | 3 | 1 | 2530 | Axial | 57348 | 57338 | 180.66 | 14300 | 1200 | VT03007U.1 | 0.826 | 2025-01-01 | D | 47.6 | 79.1 | 15 | VerticalCompact-BCD_1x3 | 2784 | 535 | 953 |  |  | 165.8 | 28 | 28 | 450 | EC motor | 5060 | 1 | no | no | C | D | Epoxy coated aluminum | 2025-01-02 | 6 | 4 | yes | piece | 1
GCVC PD 050.2/23-40 | GCVC PD | 050.2/23-40 | 4246352 | finoox | GCVC 050.2D/2x3-2515-1-D/4/80/2.10/3600/EXS/1/015023 | 17587 | 3 | 2 | 2515 | Axial | 123536 | 123675 | 602.19 | 26167 | 755 | VT03011U.1 | 0.617 | 0.58 | A | 39.72 | 71.68 | 51.6 | VerticalCompact-BCD_2x3 | 3684 | 800 | 2161 |  |  | 467.7 | 42 | 42 | 500 | EC motor | 5060 | 1 | no | no | D | D | Epoxy coated aluminum | 2025-01-02 | 6 | 4 | yes | piece | 1
GCVC PD 045.2/14-50 | GCVC PD | 045.2/14-50 | 4249162 | finoox | GCVC 045.2C/1x4-2531-1-D/4/32/2.10/3600/EXS/1/015023 | 8632 | 4 | 1 | 2531 | Axial | 81188 | 81269 | 240.88 | 20299 | 1275 | VT03007U.1 | 1312 | 2025-04-01 | D | 50.05 | 81.67 | 2025-02-20 | VerticalCompact-BCD_1x4 | 3684 | 535 | 953 |  |  | 217 | 35 | 35 | 450 | EC motor | 5060 | 1 | no | no | C | D | Epoxy coated aluminum | 2025-01-02 | 4 | 4 | yes | piece | 1
GCVC PD 080.2/21-40 | GCVC PD | 080.2/21-40 | 4248183 | finoox | GCVC 080.2D/2x1-2542-2-D/4/80/2.10/1200/EXS/1/015023 | 9356 | 1 | 2 | 2542 | Axial | 76648 | 76801 | 200.73 | 20311 | 615 | VT03060U.1 | 0.908 | 0.92 | C | 40.26 | 71.91 | 2025-04-19 | VerticalCompact-BCD_2x1 | 1284 | 800 | 2161 |  |  | 198.3 | 35 | 35 | 800 | EC motor | 5060 | 2 | no | no | D | D | Epoxy coated aluminum | 2025-01-02 | 10 | 4 | yes | piece | 1
GCVC PD 050.2/11-52 | GCVC PD | 050.2/11-52 | 4250342 | finoox | GCVC 050.2D/1x1-2562-2-D/3/40/2.10/1200/AXS/1/015023 | 3472 | 1 | 1 | 2562 | Axial | 2025-07-31 | 31094 | 75.27 | 9392 | 1595 | VT03013U.1 | 0.839 | 1965-01-01 | E | 51.99 | 83.35 | 2025-06-06 | VerticalCompact-BCD_1x1 | 1284 | 607 | 1153 |  |  | 86.9 | 22 | 22 | 500 | EC motor | 5060 | 2 | no | no | D | D | Aluminum | 2025-01-02 | 10 | 3 | yes | piece | 1
GCVC PD 063.2/13-32 | GCVC PD | 063.2/13-32 | 4252300 | finoox | GCVC 063.2D/1x3-2508-1-D/3/40/2.10/3600/AXS/1/015023 | 9249 | 3 | 1 | 2508 | Axial | 68211 | 68151 | 225.82 | 17516 | 615 | VT03145U.1 | 0.328 | 0.65 | A | 31.95 | 63.63 | 2025-03-19 | VerticalCompact-BCD_1x3 | 3684 | 615 | 1153 |  |  | 225.6 | 35 | 35 | 630 | EC motor | 5060 | 1 | no | no | D | D | Aluminum | 2025-01-02 | 4 | 3 | yes | piece | 1
GCVC PD 063.2/23-35 | GCVC PD | 063.2/23-35 | 4247896 | finoox | GCVC 063.2D/2x3-2508-1-D/4/80/2.10/3600/EXS/1/015023 | 21457 | 3 | 2 | 2508 | Axial | 153985 | 154218 | 602.19 | 33838 | 615 | VT03145U.1 | 0.676 | 0.65 | A | 34.61 | 66.57 | 51.7 | VerticalCompact-BCD_2x3 | 3684 | 800 | 2161 |  |  | 473.2 | 42 | 42 | 630 | EC motor | 5060 | 1 | no | no | D | D | Epoxy coated aluminum | 2025-01-02 | 4 | 4 | yes | piece | 1
GCVC PD 063.2/12-30 | GCVC PD | 063.2/12-30 | 4252058 | finoox | GCVC 063.2D/1x2-2508-1-D/4/40/2.10/2400/EXS/1/015023 | 7555 | 2 | 1 | 2508 | Axial | 50028 | 50031 | 200.73 | 11279 | 615 | VT03145U.1 | 0.225 | 0.65 | A | 30.27 | 61.8 | 2025-08-16 | VerticalCompact-BCD_1x2 | 2484 | 615 | 1153 |  |  | 168.1 | 28 | 28 | 630 | EC motor | 5060 | 1 | no | no | D | D | Epoxy coated aluminum | 2025-01-02 | 8 | 4 | yes | piece | 1
GCVC PD 080.2/13-26 | GCVC PD | 080.2/13-26 | 4253064 | finoox | GCVC 080.2D/1x3-2494-1-D/3/40/2.10/3600/AXS/1/015023 | 9787 | 3 | 1 | 2494 | Axial | 66853 | 66713 | 225.82 | 16966 | 340 | VT03062U.1 | 0.248 | 0.45 | A+ | 2025-09-25 | 57.58 | 2025-03-19 | VerticalCompact-BCD_1x3 | 3684 | 608 | 1153 |  |  | 242.5 | 35 | 35 | 800 | EC motor | 5060 | 1 | no | no | D | D | Aluminum | 2025-01-02 | 4 | 3 | yes | piece | 1
GCVC PD 063.2/21-15 | GCVC PD | 063.2/21-15 | 4247352 | finoox | GCVC 063.2D/2x1-2500-1-D/3/80/2.10/1200/AXS/1/015023 | 7565 | 1 | 2 | 2500 | Axial | 26.42 | 26456 | 150.55 | 5685 | 310 | VT03145U.1 | 0.046 | 0.13 | A+ | 2025-01-15 | 46.75 | 2025-02-13 | VerticalCompact-BCD_2x1 | 1284 | 800 | 2161 |  |  | 162.9 | 22 | 22 | 630 | EC motor | 5060 | 1 | no | no | D | D | Aluminum | 2025-01-02 | 10 | 3 | yes | piece | 1
GCVC PD 063.2/21-59 | GCVC PD | 063.2/21-59 | 4246578 | finoox | GCVC 063.2C/2x1-2548-2-D/3/64/2.10/900/AXS/1/015023 | 9023 | 1 | 2 | 2548 | Axial | 55665 | 56082 | 90.33 | 22074 | 1135 | VT03143U.1 | 2885 | 1937-02-01 | E | 59.47 | 90.98 | 9 | VerticalCompact-BCD_2x1 | 984 | 800 | 1761 |  |  | 165 | 28 | 28 | 630 | EC motor | 5060 | 2 | no | no | C | D | Aluminum | 2025-01-02 | 8 | 3 | yes | piece | 1
GCVC PD 050.2/23-33 | GCVC PD | 050.2/23-33 | 4245376 | finoox | GCVC 050.2C/2x3-2512-1-D/3/64/2.10/2700/AXS/1/015023 | 12613 | 3 | 2 | 2512 | Axial | 73.03 | 72956 | 270.99 | 18057 | 565 | VT03011U.1 | 0.312 | 0.28 | A | 33.02 | 64.76 | 2025-09-23 | VerticalCompact-BCD_2x3 | 2784 | 800 | 1761 |  |  | 299.2 | 35 | 35 | 500 | EC motor | 5060 | 1 | no | no | C | D | Aluminum | 2025-01-02 | 6 | 3 | yes | piece | 1
GCVC PD 080.2/11-30 | GCVC PD | 080.2/11-30 | 4252463 | finoox | GCVC 080.2D/1x1-2483-1-D/4/40/2.10/1200/AXS/1/015023 | 4661 | 1 | 1 | 2483 | Axial | 32139 | 32235 | 100.37 | 7533 | 470 | VT03061U.1 | 0.209 | 0.9 | B | 30.46 | 61.82 | 2025-06-08 | VerticalCompact-BCD_1x1 | 1284 | 608 | 1153 |  |  | 96.7 | 22 | 22 | 800 | EC motor | 5060 | 1 | no | no | D | D | Aluminum | 2025-01-02 | 10 | 4 | yes | piece | 1
GCVC PD 080.3/13-55 | GCVC PD | 080.3/13-55 | 6188248 | finoox | GCVC 080.3D/1x3-3483-K-D/4/40/2.10/3600/AXS/1/015023 | 10214 | 3 | 1 | 3483 | Axial | 154187 | 153.08 | 301.1 | 51319 | 960 | VT01526 | 7892 | 4 | E | 54.52 | 86.2 | 2025-07-27 | VerticalCompact-BCD_1x3 | 3684 | 611 | 1153 |  |  | 330.3 | 54 | 54 | 800 | AC motor | 60 | K | no | no | D | D | Aluminum | 2025-01-02 | 4 | 4 | yes | piece | 1
GCVC PD 080.3/22-60 | GCVC PD | 080.3/22-60 | 6127981 | finoox | GCVC 080.3D/2x2-3558-2-D/3/80/2.10/2400/AXS/1/015023 | 21943 | 2 | 2 | 3558 | Axial | 191624 | 191673 | 301.1 | 78875 | 1060 | VT01445U.3 | 1973-09-01 | 2025-04-04 | E | 60.12 | 91.93 | 31.6 | VerticalCompact-BCD_2x2 | 2484 | 800 | 2161 |  |  | 409.9 | 54 | 54 | 800 | EC motor | 5060 | 2 | no | no | D | D | Aluminum | 2025-01-02 | 4 | 3 | yes | piece | 1
GCVC PD 050.2/14-31 | GCVC PD | 050.2/14-31 | 4249957 | finoox | GCVC 050.2C/1x4-2385-J-D/3/32/2.10/3600/EXS/1/015023 | 6371 | 4 | 1 | 2385 | Axial | 45438 | 45401 | 180.66 | 11060 | 430 | VT01435 | 0.531 | 0.32 | C | 31.48 | 63.11 | 2025-09-14 | VerticalCompact-BCD_1x4 | 3684 | 596 | 953 |  |  | 224.8 | 28 | 28 | 500 | AC motor | 60 | J | no | no | C | D | Epoxy coated aluminum | 2025-01-02 | 4 | 3 | yes | piece | 1
GCVC PD 045.2/11-48 | GCVC PD | 045.2/11-48 | 4243830 | finoox | GCVC 045.2B/1x1-2409-1-D/3/24/2.10/720/EXS/1/015023 | 2429 | 1 | 1 | 2409 | Axial | 14051 | 14167 | 2025-01-27 | 5358 | 1500 | VT03007U.1 | 0.537 | 2025-02-02 | E | 48.46 | 79.64 | 2025-04-02 | VerticalCompact-BCD_1x1 | 804 | 535 | 753 |  |  | 42.4 | 16 | 16 | 450 | EC motor | 5060 | 1 | no | no | B | D | Epoxy coated aluminum | 2025-01-02 | 8 | 3 | yes | piece | 1
GCVC PD 050.2/11-31 | GCVC PD | 050.2/11-31 | 4249277 | finoox | GCVC 050.2C/1x1-2390-K-D/4/32/2.10/900/AXS/1/015023 | 2203 | 1 | 1 | 2390 | Axial | 18014 | 18106 | 60.22 | 4178 | 760 | VT01437 | 0.177 | 0.35 | C | 31.44 | 62.71 | 2025-01-05 | VerticalCompact-BCD_1x1 | 984 | 596 | 953 |  |  | 66 | 16 | 16 | 500 | AC motor | 60 | K | no | no | C | D | Aluminum | 2025-01-02 | 8 | 4 | yes | piece | 1
GCVC PD 050.2/14-39 | GCVC PD | 050.2/14-39 | 4249947 | finoox | GCVC 050.2C/1x4-2355-X-D/6/32/2.10/3600/EXS/1/015023 | 8337 | 4 | 1 | 2355 | Axial | 84597 | 84791 | 361.32 | 16723 | 810 | VT03093U | 2018-01-01 | 2025-03-01 | D | 38.94 | 70.57 | 2025-05-29 | VerticalCompact-BCD_1x4 | 3684 | 569 | 953 |  |  | 269.7 | 35 | 35 | 500 | AC motor | 60 | X | no | no | C | D | Epoxy coated aluminum | 2025-01-02 | 6 | 6 | yes | piece | 1
GCVC PD 063.2/23-67 | GCVC PD | 063.2/23-67 | 4247942 | finoox | GCVC 063.2D/2x3-2551-2-D/6/80/2.10/3600/AXS/1/015023 | 31726 | 3 | 2 | 2551 | Axial | 369667 | 370865 | 903.29 | 85721 | 1360 | VT03143U.1 | 14567 | 4 | E | 66.97 | 98.93 | 86.5 | VerticalCompact-BCD_2x3 | 3684 | 800 | 2161 |  |  | 717.7 | 76.1 | 76.1 | 630 | EC motor | 5060 | 2 | no | no | D | D | Aluminum | 2025-01-02 | 4 | 6 | yes | piece | 1
GCVC PD 063.2/24-40 | GCVC PD | 063.2/24-40 | 4247183 | finoox | GCVC 063.2C/2x4-2510-1-D/3/64/2.10/3600/EXS/1/015023 | 21086 | 4 | 2 | 2510 | Axial | 140752 | 140618 | 361.32 | 44325 | 695 | VT03145U.1 | 1365 | 0.9 | C | 39.52 | 71.38 | 32 | VerticalCompact-BCD_2x4 | 3684 | 800 | 1761 |  |  | 396.4 | 42 | 42 | 630 | EC motor | 5060 | 1 | no | no | C | D | Epoxy coated aluminum | 2025-01-02 | 4 | 3 | yes | piece | 1
GCVC PD 045.2/12-34 | GCVC PD | 045.2/12-34 | 4243898 | finoox | GCVC 045.2B/1x2-2523-1-D/3/24/2.10/1440/EXS/1/015023 | 3998 | 2 | 1 | 2523 | Axial | 17067 | 17075 | 54.2 | 4581 | 675 | VT03007U.1 | 0.117 | 0.3 | B | 34.43 | 65.71 | 2025-05-04 | VerticalCompact-BCD_1x2 | 1524 | 535 | 753 |  |  | 75.3 | 16 | 16 | 450 | EC motor | 5060 | 1 | no | no | B | D | Epoxy coated aluminum | 2025-01-02 | 8 | 3 | yes | piece | 1
GCVC PD 063.2/14-36 | GCVC PD | 063.2/14-36 | 4251585 | finoox | GCVC 063.2C/1x4-2509-1-D/3/32/2.10/3600/EXS/1/015023 | 10501 | 4 | 1 | 2509 | Axial | 68052 | 67987 | 180.66 | 20847 | 655 | VT03145U.1 | 0.583 | 0.75 | B | 35.55 | 67.18 | 2025-05-15 | VerticalCompact-BCD_1x4 | 3684 | 615 | 953 |  |  | 210 | 35 | 35 | 630 | EC motor | 5060 | 1 | no | no | C | D | Epoxy coated aluminum | 2025-01-02 | 4 | 3 | yes | piece | 1
GCVC PD 045.2/13-50 | GCVC PD | 045.2/13-50 | 4243991 | finoox | GCVC 045.2B/1x3-2531-1-D/4/24/2.10/2160/EXS/1/015023 | 5729 | 3 | 1 | 2531 | Axial | 45141 | 45202 | 108.39 | 12752 | 1275 | VT03007U.1 | 1002 | 2025-04-01 | D | 50.07 | 81.45 | 2025-02-09 | VerticalCompact-BCD_1x3a | 2244 | 535 | 753 |  |  | 118.2 | 28 | 28 | 450 | EC motor | 5060 | 1 | no | no | B | D | Epoxy coated aluminum | 2025-01-02 | 6 | 4 | yes | piece | 1
GCVC PD 063.2/13-36 | GCVC PD | 063.2/13-36 | 4252318 | finoox | GCVC 063.2D/1x3-2511-1-D/3/40/2.10/3600/AXS/1/015023 | 9249 | 3 | 1 | 2511 | Axial | 76541 | 76507 | 225.82 | 20925 | 730 | VT03145U.1 | 0.525 | 1 | B | 35.71 | 67.39 | 2025-03-19 | VerticalCompact-BCD_1x3 | 3684 | 615 | 1153 |  |  | 225.6 | 35 | 35 | 630 | EC motor | 5060 | 1 | no | no | D | D | Aluminum | 2025-01-02 | 4 | 3 | yes | piece | 1
GCVC PD 045.2/12-39 | GCVC PD | 045.2/12-39 | 4243907 | finoox | GCVC 045.2B/1x2-2525-1-D/4/24/2.10/1440/EXS/1/015023 | 4145 | 2 | 1 | 2525 | Axial | 22445 | 22494 | 72.26 | 5321 | 825 | VT03007U.1 | 0.196 | 0.47 | C | 39.28 | 70.56 | 6 | VerticalCompact-BCD_1x2 | 1524 | 535 | 753 |  |  | 81.2 | 18 | 18 | 450 | EC motor | 5060 | 1 | no | no | B | D | Epoxy coated aluminum | 2025-01-02 | 8 | 4 | yes | piece | 1
GCVC PD 050.2/21-54 | GCVC PD | 050.2/21-54 | 4244993 | finoox | GCVC 050.2C/2x1-2562-2-D/6/64/2.10/900/EXS/1/015023 | 7493 | 1 | 2 | 2562 | Axial | 68486 | 69109 | 180.66 | 15808 | 1595 | VT03013U.1 | 1873 | 1965-01-01 | E | 53.55 | 85.06 | 2025-04-17 | VerticalCompact-BCD_2x1 | 984 | 800 | 1761 |  |  | 155.5 | 35 | 35 | 500 | EC motor | 5060 | 2 | no | no | C | D | Epoxy coated aluminum | 2025-01-02 | 8 | 6 | yes | piece | 1
GCVC PD 063.2/22-32 | GCVC PD | 063.2/22-32 | 4247641 | finoox | GCVC 063.2D/2x2-2507-1-D/4/80/2.10/2400/AXS/1/015023 | 14027 | 2 | 2 | 2507 | Axial | 97158 | 97202 | 401.46 | 21089 | 580 | VT03145U.1 | 0.379 | 0.55 | A+ | 31.6 | 63.41 | 34.8 | VerticalCompact-BCD_2x2 | 2484 | 800 | 2161 |  |  | 323.3 | 35 | 35 | 630 | EC motor | 5060 | 1 | no | no | D | D | Aluminum | 2025-01-02 | 8 | 4 | yes | piece | 1
GCVC PD 063.2/13-62 | GCVC PD | 063.2/13-62 | 4252342 | finoox | GCVC 063.2D/1x3-2550-2-D/3/40/2.10/3600/AXS/1/015023 | 12487 | 3 | 1 | 2550 | Axial | 115459 | 115111 | 225.82 | 44949 | 1285 | VT03143U.1 | 5826 | 2026-03-01 | E | 62.08 | 93.76 | 2025-01-20 | VerticalCompact-BCD_1x3 | 3684 | 611 | 1153 |  |  | 293.6 | 42 | 42 | 630 | EC motor | 5060 | 2 | no | no | D | D | Aluminum | 2025-01-02 | 4 | 3 | yes | piece | 1
GCVC PD 063.2/23-22 | GCVC PD | 063.2/23-22 | 4246914 | finoox | GCVC 063.2C/2x3-2500-1-D/3/64/2.10/2700/AXS/1/015023 | 15686 | 3 | 2 | 2500 | Axial | 60572 | 60582 | 270.99 | 13903 | 310 | VT03145U.1 | 0.149 | 0.13 | A+ | 21.65 | 53.4 | 2025-08-22 | VerticalCompact-BCD_2x3 | 2784 | 800 | 1761 |  |  | 303.5 | 28 | 28 | 630 | EC motor | 5060 | 1 | no | no | C | D | Aluminum | 2025-01-02 | 6 | 3 | yes | piece | 1
GCVC PD 080.2/22-32 | GCVC PD | 080.2/22-32 | 4248398 | finoox | GCVC 080.2D/2x2-2498-1-D/3/80/2.10/2400/AXS/1/015023 | 15205 | 2 | 2 | 2498 | Axial | 105.75 | 105686 | 301.1 | 29593 | 440 | VT03062U.1 | 0.648 | 0.85 | B | 32.37 | 64.18 | 2025-04-28 | VerticalCompact-BCD_2x2 | 2484 | 800 | 2161 |  |  | 319.3 | 42 | 42 | 800 | EC motor | 5060 | 1 | no | no | D | D | Aluminum | 2025-01-02 | 6 | 3 | yes | piece | 1
GCVC PD 063.2/22-30 | GCVC PD | 063.2/22-30 | 4246741 | finoox | GCVC 063.2C/2x2-2505-1-D/3/64/2.10/1800/EXS/1/015023 | 11563 | 2 | 2 | 2505 | Axial | 57092 | 57131 | 180.66 | 15635 | 500 | VT03145U.1 | 0.286 | 0.39 | A | 29.99 | 61.62 | 2025-09-15 | VerticalCompact-BCD_2x2 | 1884 | 800 | 1761 |  |  | 210.3 | 28 | 28 | 630 | EC motor | 5060 | 1 | no | no | C | D | Epoxy coated aluminum | 2025-01-02 | 8 | 3 | yes | piece | 1
GCVC PD 050.3/13-51 | GCVC PD | 050.3/13-51 | 6162808 | finoox | GCVC 050.3D/1x3-3617-X-D/3/40/2.10/3600/EXS/1/015023 | 6431 | 3 | 1 | 3617 | Axial | 83473 | 83394 | 225.82 | 25197 | 1260 | VT01524 | 2742 | 2025-04-04 | E | 50.9 | 82.58 | 2025-03-19 | VerticalCompact-BCD_1x3 | 3684 | 596 | 1153 |  |  | 240.6 | 35 | 35 | 500 | AC motor | 60 | X | no | no | D | D | Epoxy coated aluminum | 2025-01-02 | 4 | 3 | yes | piece | 1
GCVC PD 080.2/11-35 | GCVC PD | 080.2/11-35 | 4252448 | finoox | GCVC 080.2D/1x1-2448-1-D/3/40/2.10/1200/EXS/1/015023 | 4634 | 1 | 1 | 2448 | Axial | 32908 | 32886 | 75.27 | 10921 | 630 | VT03061U.1 | 0.461 | 2025-01-02 | C | 35.42 | 66.78 | 2025-06-06 | VerticalCompact-BCD_1x1 | 1284 | 608 | 1153 |  |  | 89.4 | 22 | 22 | 800 | EC motor | 5060 | 1 | no | no | D | D | Epoxy coated aluminum | 2025-01-02 | 10 | 3 | yes | piece | 1
GCVC PD 050.2/22-52 | GCVC PD | 050.2/22-52 | 4245996 | finoox | GCVC 050.2D/2x2-2349-I-D/6/80/2.10/2400/AXS/1/015023 | 11108 | 2 | 2 | 2349 | Axial | 180466 | 181.24 | 602.19 | 36148 | 1590 | VT03150U | 3388 | 2025-07-01 | D | 51.59 | 83.4 | 55.2 | VerticalCompact-BCD_2x2 | 2484 | 800 | 2161 |  |  | 407.3 | 54 | 54 | 500 | AC motor | 60 | I | no | no | D | D | Aluminum | 2025-01-02 | 6 | 6 | yes | piece | 1
GCVC PD 050.2/22-27 | GCVC PD | 050.2/22-27 | 4245110 | finoox | GCVC 050.2C/2x2-2391-L-D/3/64/2.10/1800/AXS/1/015023 | 6254 | 2 | 2 | 2391 | Axial | 48422 | 48411 | 180.66 | 11840 | 520 | VT01437 | 0.41 | 0.18 | B | 27.37 | 59 | 2025-09-15 | VerticalCompact-BCD_2x2 | 1884 | 800 | 1761 |  |  | 216.6 | 28 | 28 | 500 | AC motor | 60 | L | no | no | C | D | Aluminum | 2025-01-02 | 8 | 3 | yes | piece | 1
GCVC PD 050.2/22-52 | GCVC PD | 050.2/22-52 | 4245983 | finoox | GCVC 050.2D/2x2-2347-D-D/4/80/2.10/2400/AXS/1/015023 | 8912 | 2 | 2 | 2347 | Axial | 137471 | 137663 | 401.46 | 33600 | 1390 | VT03150U | 2583 | 1941-01-01 | D | 51.83 | 83.64 | 36.3 | VerticalCompact-BCD_2x2 | 2484 | 800 | 2161 |  |  | 340.6 | 42 | 42 | 500 | AC motor | 50 | D | no | no | D | D | Aluminum | 2025-01-02 | 6 | 4 | yes | piece | 1
GCVC PD 063.2/22-32 | GCVC PD | 063.2/22-32 | 4247560 | finoox | GCVC 063.2D/2x2-2398-I-D/4/80/2.10/2400/EXS/1/015023 | 12398 | 2 | 2 | 2398 | Axial | 89368 | 89425 | 401.46 | 19157 | 460 | VT01442 | 0.538 | 0.32 | B | 32.29 | 64.1 | 34.8 | VerticalCompact-BCD_2x2 | 2484 | 800 | 2161 |  |  | 336.9 | 35 | 35 | 630 | AC motor | 60 | I | no | no | D | D | Epoxy coated aluminum | 2025-01-02 | 8 | 4 | yes | piece | 1
GCVC PD 063.2/11-28 | GCVC PD | 063.2/11-28 | 4251731 | finoox | GCVC 063.2D/1x1-2400-K-D/4/40/2.10/1200/AXS/1/015023 | 3678 | 1 | 1 | 2400 | Axial | 23857 | 23928 | 100.37 | 5039 | 490 | VT01442 | 0.153 | 0.34 | B | 28.31 | 59.67 | 2025-04-08 | VerticalCompact-BCD_1x1 | 1284 | 598 | 1153 |  |  | 93.2 | 18 | 18 | 630 | AC motor | 60 | K | no | no | D | D | Aluminum | 2025-01-02 | 10 | 4 | yes | piece | 1
GCVC PD 050.2/24-62 | GCVC PD | 050.2/24-62 | 4245593 | finoox | GCVC 050.2C/2x4-2410-2-D/6/64/2.10/3600/EXS/1/015023 | 26151 | 4 | 2 | 2410 | Axial | 292966 | 292691 | 722.63 | 70664 | 1770 | VT03013U.1 | 10224 | 2025-01-02 | E | 61.5 | 93.36 | 65.4 | VerticalCompact-BCD_2x4 | 3684 | 800 | 1761 |  |  | 541.3 | 64 | 64 | 500 | EC motor | 5060 | 2 | no | no | C | D | Epoxy coated aluminum | 2025-01-02 | 4 | 6 | yes | piece | 1
GCVC PD 063.2/24-71 | GCVC PD | 063.2/24-71 | 4247213 | finoox | GCVC 063.2C/2x4-2552-2-D/4/64/2.10/3600/AXS/1/015023 | 31566 | 4 | 2 | 2552 | Axial | 317102 | 312944 | 481.75 | 106573 | 1435 | VT03143U.1 | 23562 | 2025-03-04 | E | 70.78 | 102.64 | 46.7 | VerticalCompact-BCD_2x4 | 3684 | 800 | 1761 |  |  | 618.5 | 64 | 64 | 630 | EC motor | 5060 | 2 | no | no | C | D | Aluminum | 2025-01-02 | 2 | 4 | yes | piece | 1
GCVC PD 045.2/24-53 | GCVC PD | 045.2/24-53 | 4244750 | finoox | GCVC 045.2C/2x4-2531-1-D/3/64/2.10/3600/AXS/1/015023 | 14185 | 4 | 2 | 2531 | Axial | 139573 | 139527 | 361.32 | 41644 | 1275 | VT03007U.1 | 2594 | 2025-04-01 | D | 52.88 | 84.75 | 32 | VerticalCompact-BCD_2x4 | 3684 | 800 | 1761 |  |  | 375.5 | 42 | 42 | 450 | EC motor | 5060 | 1 | no | no | C | D | Aluminum | 2025-01-02 | 4 | 3 | yes | piece | 1
GCVC PD 063.2/23-30 | GCVC PD | 063.2/23-30 | 4246938 | finoox | GCVC 063.2C/2x3-2504-1-D/3/64/2.10/2700/AXS/1/015023 | 15689 | 3 | 2 | 2504 | Axial | 82007 | 81874 | 270.99 | 21520 | 460 | VT03145U.1 | 0.352 | 0.3 | A+ | 29.98 | 61.73 | 2025-09-23 | VerticalCompact-BCD_2x3 | 2784 | 800 | 1761 |  |  | 304.5 | 35 | 35 | 630 | EC motor | 5060 | 1 | no | no | C | D | Aluminum | 2025-01-02 | 6 | 3 | yes | piece | 1
GCVC PD 050.2/23-58 | GCVC PD | 050.2/23-58 | 4245460 | finoox | GCVC 050.2C/2x3-2562-2-D/3/64/2.10/2700/AXS/1/015023 | 15991 | 3 | 2 | 2562 | Axial | 145929 | 146107 | 270.99 | 52467 | 1595 | VT03013U.1 | 1934-05-01 | 1965-01-01 | E | 58.4 | 90.14 | 2025-01-25 | VerticalCompact-BCD_2x3 | 2784 | 800 | 1761 |  |  | 329 | 42 | 42 | 500 | EC motor | 5060 | 2 | no | no | C | D | Aluminum | 2025-01-02 | 4 | 3 | yes | piece | 1
GCVC PD 050.2/23-33 | GCVC PD | 050.2/23-33 | 4246334 | finoox | GCVC 050.2D/2x3-2512-1-D/4/80/2.10/3600/EXS/1/015023 | 17477 | 3 | 2 | 2512 | Axial | 99256 | 99437 | 602.19 | 19502 | 565 | VT03011U.1 | 0.297 | 0.28 | A+ | 33.41 | 65.37 | 50.2 | VerticalCompact-BCD_2x3 | 3684 | 800 | 2161 |  |  | 465.1 | 35 | 35 | 500 | EC motor | 5060 | 1 | no | no | D | D | Epoxy coated aluminum | 2025-01-02 | 6 | 4 | yes | piece | 1
GCVC PD 080.2/12-47 | GCVC PD | 080.2/12-47 | 4252832 | finoox | GCVC 080.2D/1x2-2537-2-D/3/40/2.10/2400/AXS/1/015023 | 9049 | 2 | 1 | 2537 | Axial | 72863 | 72444 | 150.55 | 26510 | 750 | VT03059U.2 | 1963-01-01 | 2025-05-01 | D | 46.87 | 78.41 | 2025-05-13 | VerticalCompact-BCD_1x2 | 2484 | 650 | 1153 |  |  | 189 | 35 | 35 | 800 | EC motor | 5060 | 2 | no | no | D | D | Aluminum | 2025-01-02 | 6 | 3 | yes | piece | 1
GCVC PD 080.3/21-60 | GCVC PD | 080.3/21-60 | 6171970 | finoox | GCVC 080.3D/2x1-3557-2-D/6/80/2.10/1200/EXS/1/015023 | 12446 | 1 | 2 | 3557 | Axial | 135475 | 136516 | 301.1 | 34360 | 1100 | VT01445U.3 | 2025-07-05 | 2025-02-04 | E | 59.6 | 91.25 | 2025-09-28 | VerticalCompact-BCD_2x1 | 1284 | 800 | 2161 |  |  | 267.3 | 42 | 42 | 800 | EC motor | 5060 | 2 | no | no | D | D | Epoxy coated aluminum | 2025-01-02 | 10 | 6 | yes | piece | 1
GCVC PD 040.2/11-42 | GCVC PD | 040.2/11-42 | 4243774 | finoox | GCVC 040.2B/1x1-1734-W-D/3/24/2.10/720/EXS/1/015023 | 1734 | 1 | 1 | 1734 | Axial | 10748 | 10821 | 2025-01-27 | 3413 | 1310 | VT0605 | 0.196 | 0.85 | D | 41.87 | 73.04 | 2025-04-02 | VerticalCompact-BCD_1x1 | 804 | 476 | 753 |  |  | 41.7 | 16 | 16 | 400 | AC motor | 50 | W | no | no | B | D | Epoxy coated aluminum | 2025-01-02 | 8 | 3 | yes | piece | 1
GCVC PD 040.2/11-42 | GCVC PD | 040.2/11-42 | 4243775 | finoox | GCVC 040.2B/1x1-1734-W-D/4/24/2.10/720/EXS/1/015023 | 1768 | 1 | 1 | 1734 | Axial | 12709 | 12793 | 36.13 | 3297 | 1310 | VT0605 | 0.199 | 0.85 | D | 41.87 | 73.04 | 2025-02-03 | VerticalCompact-BCD_1x1 | 804 | 476 | 753 |  |  | 44.9 | 16 | 16 | 400 | AC motor | 50 | W | no | no | B | D | Epoxy coated aluminum | 2025-01-02 | 12 | 4 | yes | piece | 1
GCVC PD 045.2/14-50 | GCVC PD | 045.2/14-50 | 4249092 | finoox | GCVC 045.2C/1x4-0426-W-D/3/32/2.10/3600/AXS/1/015023 | 5173 | 4 | 1 | 426 | Axial | 72069 | 72041 | 180.66 | 22047 | 1360 | VT0326U | 1635 | 2025-02-02 | D | 50.48 | 82.09 | 2025-05-15 | VerticalCompact-BCD_1x4 | 3684 | 521 | 953 |  |  | 214.5 | 35 | 35 | 450 | AC motor | 50 | W | no | no | C | D | Aluminum | 2025-01-02 | 4 | 3 | yes | piece | 1
GCVC PD 045.2/11-44 | GCVC PD | 045.2/11-44 | 4243826 | finoox | GCVC 045.2B/1x1-0426-W-D/3/24/2.10/720/EXS/1/015023 | 1823 | 1 | 1 | 426 | Axial | 13292 | 13396 | 2025-01-27 | 4855 | 1360 | VT0326U | 0.447 | 2025-02-02 | E | 44.21 | 75.39 | 2025-04-02 | VerticalCompact-BCD_1x1 | 804 | 521 | 753 |  |  | 46.1 | 16 | 16 | 450 | AC motor | 50 | W | no | no | B | D | Epoxy coated aluminum | 2025-01-02 | 8 | 3 | yes | piece | 1
GCVC PD 063.2/13-61 | GCVC PD | 063.2/13-61 | 4252157 | finoox | GCVC 063.2D/1x3-2356-D-D/4/40/2.10/3600/AXS/1/015023 | 9940 | 3 | 1 | 2356 | Axial | 150868 | 149941 | 301.1 | 48960 | 1330 | VT01441 | 7359 | 5 | E | 60.52 | 92.2 | 2025-07-27 | VerticalCompact-BCD_1x3 | 3684 | 606 | 1153 |  |  | 319.8 | 54 | 54 | 630 | AC motor | 50 | D | no | no | D | D | Aluminum | 2025-01-02 | 4 | 4 | yes | piece | 1
GCVC PD 050.2/12-33 | GCVC PD | 050.2/12-33 | 4250444 | finoox | GCVC 050.2D/1x2-2387-L-D/3/40/2.10/2400/AXS/1/015023 | 4083 | 2 | 1 | 2387 | Axial | 31.93 | 31701 | 150.55 | 7311 | 500 | VT01435 | 0.351 | 0.37 | C | 32.96 | 64.48 | 2025-04-12 | VerticalCompact-BCD_1x2 | 2484 | 596 | 1153 |  |  | 161.1 | 22 | 22 | 500 | AC motor | 60 | L | no | no | D | D | Aluminum | 2025-01-02 | 8 | 3 | yes | piece | 1
GCVC PD 045.2/11-49 | GCVC PD | 045.2/11-49 | 4243831 | finoox | GCVC 045.2B/1x1-2409-1-D/4/24/2.10/720/EXS/1/015023 | 2461 | 1 | 1 | 2409 | Axial | 16692 | 2025-08-16 | 36.13 | 5071 | 1500 | VT03007U.1 | 0.54 | 2025-02-02 | E | 48.82 | 80 | 2025-02-03 | VerticalCompact-BCD_1x1 | 804 | 535 | 753 |  |  | 45.6 | 16 | 16 | 450 | EC motor | 5060 | 1 | no | no | B | D | Epoxy coated aluminum | 2025-01-02 | 12 | 4 | yes | piece | 1
GCVC PD 050.2/13-28 | GCVC PD | 050.2/13-28 | 4250708 | finoox | GCVC 050.2D/1x3-2391-L-D/3/40/2.10/3600/AXS/1/015023 | 5985 | 3 | 1 | 2391 | Axial | 44698 | 44647 | 225.82 | 10128 | 520 | VT01437 | 0.301 | 0.18 | B | 27.54 | 59.22 | 2025-06-18 | VerticalCompact-BCD_1x3 | 3684 | 596 | 1153 |  |  | 229.4 | 28 | 28 | 500 | AC motor | 60 | L | no | no | D | D | Aluminum | 2025-01-02 | 6 | 3 | yes | piece | 1
GCVC PD 050.2/21-38 | GCVC PD | 050.2/21-38 | 4244826 | finoox | GCVC 050.2C/2x1-2355-X-D/3/64/2.10/900/AXS/1/015023 | 3957 | 1 | 2 | 2355 | Axial | 34377 | 34542 | 90.33 | 9940 | 810 | VT03093U | 0.579 | 2025-03-01 | D | 38.39 | 69.9 | 2025-03-08 | VerticalCompact-BCD_2x1 | 984 | 800 | 1761 |  |  | 123.9 | 22 | 22 | 500 | AC motor | 60 | X | no | no | C | D | Aluminum | 2025-01-02 | 8 | 3 | yes | piece | 1
GCVC PD 050.2/23-48 | GCVC PD | 050.2/23-48 | 4245281 | finoox | GCVC 050.2C/2x3-2348-S-D/6/64/2.10/2700/EXS/1/015023 | 13210 | 3 | 2 | 2348 | Axial | 167797 | 168242 | 541.97 | 35599 | 1180 | VT03150U | 3299 | 0.9 | D | 47.74 | 79.49 | 48.8 | VerticalCompact-BCD_2x3 | 2784 | 800 | 1761 |  |  | 413.3 | 54 | 54 | 500 | AC motor | 50 | S | no | no | C | D | Epoxy coated aluminum | 2025-01-02 | 6 | 6 | yes | piece | 1
GCVC PD 063.2/13-66 | GCVC PD | 063.2/13-66 | 4252234 | finoox | GCVC 063.2D/1x3-2412-2-D/3/40/2.10/3600/AXS/1/015023 | 12487 | 3 | 1 | 2412 | Axial | 123939 | 122793 | 225.82 | 53181 | 1510 | VT03143U.1 | 9435 | 5 | E | 65.57 | 97.25 | 2025-01-20 | VerticalCompact-BCD_1x3 | 3684 | 611 | 1153 |  |  | 293.6 | 42 | 42 | 630 | EC motor | 5060 | 2 | no | no | D | D | Aluminum | 2025-01-02 | 4 | 3 | yes | piece | 1
GCVC PD 063.2/13-39 | GCVC PD | 063.2/13-39 | 4251384 | finoox | GCVC 063.2C/1x3-2510-1-D/6/32/2.10/2700/AXS/1/015023 | 9500 | 3 | 1 | 2510 | Axial | 70514 | 70844 | 270.99 | 13590 | 695 | VT03145U.1 | 0.552 | 0.9 | B | 38.98 | 70.49 | 2025-06-22 | VerticalCompact-BCD_1x3 | 2784 | 615 | 953 |  |  | 200.2 | 35 | 35 | 630 | EC motor | 5060 | 1 | no | no | C | D | Aluminum | 2025-01-02 | 6 | 6 | yes | piece | 1
GCVC PD 045.2/13-51 | GCVC PD | 045.2/13-51 | 4249080 | finoox | GCVC 045.2C/1x3-2533-1-D/3/32/2.10/2700/AXS/1/015023 | 6026 | 3 | 1 | 2533 | Axial | 57964 | 58043 | 135.49 | 17502 | 1425 | VT03007U.1 | 1343 | 2025-09-01 | D | 51.41 | 82.91 | 2025-05-11 | VerticalCompact-BCD_1x3 | 2784 | 535 | 953 |  |  | 152.9 | 28 | 28 | 450 | EC motor | 5060 | 1 | no | no | C | D | Aluminum | 2025-01-02 | 4 | 3 | yes | piece | 1
GCVC PD 045.2/22-50 | GCVC PD | 045.2/22-50 | 4244572 | finoox | GCVC 045.2C/2x2-2531-1-D/6/64/2.10/1800/AXS/1/015023 | 9496 | 2 | 2 | 2531 | Axial | 97992 | 98685 | 361.32 | 19106 | 1275 | VT03007U.1 | 1333 | 2025-04-01 | D | 50.17 | 81.8 | 31.2 | VerticalCompact-BCD_2x2 | 1884 | 800 | 1761 |  |  | 253.8 | 35 | 35 | 450 | EC motor | 5060 | 1 | no | no | C | D | Aluminum | 2025-01-02 | 8 | 6 | yes | piece | 1
GCVC PD 080.2/22-51 | GCVC PD | 080.2/22-51 | 4248430 | finoox | GCVC 080.2D/2x2-2538-2-D/3/80/2.10/2400/AXS/1/015023 | 20497 | 2 | 2 | 2538 | Axial | 161551 | 162072 | 301.1 | 56822 | 800 | VT03059U.2 | 3943 | 1989-01-01 | D | 50.97 | 82.78 | 31.6 | VerticalCompact-BCD_2x2 | 2484 | 800 | 2161 |  |  | 372.3 | 54 | 54 | 800 | EC motor | 5060 | 2 | no | no | D | D | Aluminum | 2025-01-02 | 4 | 3 | yes | piece | 1
GCVC PD 050.2/21-43 | GCVC PD | 050.2/21-43 | 4245900 | finoox | GCVC 050.2D/2x1-2520-1-D/6/80/2.10/1200/AXS/1/015023 | 7410 | 1 | 2 | 2520 | Axial | 65082 | 65561 | 301.1 | 12014 | 1070 | VT03011U.1 | 0.56 | 2025-04-01 | C | 42.56 | 74.21 | 2025-04-27 | VerticalCompact-BCD_2x1 | 1284 | 800 | 2161 |  |  | 209.4 | 35 | 35 | 500 | EC motor | 5060 | 1 | no | no | D | D | Aluminum | 2025-01-02 | 10 | 6 | yes | piece | 1
GCVC PD 050.2/11-49 | GCVC PD | 050.2/11-49 | 4250332 | finoox | GCVC 050.2D/1x1-2560-2-D/6/40/2.10/1200/AXS/1/015023 | 4141 | 1 | 1 | 2560 | Axial | 40863 | 41.03 | 150.55 | 7972 | 1415 | VT03013U.1 | 0.617 | 2021-01-01 | D | 48.7 | 80.07 | 2025-07-12 | VerticalCompact-BCD_1x1 | 1284 | 607 | 1153 |  |  | 108.7 | 22 | 22 | 500 | EC motor | 5060 | 2 | no | no | D | D | Aluminum | 2025-01-02 | 10 | 6 | yes | piece | 1
GCVC PD 063.2/22-18 | GCVC PD | 063.2/22-18 | 4247598 | finoox | GCVC 063.2D/2x2-2500-1-D/3/80/2.10/2400/AXS/1/015023 | 12954 | 2 | 2 | 2500 | Axial | 52921 | 52898 | 301.1 | 11370 | 310 | VT03145U.1 | 0.092 | 0.13 | A+ | 17.95 | 49.76 | 2025-06-25 | VerticalCompact-BCD_2x2 | 2484 | 800 | 2161 |  |  | 292.9 | 28 | 28 | 630 | EC motor | 5060 | 1 | no | no | D | D | Aluminum | 2025-01-02 | 8 | 3 | yes | piece | 1
GCVC PD 050.2/22-54 | GCVC PD | 050.2/22-54 | 4245236 | finoox | GCVC 050.2C/2x2-2790-K-D/3/64/2.10/1800/AXS/1/015023 | 6411 | 2 | 2 | 2790 | Axial | 98382 | 98461 | 180.66 | 35829 | 1640 | VT03150U | 3969 | 1964-01-01 | E | 54.05 | 85.68 | 17 | VerticalCompact-BCD_2x2 | 1884 | 800 | 1761 |  |  | 226.4 | 35 | 35 | 500 | AC motor | 60 | K | no | no | C | D | Aluminum | 2025-01-02 | 6 | 3 | yes | piece | 1
GCVC PD 040.2/12-45 | GCVC PD | 040.2/12-45 | 4243794 | finoox | GCVC 040.2B/1x2-1735-X-D/3/24/2.10/1440/EXS/1/015023 | 2559 | 2 | 1 | 1735 | Axial | 23338 | 23342 | 54.2 | 7559 | 1450 | VT0605 | 0.527 | 2025-01-01 | D | 44.78 | 76.05 | 2025-06-04 | VerticalCompact-BCD_1x2 | 1524 | 476 | 753 |  |  | 74 | 18 | 18 | 400 | AC motor | 60 | X | no | no | B | D | Epoxy coated aluminum | 2025-01-02 | 8 | 3 | yes | piece | 1
GCVC PD 050.2/13-39 | GCVC PD | 050.2/13-39 | 4249656 | finoox | GCVC 050.2C/1x3-2332-D-D/6/32/2.10/2700/AXS/1/015023 | 6227 | 3 | 1 | 2332 | Axial | 70154 | 70485 | 270.99 | 13499 | 850 | VT01435 | 0.819 | 0.74 | C | 39.43 | 70.94 | 2025-06-22 | VerticalCompact-BCD_1x3 | 2784 | 596 | 953 |  |  | 212.4 | 35 | 35 | 500 | AC motor | 50 | D | no | no | C | D | Aluminum | 2025-01-02 | 6 | 6 | yes | piece | 1
GCVC PD 050.2/22-32 | GCVC PD | 050.2/22-32 | 4246024 | finoox | GCVC 050.2D/2x2-2385-J-D/3/80/2.10/2400/AXS/1/015023 | 7804 | 2 | 2 | 2385 | Axial | 57407 | 57363 | 301.1 | 12655 | 430 | VT01435 | 0.529 | 0.32 | C | 32.19 | 64 | 2025-06-25 | VerticalCompact-BCD_2x2 | 2484 | 800 | 2161 |  |  | 309 | 28 | 28 | 500 | AC motor | 60 | J | no | no | D | D | Aluminum | 2025-01-02 | 8 | 3 | yes | piece | 1
GCVC PD 050.2/12-43 | GCVC PD | 050.2/12-43 | 4250442 | finoox | GCVC 050.2D/1x2-2386-K-D/4/40/2.10/2400/EXS/1/015023 | 4813 | 2 | 1 | 2386 | Axial | 53637 | 53561 | 200.73 | 12526 | 910 | VT01435 | 0.785 | 0.92 | D | 43.31 | 74.84 | 2025-08-16 | VerticalCompact-BCD_1x2 | 2484 | 596 | 1153 |  |  | 176.3 | 28 | 28 | 500 | AC motor | 60 | K | no | no | D | D | Epoxy coated aluminum | 2025-01-02 | 8 | 4 | yes | piece | 1
GCVC PD 063.2/24-58 | GCVC PD | 063.2/24-58 | 4247052 | finoox | GCVC 063.2C/2x4-2357-S-D/3/64/2.10/3600/AXS/1/015023 | 19694 | 4 | 2 | 2357 | Axial | 194401 | 193026 | 361.32 | 81017 | 1040 | VT01441 | 12464 | 3 | E | 57.69 | 89.55 | 34.6 | VerticalCompact-BCD_2x4 | 3684 | 800 | 1761 |  |  | 582.1 | 54 | 54 | 630 | AC motor | 50 | S | no | no | C | D | Aluminum | 2025-01-02 | 4 | 3 | yes | piece | 1
GCVC PD 050.2/24-26 | GCVC PD | 050.2/24-26 | 4245571 | finoox | GCVC 050.2C/2x4-2389-J-D/4/64/2.10/3600/AXS/1/015023 | 12544 | 4 | 2 | 2389 | Axial | 93.14 | 93205 | 481.75 | 18972 | 450 | VT01437 | 0.658 | 0.17 | B | 26.15 | 58.01 | 40.1 | VerticalCompact-BCD_2x4 | 3684 | 800 | 1761 |  |  | 441.1 | 35 | 35 | 500 | AC motor | 60 | J | no | no | C | D | Aluminum | 2025-01-02 | 6 | 4 | yes | piece | 1
GCVC PD 063.2/23-48 | GCVC PD | 063.2/23-48 | 4246902 | finoox | GCVC 063.2C/2x3-2413-2-D/3/64/2.10/2700/AXS/1/015023 | 17731 | 3 | 2 | 2413 | Axial | 150615 | 151324 | 270.99 | 56202 | 1000 | VT03144U.1 | 3948 | 2025-01-01 | D | 47.86 | 79.61 | 2025-07-27 | VerticalCompact-BCD_2x3 | 2784 | 800 | 1761 |  |  | 336.9 | 54 | 54 | 630 | EC motor | 5060 | 2 | no | no | C | D | Aluminum | 2025-01-02 | 4 | 3 | yes | piece | 1
GCVC PD 050.2/12-25 | GCVC PD | 050.2/12-25 | 4249518 | finoox | GCVC 050.2C/1x2-2391-L-D/3/32/2.10/1800/AXS/1/015023 | 3319 | 2 | 1 | 2391 | Axial | 24211 | 24205 | 90.33 | 5920 | 520 | VT01437 | 0.205 | 0.18 | B | 2025-06-24 | 55.99 | 2025-05-07 | VerticalCompact-BCD_1x2 | 1884 | 596 | 953 |  |  | 112.1 | 18 | 18 | 500 | AC motor | 60 | L | no | no | C | D | Aluminum | 2025-01-02 | 8 | 3 | yes | piece | 1
GCVC PD 050.2/23-44 | GCVC PD | 050.2/23-44 | 4246257 | finoox | GCVC 050.2D/2x3-2355-X-D/6/80/2.10/3600/EXS/1/015023 | 17672 | 3 | 2 | 2355 | Axial | 171.42 | 172094 | 903.29 | 31441 | 810 | VT03093U | 1721 | 2025-03-01 | C | 43.73 | 75.69 | 78.2 | VerticalCompact-BCD_2x3 | 3684 | 800 | 2161 |  |  | 582.3 | 54 | 54 | 500 | AC motor | 60 | X | no | no | D | D | Epoxy coated aluminum | 2025-01-02 | 6 | 6 | yes | piece | 1
GCVC PD 050.2/12-39 | GCVC PD | 050.2/12-39 | 4249473 | finoox | GCVC 050.2C/1x2-2355-X-D/3/32/2.10/1800/EXS/1/015023 | 3465 | 2 | 1 | 2355 | Axial | 33052 | 33004 | 90.33 | 9940 | 810 | VT03093U | 0.579 | 2025-03-01 | D | 38.52 | 69.9 | 2025-06-07 | VerticalCompact-BCD_1x2 | 1884 | 569 | 953 |  |  | 114.1 | 22 | 22 | 500 | AC motor | 60 | X | no | no | C | D | Epoxy coated aluminum | 2025-01-02 | 8 | 3 | yes | piece | 1
GCVC PD 063.2/13-32 | GCVC PD | 063.2/13-32 | 4251301 | finoox | GCVC 063.2C/1x3-2400-K-D/4/32/2.10/2700/EXS/1/015023 | 7042 | 3 | 1 | 2400 | Axial | 51674 | 51.71 | 180.66 | 12110 | 490 | VT01442 | 0.493 | 0.34 | C | 32 | 63.51 | 15 | VerticalCompact-BCD_1x3 | 2784 | 598 | 953 |  |  | 183.8 | 28 | 28 | 630 | AC motor | 60 | K | no | no | C | D | Epoxy coated aluminum | 2025-01-02 | 6 | 4 | yes | piece | 1
GCVC PD 080.2/13-37 | GCVC PD | 080.2/13-37 | 4253022 | finoox | GCVC 080.2D/1x3-2485-1-D/3/40/2.10/3600/AXS/1/015023 | 10489 | 3 | 1 | 2485 | Axial | 90174 | 90.14 | 225.82 | 27608 | 535 | VT03061U.1 | 0.868 | 1935-01-01 | C | 36.67 | 68.35 | 2025-03-19 | VerticalCompact-BCD_1x3 | 3684 | 608 | 1153 |  |  | 244.3 | 35 | 35 | 800 | EC motor | 5060 | 1 | no | no | D | D | Aluminum | 2025-01-02 | 4 | 3 | yes | piece | 1
GCVC PD 063.2/12-62 | GCVC PD | 063.2/12-62 | 4251199 | finoox | GCVC 063.2C/1x2-2549-2-D/4/32/2.10/1800/EXS/1/015023 | 8569 | 2 | 1 | 2549 | Axial | 65056 | 65209 | 120.44 | 22125 | 1210 | VT03143U.1 | 3531 | 1986-02-01 | E | 61.63 | 93.03 | 2025-09-10 | VerticalCompact-BCD_1x2 | 1884 | 611 | 953 |  |  | 163.9 | 35 | 35 | 630 | EC motor | 5060 | 2 | no | no | C | D | Epoxy coated aluminum | 2025-01-02 | 6 | 4 | yes | piece | 1
GCVC PD 063.2/13-44 | GCVC PD | 063.2/13-44 | 4251444 | finoox | GCVC 063.2C/1x3-2557-2-D/6/32/2.10/2700/AXS/1/015023 | 10348 | 3 | 1 | 2557 | Axial | 95793 | 96089 | 270.99 | 21135 | 900 | VT03144U.1 | 2025-06-01 | 0.85 | D | 44.24 | 75.75 | 2025-06-22 | VerticalCompact-BCD_1x3 | 2784 | 623 | 953 |  |  | 212.8 | 35 | 35 | 630 | EC motor | 5060 | 2 | no | no | C | D | Aluminum | 2025-01-02 | 6 | 6 | yes | piece | 1
GCVC PD 063.2/11-29 | GCVC PD | 063.2/11-29 | 4251816 | finoox | GCVC 063.2D/1x1-2509-1-D/6/40/2.10/1200/AXS/1/015023 | 4957 | 1 | 1 | 2509 | Axial | 30511 | 30784 | 150.55 | 5568 | 655 | VT03145U.1 | 0.14 | 0.75 | A | 2025-07-29 | 60.44 | 2025-07-12 | VerticalCompact-BCD_1x1 | 1284 | 615 | 1153 |  |  | 105 | 22 | 22 | 630 | EC motor | 5060 | 1 | no | no | D | D | Aluminum | 2025-01-02 | 10 | 6 | yes | piece | 1
GCVC PD 045.2/12-48 | GCVC PD | 045.2/12-48 | 4243931 | finoox | GCVC 045.2B/1x2-2531-1-D/4/24/2.10/1440/EXS/1/015023 | 4161 | 2 | 1 | 2531 | Axial | 30459 | 30525 | 72.26 | 8501 | 1275 | VT03007U.1 | 0.668 | 2025-04-01 | D | 48.41 | 79.69 | 2025-01-06 | VerticalCompact-BCD_1x2 | 1524 | 535 | 753 |  |  | 81.6 | 22 | 22 | 450 | EC motor | 5060 | 1 | no | no | B | D | Epoxy coated aluminum | 2025-01-02 | 8 | 4 | yes | piece | 1
GCVC PD 045.2/11-35 | GCVC PD | 045.2/11-35 | 4248852 | finoox | GCVC 045.2C/1x1-2525-1-D/3/32/2.10/900/AXS/1/015023 | 2642 | 1 | 1 | 2525 | Axial | 2025-04-13 | 13085 | 45.16 | 3329 | 825 | VT03007U.1 | 0.096 | 0.47 | B | 34.96 | 66.22 | 2025-09-03 | VerticalCompact-BCD_1x1 | 984 | 535 | 953 |  |  | 57.5 | 16 | 16 | 450 | EC motor | 5060 | 1 | no | no | C | D | Aluminum | 2025-01-02 | 12 | 3 | yes | piece | 1
GCVC PD 050.2/13-47 | GCVC PD | 050.2/13-47 | 4244385 | finoox | GCVC 050.2B/1x3-2522-1-D/4/24/2.10/2160/AXS/1/015023 | 5919 | 3 | 1 | 2522 | Axial | 51.72 | 51804 | 108.39 | 15463 | 1200 | VT03011U.1 | 1311 | 2025-09-01 | D | 47.08 | 78.46 | 2025-02-09 | VerticalCompact-BCD_1x3a | 2244 | 586 | 753 |  |  | 123.3 | 28 | 28 | 500 | EC motor | 5060 | 1 | no | no | B | D | Aluminum | 2025-01-02 | 6 | 4 | yes | piece | 1
GCVC PD 063.2/24-64 | GCVC PD | 063.2/24-64 | 4247192 | finoox | GCVC 063.2C/2x4-2547-2-D/3/64/2.10/3600/AXS/1/015023 | 29689 | 4 | 2 | 2547 | Axial | 195377 | 193875 | 361.32 | 82008 | 1055 | VT03143U.1 | 9409 | 2025-01-02 | E | 63.69 | 95.55 | 34.6 | VerticalCompact-BCD_2x4 | 3684 | 800 | 1761 |  |  | 578.9 | 54 | 54 | 630 | EC motor | 5060 | 2 | no | no | C | D | Aluminum | 2025-01-02 | 4 | 3 | yes | piece | 1
GCVC PD 050.2/11-50 | GCVC PD | 050.2/11-50 | 4249390 | finoox | GCVC 050.2C/1x1-2561-2-D/3/32/2.10/900/AXS/1/015023 | 3097 | 1 | 1 | 2561 | Axial | 23656 | 23806 | 45.16 | 8244 | 1505 | VT03013U.1 | 0.752 | 1938-01-01 | E | 49.83 | 81.11 | 4 | VerticalCompact-BCD_1x1 | 984 | 607 | 953 |  |  | 63.9 | 18 | 18 | 500 | EC motor | 5060 | 2 | no | no | C | D | Aluminum | 2025-01-02 | 8 | 3 | yes | piece | 1
GCVC PD 080.3/23-54 | GCVC PD | 080.3/23-54 | 6128143 | finoox | GCVC 080.3D/2x3-3562-2-D/4/80/2.10/3600/EXS/1/015023 | 35329 | 3 | 2 | 3562 | Axial | 268357 | 267305 | 602.19 | 82690 | 800 | VT01445U.3 | 6525 | 1985-01-01 | D | 54.22 | 86.18 | 58.2 | VerticalCompact-BCD_2x3 | 3684 | 800 | 2161 |  |  | 645.3 | 64 | 64 | 800 | EC motor | 5060 | 2 | no | no | D | D | Epoxy coated aluminum | 2025-01-02 | 4 | 4 | yes | piece | 1
GCVC PD 050.2/21-32 | GCVC PD | 050.2/21-32 | 4245728 | finoox | GCVC 050.2D/2x1-2333-S-D/4/80/2.10/1200/EXS/1/015023 | 5436 | 1 | 2 | 2333 | Axial | 37482 | 37634 | 200.73 | 7575 | 530 | VT01435 | 0.296 | 0.35 | B | 2025-05-31 | 63.15 | 2025-02-17 | VerticalCompact-BCD_2x1 | 1284 | 800 | 2161 |  |  | 185.6 | 22 | 22 | 500 | AC motor | 50 | S | no | no | D | D | Epoxy coated aluminum | 2025-01-02 | 10 | 4 | yes | piece | 1
GCVC PD 050.2/11-41 | GCVC PD | 050.2/11-41 | 4244043 | finoox | GCVC 050.2B/1x1-2386-K-D/3/24/2.10/720/EXS/1/015023 | 1900 | 1 | 1 | 2386 | Axial | 13072 | 13174 | 2025-01-27 | 4716 | 910 | VT01435 | 0.436 | 0.92 | E | 40.51 | 71.7 | 2025-04-02 | VerticalCompact-BCD_1x1 | 804 | 596 | 753 |  |  | 49.1 | 16 | 16 | 500 | AC motor | 60 | K | no | no | B | D | Epoxy coated aluminum | 2025-01-02 | 8 | 3 | yes | piece | 1
GCVC PD 050.2/11-30 | GCVC PD | 050.2/11-30 | 4250204 | finoox | GCVC 050.2D/1x1-2387-L-D/3/40/2.10/1200/AXS/1/015023 | 2520 | 1 | 1 | 2387 | Axial | 16118 | 16109 | 75.27 | 3655 | 500 | VT01435 | 0.175 | 0.37 | C | 2025-11-30 | 61.47 | 2025-03-06 | VerticalCompact-BCD_1x1 | 1284 | 596 | 1153 |  |  | 86.5 | 16 | 16 | 500 | AC motor | 60 | L | no | no | D | D | Aluminum | 2025-01-02 | 10 | 3 | yes | piece | 1
GCVC PD 045.2/12-51 | GCVC PD | 045.2/12-51 | 4248923 | finoox | GCVC 045.2C/1x2-2409-1-D/6/32/2.10/1800/EXS/1/015023 | 5628 | 2 | 1 | 2409 | Axial | 54.55 | 54758 | 180.66 | 11289 | 1500 | VT03007U.1 | 1064 | 2025-02-02 | D | 51.05 | 82.44 | 2025-01-15 | VerticalCompact-BCD_1x2 | 1884 | 535 | 953 |  |  | 131.1 | 28 | 28 | 450 | EC motor | 5060 | 1 | no | no | C | D | Epoxy coated aluminum | 2025-01-02 | 8 | 6 | yes | piece | 1
GCVC PD 050.2/23-41 | GCVC PD | 050.2/23-41 | 4245303 | finoox | GCVC 050.2C/2x3-2355-X-D/6/64/2.10/2700/EXS/1/015023 | 12799 | 3 | 2 | 2355 | Axial | 130464 | 131134 | 541.97 | 25084 | 810 | VT03093U | 1977-01-01 | 2025-03-01 | D | 40.58 | 72.33 | 46.3 | VerticalCompact-BCD_2x3 | 2784 | 800 | 1761 |  |  | 399.2 | 42 | 42 | 500 | AC motor | 60 | X | no | no | C | D | Epoxy coated aluminum | 2025-01-02 | 6 | 6 | yes | piece | 1
GCVC PD 050.2/22-46 | GCVC PD | 050.2/22-46 | 4245134 | finoox | GCVC 050.2C/2x2-2421-1-D/3/64/2.10/1800/AXS/1/015023 | 8540 | 2 | 2 | 2421 | Axial | 82219 | 82343 | 180.66 | 25929 | 1150 | VT03011U.1 | 1411 | 1975-01-01 | D | 46.03 | 77.66 | 17 | VerticalCompact-BCD_2x2 | 1884 | 800 | 1761 |  |  | 208 | 35 | 35 | 500 | EC motor | 5060 | 1 | no | no | C | D | Aluminum | 2025-01-02 | 6 | 3 | yes | piece | 1
GCVC PD 063.2/11-39 | GCVC PD | 063.2/11-39 | 4251039 | finoox | GCVC 063.2C/1x1-2558-2-D/3/32/2.10/900/EXS/1/015023 | 4073 | 1 | 1 | 2558 | Axial | 23703 | 23835 | 45.16 | 8873 | 950 | VT03144U.1 | 0.567 | 1 | D | 39.43 | 70.7 | 4 | VerticalCompact-BCD_1x1 | 984 | 623 | 953 |  |  | 64.4 | 18 | 18 | 630 | EC motor | 5060 | 2 | no | no | C | D | Epoxy coated aluminum | 2025-01-02 | 8 | 3 | yes | piece | 1
GCVC PD 045.2/11-44 | GCVC PD | 045.2/11-44 | 4248889 | finoox | GCVC 045.2C/1x1-2531-1-D/4/32/2.10/900/AXS/1/015023 | 2732 | 1 | 1 | 2531 | Axial | 2025-07-20 | 20803 | 60.22 | 5075 | 1275 | VT03007U.1 | 0.328 | 2025-04-01 | D | 44.39 | 75.65 | 2025-02-05 | VerticalCompact-BCD_1x1 | 984 | 535 | 953 |  |  | 62 | 18 | 18 | 450 | EC motor | 5060 | 1 | no | no | C | D | Aluminum | 2025-01-02 | 8 | 4 | yes | piece | 1
GCVC PD 080.2/21-35 | GCVC PD | 080.2/21-35 | 4248061 | finoox | GCVC 080.2D/2x1-2484-1-D/4/80/2.10/1200/AXS/1/015023 | 8294 | 1 | 2 | 2484 | Axial | 67472 | 67686 | 200.73 | 16154 | 505 | VT03061U.1 | 0.501 | 2015-01-01 | B | 34.5 | 66.15 | 2025-04-19 | VerticalCompact-BCD_2x1 | 1284 | 800 | 2161 |  |  | 192.5 | 35 | 35 | 800 | EC motor | 5060 | 1 | no | no | D | D | Aluminum | 2025-01-02 | 10 | 4 | yes | piece | 1
GCVC PD 050.2/12-43 | GCVC PD | 050.2/12-43 | 4249599 | finoox | GCVC 050.2C/1x2-2520-1-D/3/32/2.10/1800/EXS/1/015023 | 4536 | 2 | 1 | 2520 | Axial | 36065 | 35998 | 90.33 | 11639 | 1070 | VT03011U.1 | 0.573 | 2025-04-01 | D | 42.57 | 73.96 | 2025-06-07 | VerticalCompact-BCD_1x2 | 1884 | 586 | 953 |  |  | 107.9 | 22 | 22 | 500 | EC motor | 5060 | 1 | no | no | C | D | Epoxy coated aluminum | 2025-01-02 | 8 | 3 | yes | piece | 1
GCVC PD 050.2/21-39 | GCVC PD | 050.2/21-39 | 4245881 | finoox | GCVC 050.2D/2x1-2517-1-D/4/80/2.10/1200/AXS/1/015023 | 6285 | 1 | 2 | 2517 | Axial | 48192 | 48348 | 200.73 | 10209 | 880 | VT03011U.1 | 0.314 | 0.84 | B | 38.64 | 70.29 | 2025-01-18 | VerticalCompact-BCD_2x1 | 1284 | 800 | 2161 |  |  | 177 | 28 | 28 | 500 | EC motor | 5060 | 1 | no | no | D | D | Aluminum | 2025-01-02 | 10 | 4 | yes | piece | 1
GCVC PD 063.2/22-44 | GCVC PD | 063.2/22-44 | 4246824 | finoox | GCVC 063.2C/2x2-2556-2-D/6/64/2.10/1800/AXS/1/015023 | 14633 | 2 | 2 | 2556 | Axial | 124463 | 124987 | 361.32 | 26479 | 850 | VT03144U.1 | 1808 | 0.77 | D | 44.24 | 75.87 | 32.4 | VerticalCompact-BCD_2x2 | 1884 | 800 | 1761 |  |  | 283.1 | 42 | 42 | 630 | EC motor | 5060 | 2 | no | no | C | D | Aluminum | 2025-01-02 | 8 | 6 | yes | piece | 1
GCVC PD 045.2/21-40 | GCVC PD | 045.2/21-40 | 4244451 | finoox | GCVC 045.2C/2x1-2526-1-D/4/64/2.10/900/AXS/1/015023 | 4848 | 1 | 2 | 2526 | Axial | 31867 | 32026 | 120.44 | 7079 | 900 | VT03007U.1 | 0.245 | 0.58 | B | 39.58 | 71.09 | 2025-07-10 | VerticalCompact-BCD_2x1 | 984 | 800 | 1761 |  |  | 123 | 22 | 22 | 450 | EC motor | 5060 | 1 | no | no | C | D | Aluminum | 2025-01-02 | 12 | 4 | yes | piece | 1
GCVC PD 050.2/13-30 | GCVC PD | 050.2/13-30 | 4249784 | finoox | GCVC 050.2C/1x3-2512-1-D/3/32/2.10/2700/AXS/1/015023 | 6502 | 3 | 1 | 2512 | Axial | 36514 | 36477 | 135.49 | 9028 | 565 | VT03011U.1 | 0.156 | 0.28 | A | 30.25 | 61.75 | 2025-01-11 | VerticalCompact-BCD_1x3 | 2784 | 586 | 953 |  |  | 157.4 | 22 | 22 | 500 | EC motor | 5060 | 1 | no | no | C | D | Aluminum | 2025-01-02 | 6 | 3 | yes | piece | 1
GCVC PD 050.2/24-34 | GCVC PD | 050.2/24-34 | 4245617 | finoox | GCVC 050.2C/2x4-2512-1-D/6/64/2.10/3600/EXS/1/015023 | 21215 | 4 | 2 | 2512 | Axial | 119998 | 120602 | 722.63 | 21278 | 565 | VT03011U.1 | 0.437 | 0.28 | A+ | 34.01 | 65.87 | 60.1 | VerticalCompact-BCD_2x4 | 3684 | 800 | 1761 |  |  | 494.8 | 42 | 42 | 500 | EC motor | 5060 | 1 | no | no | C | D | Epoxy coated aluminum | 2025-01-02 | 6 | 6 | yes | piece | 1
GCVC PD 045.2/12-45 | GCVC PD | 045.2/12-45 | 4248970 | finoox | GCVC 045.2C/1x2-2529-1-D/4/32/2.10/1800/EXS/1/015023 | 4871 | 2 | 1 | 2529 | Axial | 37248 | 37279 | 120.44 | 8918 | 1125 | VT03007U.1 | 0.458 | 1 | C | 44.55 | 75.94 | 10 | VerticalCompact-BCD_1x2 | 1884 | 535 | 953 |  |  | 113.1 | 22 | 22 | 450 | EC motor | 5060 | 1 | no | no | C | D | Epoxy coated aluminum | 2025-01-02 | 8 | 4 | yes | piece | 1
GCVC PD 080.3/11-56 | GCVC PD | 080.3/11-56 | 6118627 | finoox | GCVC 080.3D/1x1-3557-2-D/4/40/2.10/1200/AXS/1/015023 | 5835 | 1 | 1 | 3557 | Axial | 58668 | 58943 | 100.37 | 19382 | 1100 | VT01445U.3 | 2766 | 2025-02-04 | E | 55.77 | 87.14 | 2025-01-09 | VerticalCompact-BCD_1x1 | 1284 | 620 | 1153 |  |  | 117.9 | 28 | 28 | 800 | EC motor | 5060 | 2 | no | no | D | D | Aluminum | 2025-01-02 | 8 | 4 | yes | piece | 1
GCVC PD 080.3/13-53 | GCVC PD | 080.3/13-53 | 6108513 | finoox | GCVC 080.3D/1x3-3560-2-D/6/40/2.10/3600/EXS/1/015023 | 17400 | 3 | 1 | 3560 | Axial | 196781 | 197686 | 451.65 | 50435 | 990 | VT01445U.3 | 6358 | 2025-01-03 | E | 53.32 | 85 | 39.4 | VerticalCompact-BCD_1x3 | 3684 | 620 | 1153 |  |  | 375.6 | 54 | 54 | 800 | EC motor | 5060 | 2 | no | no | D | D | Epoxy coated aluminum | 2025-01-02 | 4 | 6 | yes | piece | 1
GCVC PD 050.2/14-33 | GCVC PD | 050.2/14-33 | 4249897 | finoox | GCVC 050.2C/1x4-2333-S-D/4/32/2.10/3600/AXS/1/015023 | 6572 | 4 | 1 | 2333 | Axial | 60766 | 60959 | 240.88 | 12999 | 530 | VT01435 | 0.597 | 0.35 | C | 32.54 | 64.17 | 2025-06-19 | VerticalCompact-BCD_1x4 | 3684 | 596 | 953 |  |  | 242.1 | 28 | 28 | 500 | AC motor | 50 | S | no | no | C | D | Aluminum | 2025-01-02 | 4 | 4 | yes | piece | 1
GCVC PD 050.2/21-50 | GCVC PD | 050.2/21-50 | 4245757 | finoox | GCVC 050.2D/2x1-2349-I-D/3/80/2.10/1200/EXS/1/015023 | 5094 | 1 | 2 | 2349 | Axial | 61036 | 61032 | 150.55 | 19146 | 1590 | VT03150U | 1622 | 2025-07-01 | E | 50.08 | 81.73 | 14 | VerticalCompact-BCD_2x1 | 1284 | 800 | 2161 |  |  | 171.6 | 28 | 28 | 500 | AC motor | 60 | I | no | no | D | D | Epoxy coated aluminum | 2025-01-02 | 10 | 3 | yes | piece | 1
GCVC PD 080.2/21-45 | GCVC PD | 080.2/21-45 | 4248046 | finoox | GCVC 080.2D/2x1-2449-2-D/4/80/2.10/1200/EXS/1/015023 | 9356 | 1 | 2 | 2449 | Axial | 88563 | 88667 | 200.73 | 25827 | 770 | VT03060U.1 | 1739 | 2025-05-01 | D | 44.87 | 76.52 | 2025-04-19 | VerticalCompact-BCD_2x1 | 1284 | 800 | 2161 |  |  | 198.3 | 35 | 35 | 800 | EC motor | 5060 | 2 | no | no | D | D | Epoxy coated aluminum | 2025-01-02 | 10 | 4 | yes | piece | 1
GCVC PD 063.2/23-64 | GCVC PD | 063.2/23-64 | 4247750 | finoox | GCVC 063.2D/2x3-2356-D-D/6/80/2.10/3600/AXS/1/015023 | 24226 | 3 | 2 | 2356 | Axial | 380.21 | 381341 | 903.29 | 89801 | 1330 | VT01441 | 15.17 | 5 | E | 63.64 | 95.6 | 86.5 | VerticalCompact-BCD_2x3 | 3684 | 800 | 2161 |  |  | 720.1 | 76.1 | 76.1 | 630 | AC motor | 50 | D | no | no | D | D | Aluminum | 2025-01-02 | 4 | 6 | yes | piece | 1
GCVC PD 045.2/22-54 | GCVC PD | 045.2/22-54 | 4244512 | finoox | GCVC 045.2C/2x2-2409-1-D/6/64/2.10/1800/AXS/1/015023 | 9581 | 2 | 2 | 2409 | Axial | 111293 | 111798 | 361.32 | 22579 | 1500 | VT03007U.1 | 2128 | 2025-02-02 | D | 53.82 | 85.45 | 32.4 | VerticalCompact-BCD_2x2 | 1884 | 800 | 1761 |  |  | 256 | 42 | 42 | 450 | EC motor | 5060 | 1 | no | no | C | D | Aluminum | 2025-01-02 | 8 | 6 | yes | piece | 1
GCVC PD 050.2/22-26 | GCVC PD | 050.2/22-26 | 4245115 | finoox | GCVC 050.2C/2x2-2391-L-D/6/64/2.10/1800/EXS/1/015023 | 8621 | 2 | 2 | 2391 | Axial | 57469 | 57866 | 361.32 | 10071 | 520 | VT01437 | 0.418 | 0.18 | B | 26.48 | 58.11 | 2025-01-30 | VerticalCompact-BCD_2x2 | 1884 | 800 | 1761 |  |  | 269.4 | 28 | 28 | 500 | AC motor | 60 | L | no | no | C | D | Epoxy coated aluminum | 2025-01-02 | 8 | 6 | yes | piece | 1
GCVC PD 050.2/23-42 | GCVC PD | 050.2/23-42 | 4245302 | finoox | GCVC 050.2C/2x3-2355-X-D/4/64/2.10/2700/EXS/1/015023 | 10593 | 3 | 2 | 2355 | Axial | 113752 | 113728 | 361.32 | 28214 | 810 | VT03093U | 1749 | 2025-03-01 | D | 41.99 | 73.74 | 32.1 | VerticalCompact-BCD_2x3 | 2784 | 800 | 1761 |  |  | 346 | 42 | 42 | 500 | AC motor | 60 | X | no | no | C | D | Epoxy coated aluminum | 2025-01-02 | 6 | 4 | yes | piece | 1
GCVC PD 050.2/22-52 | GCVC PD | 050.2/22-52 | 4245982 | finoox | GCVC 050.2D/2x2-2347-D-D/3/80/2.10/2400/AXS/1/015023 | 7928 | 2 | 2 | 2347 | Axial | 115125 | 115054 | 301.1 | 34138 | 1390 | VT03150U | 2552 | 1941-01-01 | D | 52.12 | 83.93 | 2025-04-28 | VerticalCompact-BCD_2x2 | 2484 | 800 | 2161 |  |  | 311.4 | 42 | 42 | 500 | AC motor | 50 | D | no | no | D | D | Aluminum | 2025-01-02 | 6 | 3 | yes | piece | 1
GCVC PD 063.2/12-33 | GCVC PD | 063.2/12-33 | 4252068 | finoox | GCVC 063.2D/1x2-2510-1-D/6/40/2.10/2400/AXS/1/015023 | 8338 | 2 | 1 | 2510 | Axial | 64046 | 64391 | 301.1 | 11831 | 695 | VT03145U.1 | 0.328 | 0.9 | A | 33.14 | 64.66 | 2025-06-24 | VerticalCompact-BCD_1x2 | 2484 | 615 | 1153 |  |  | 197.1 | 28 | 28 | 630 | EC motor | 5060 | 1 | no | no | D | D | Aluminum | 2025-01-02 | 8 | 6 | yes | piece | 1
GCVC PD 063.2/12-24 | GCVC PD | 063.2/12-24 | 4252034 | finoox | GCVC 063.2D/1x2-2504-1-D/4/40/2.10/2400/EXS/1/015023 | 7497 | 2 | 1 | 2504 | Axial | 40405 | 40435 | 200.73 | 8351 | 460 | VT03145U.1 | 0.108 | 0.3 | A+ | 2025-04-24 | 55.57 | 2025-03-16 | VerticalCompact-BCD_1x2 | 2484 | 615 | 1153 |  |  | 167.4 | 22 | 22 | 630 | EC motor | 5060 | 1 | no | no | D | D | Epoxy coated aluminum | 2025-01-02 | 8 | 4 | yes | piece | 1
GCVC PD 063.2/24-36 | GCVC PD | 063.2/24-36 | 4247165 | finoox | GCVC 063.2C/2x4-2507-1-D/3/64/2.10/3600/EXS/1/015023 | 21086 | 4 | 2 | 2507 | Axial | 126004 | 125879 | 361.32 | 36461 | 580 | VT03145U.1 | 0.83 | 0.55 | B | 35.73 | 67.59 | 32 | VerticalCompact-BCD_2x4 | 3684 | 800 | 1761 |  |  | 396.4 | 42 | 42 | 630 | EC motor | 5060 | 1 | no | no | C | D | Epoxy coated aluminum | 2025-01-02 | 4 | 3 | yes | piece | 1
GCVC PD 063.2/21-16 | GCVC PD | 063.2/21-16 | 4247354 | finoox | GCVC 063.2D/2x1-2500-1-D/6/80/2.10/1200/AXS/1/015023 | 9237 | 1 | 2 | 2500 | Axial | 30359 | 30648 | 301.1 | 4997 | 310 | VT03145U.1 | 0.049 | 0.13 | A+ | 15.92 | 47.57 | 2025-03-25 | VerticalCompact-BCD_2x1 | 1284 | 800 | 2161 |  |  | 208.6 | 22 | 22 | 630 | EC motor | 5060 | 1 | no | no | D | D | Aluminum | 2025-01-02 | 12 | 6 | yes | piece | 1
GCVC PD 050.2/13-31 | GCVC PD | 050.2/13-31 | 4250741 | finoox | GCVC 050.2D/1x3-2512-1-D/3/40/2.10/3600/EXS/1/015023 | 8106 | 3 | 1 | 2512 | Axial | 43501 | 43444 | 225.82 | 9929 | 565 | VT03011U.1 | 0.147 | 0.28 | A+ | 30.87 | 62.55 | 2025-06-18 | VerticalCompact-BCD_1x3 | 3684 | 586 | 1153 |  |  | 222.2 | 28 | 28 | 500 | EC motor | 5060 | 1 | no | no | D | D | Epoxy coated aluminum | 2025-01-02 | 6 | 3 | yes | piece | 1
GCVC PD 045.2/14-46 | GCVC PD | 045.2/14-46 | 4249144 | finoox | GCVC 045.2C/1x4-2528-1-D/4/32/2.10/3600/EXS/1/015023 | 8632 | 4 | 1 | 2528 | Axial | 71341 | 71288 | 240.88 | 16608 | 1050 | VT03007U.1 | 0.753 | 0.84 | C | 45.83 | 77.45 | 2025-02-20 | VerticalCompact-BCD_1x4 | 3684 | 535 | 953 |  |  | 217 | 35 | 35 | 450 | EC motor | 5060 | 1 | no | no | C | D | Epoxy coated aluminum | 2025-01-02 | 4 | 4 | yes | piece | 1
GCVC PD 050.2/24-39 | GCVC PD | 050.2/24-39 | 4245495 | finoox | GCVC 050.2C/2x4-2336-D-D/4/64/2.10/3600/AXS/1/015023 | 12704 | 4 | 2 | 2336 | Axial | 130148 | 130402 | 481.75 | 28484 | 660 | VT01437 | 2025-01-01 | 0.33 | B | 38.85 | 70.71 | 41.4 | VerticalCompact-BCD_2x4 | 3684 | 800 | 1761 |  |  | 443.3 | 42 | 42 | 500 | AC motor | 50 | D | no | no | C | D | Aluminum | 2025-01-02 | 4 | 4 | yes | piece | 1
GCVC PD 050.2/12-38 | GCVC PD | 050.2/12-38 | 4244140 | finoox | GCVC 050.2B/1x2-2332-D-D/3/24/2.10/1440/AXS/1/015023 | 2785 | 2 | 1 | 2332 | Axial | 25495 | 25.52 | 54.2 | 8343 | 850 | VT01435 | 0.558 | 0.74 | D | 38.15 | 69.44 | 2025-07-04 | VerticalCompact-BCD_1x2 | 1524 | 596 | 753 |  |  | 89.2 | 22 | 22 | 500 | AC motor | 50 | D | no | no | B | D | Aluminum | 2025-01-02 | 8 | 3 | yes | piece | 1
GCVC PD 050.2/11-35 | GCVC PD | 050.2/11-35 | 4249186 | finoox | GCVC 050.2C/1x1-2332-D-D/4/32/2.10/900/EXS/1/015023 | 2324 | 1 | 1 | 2332 | Axial | 19725 | 19826 | 60.22 | 4901 | 850 | VT01435 | 0.264 | 0.74 | C | 34.98 | 66.25 | 2025-01-05 | VerticalCompact-BCD_1x1 | 984 | 596 | 953 |  |  | 68.6 | 16 | 16 | 500 | AC motor | 50 | D | no | no | C | D | Epoxy coated aluminum | 2025-01-02 | 8 | 4 | yes | piece | 1
GCVC PD 050.2/22-33 | GCVC PD | 050.2/22-33 | 4245020 | finoox | GCVC 050.2C/2x2-2333-S-D/4/64/2.10/1800/EXS/1/015023 | 7229 | 2 | 2 | 2333 | Axial | 59632 | 59776 | 240.88 | 12999 | 530 | VT01435 | 0.597 | 0.35 | C | 32.54 | 64.17 | 2025-06-20 | VerticalCompact-BCD_2x2 | 1884 | 800 | 1761 |  |  | 244.3 | 28 | 28 | 500 | AC motor | 50 | S | no | no | C | D | Epoxy coated aluminum | 2025-01-02 | 8 | 4 | yes | piece | 1
GCVC PD 050.2/21-41 | GCVC PD | 050.2/21-41 | 4244837 | finoox | GCVC 050.2C/2x1-2384-I-D/6/64/2.10/900/EXS/1/015023 | 5226 | 1 | 2 | 2384 | Axial | 45629 | 45957 | 180.66 | 9030 | 790 | VT01435 | 0.753 | 0.88 | D | 40.93 | 72.44 | 2025-03-16 | VerticalCompact-BCD_2x1 | 984 | 800 | 1761 |  |  | 155.3 | 28 | 28 | 500 | AC motor | 60 | I | no | no | C | D | Epoxy coated aluminum | 2025-01-02 | 12 | 6 | yes | piece | 1
GCVC PD 063.2/22-38 | GCVC PD | 063.2/22-38 | 4247595 | finoox | GCVC 063.2D/2x2-2414-1-D/3/80/2.10/2400/EXS/1/015023 | 13653 | 2 | 2 | 2414 | Axial | 102897 | 102779 | 301.1 | 29420 | 770 | VT03145U.1 | 0.808 | 2015-01-01 | B | 37.96 | 69.77 | 2025-09-26 | VerticalCompact-BCD_2x2 | 2484 | 800 | 2161 |  |  | 294.2 | 35 | 35 | 630 | EC motor | 5060 | 1 | no | no | D | D | Epoxy coated aluminum | 2025-01-02 | 6 | 3 | yes | piece | 1
GCVC PD 050.2/22-51 | GCVC PD | 050.2/22-51 | 4245038 | finoox | GCVC 050.2C/2x2-2347-D-D/4/64/2.10/1800/EXS/1/015023 | 7358 | 2 | 2 | 2347 | Axial | 101873 | 101.67 | 240.88 | 30128 | 1390 | VT03150U | 2758 | 1941-01-01 | E | 50.95 | 82.58 | 2025-07-21 | VerticalCompact-BCD_2x2 | 1884 | 800 | 1761 |  |  | 243.8 | 35 | 35 | 500 | AC motor | 50 | D | no | no | C | D | Epoxy coated aluminum | 2025-01-02 | 8 | 4 | yes | piece | 1
GCVC PD 050.2/21-57 | GCVC PD | 050.2/21-57 | 4245826 | finoox | GCVC 050.2D/2x1-2410-2-D/3/80/2.10/1200/AXS/1/015023 | 6940 | 1 | 2 | 2410 | Axial | 66218 | 66245 | 150.55 | 20899 | 1770 | VT03013U.1 | 2291 | 2025-01-02 | E | 57.03 | 88.68 | 2025-03-15 | VerticalCompact-BCD_2x1 | 1284 | 800 | 2161 |  |  | 172.8 | 35 | 35 | 500 | EC motor | 5060 | 2 | no | no | D | D | Aluminum | 2025-01-02 | 10 | 3 | yes | piece | 1
GCVC PD 045.2/24-39 | GCVC PD | 045.2/24-39 | 4244704 | finoox | GCVC 045.2C/2x4-2523-1-D/6/64/2.10/3600/AXS/1/015023 | 17346 | 4 | 2 | 2523 | Axial | 112887 | 113602 | 722.63 | 19561 | 675 | VT03007U.1 | 0.469 | 0.3 | A | 39.33 | 71.19 | 60.1 | VerticalCompact-BCD_2x4 | 3684 | 800 | 1761 |  |  | 481 | 42 | 42 | 450 | EC motor | 5060 | 1 | no | no | C | D | Aluminum | 2025-01-02 | 6 | 6 | yes | piece | 1
GCVC PD 063.2/12-65 | GCVC PD | 063.2/12-65 | 4251210 | finoox | GCVC 063.2C/1x2-2552-2-D/3/32/2.10/1800/EXS/1/015023 | 8187 | 2 | 1 | 2552 | Axial | 57964 | 58017 | 90.33 | 28419 | 1435 | VT03143U.1 | 5819 | 2025-03-04 | E | 64.55 | 95.94 | 8 | VerticalCompact-BCD_1x2 | 1884 | 611 | 953 |  |  | 154.7 | 28 | 28 | 630 | EC motor | 5060 | 2 | no | no | C | D | Epoxy coated aluminum | 2025-01-02 | 6 | 3 | yes | piece | 1
GCVC PD 050.2/13-37 | GCVC PD | 050.2/13-37 | 4250757 | finoox | GCVC 050.2D/1x3-2515-1-D/4/40/2.10/3600/AXS/1/015023 | 8336 | 3 | 1 | 2515 | Axial | 62326 | 62411 | 301.1 | 13084 | 755 | VT03011U.1 | 0.309 | 0.58 | A | 37 | 68.67 | 2025-05-24 | VerticalCompact-BCD_1x3 | 3684 | 586 | 1153 |  |  | 243.9 | 28 | 28 | 500 | EC motor | 5060 | 1 | no | no | D | D | Aluminum | 2025-01-02 | 6 | 4 | yes | piece | 1
GCVC PD 080.2/22-57 | GCVC PD | 080.2/22-57 | 4248450 | finoox | GCVC 080.2D/2x2-2541-2-D/6/80/2.10/2400/AXS/1/015023 | 24494 | 2 | 2 | 2541 | Axial | 242513 | 242482 | 602.19 | 55743 | 950 | VT03059U.2 | 6819 | 1982-02-01 | E | 57.06 | 88.87 | 55.2 | VerticalCompact-BCD_2x2 | 2484 | 800 | 2161 |  |  | 462 | 54 | 54 | 800 | EC motor | 5060 | 2 | no | no | D | D | Aluminum | 2025-01-02 | 6 | 6 | yes | piece | 1
GCVC PD 050.2/23-57 | GCVC PD | 050.2/23-57 | 4246405 | finoox | GCVC 050.2D/2x3-2560-2-D/3/80/2.10/3600/EXS/1/015023 | 19439 | 3 | 2 | 2560 | Axial | 166225 | 166066 | 451.65 | 50011 | 1415 | VT03013U.1 | 3559 | 2021-01-01 | D | 56.59 | 88.55 | 43.1 | VerticalCompact-BCD_2x3 | 3684 | 800 | 2161 |  |  | 457.7 | 54 | 54 | 500 | EC motor | 5060 | 2 | no | no | D | D | Epoxy coated aluminum | 2025-01-02 | 4 | 3 | yes | piece | 1
GCVC PD 050.2/23-58 | GCVC PD | 050.2/23-58 | 4245465 | finoox | GCVC 050.2C/2x3-2562-2-D/6/64/2.10/2700/EXS/1/015023 | 19981 | 3 | 2 | 2562 | Axial | 201295 | 201526 | 541.97 | 47424 | 1595 | VT03013U.1 | 5619 | 1965-01-01 | E | 58.09 | 89.83 | 48.8 | VerticalCompact-BCD_2x3 | 2784 | 800 | 1761 |  |  | 413.3 | 54 | 54 | 500 | EC motor | 5060 | 2 | no | no | C | D | Epoxy coated aluminum | 2025-01-02 | 6 | 6 | yes | piece | 1
GCVC PD 063.2/13-24 | GCVC PD | 063.2/13-24 | 4252270 | finoox | GCVC 063.2D/1x3-2503-1-D/3/40/2.10/3600/AXS/1/015023 | 9214 | 3 | 1 | 2503 | Axial | 49877 | 49777 | 225.82 | 11876 | 425 | VT03145U.1 | 0.129 | 0.25 | A+ | 23.76 | 55.44 | 2025-06-18 | VerticalCompact-BCD_1x3 | 3684 | 615 | 1153 |  |  | 224.9 | 28 | 28 | 630 | EC motor | 5060 | 1 | no | no | D | D | Aluminum | 2025-01-02 | 6 | 3 | yes | piece | 1
GCVC PD 080.2/13-34 | GCVC PD | 080.2/13-34 | 4253013 | finoox | GCVC 080.2D/1x3-2483-1-D/3/40/2.10/3600/EXS/1/015023 | 10972 | 3 | 1 | 2483 | Axial | 81475 | 81398 | 225.82 | 24152 | 470 | VT03061U.1 | 0.608 | 0.9 | B | 34.04 | 65.72 | 2025-03-19 | VerticalCompact-BCD_1x3 | 3684 | 608 | 1153 |  |  | 244.3 | 35 | 35 | 800 | EC motor | 5060 | 1 | no | no | D | D | Epoxy coated aluminum | 2025-01-02 | 4 | 3 | yes | piece | 1
GCVC PD 080.3/11-47 | GCVC PD | 080.3/11-47 | 6196385 | finoox | GCVC 080.3D/1x1-3560-2-D/4/40/2.10/1200/EXS/1/015023 | 6064 | 1 | 1 | 3560 | Axial | 55484 | 55698 | 100.37 | 18843 | 990 | VT01445U.3 | 2017 | 2025-01-03 | E | 47.39 | 78.76 | 2025-01-09 | VerticalCompact-BCD_1x1 | 1284 | 620 | 1153 |  |  | 117.9 | 28 | 28 | 800 | EC motor | 5060 | 2 | no | no | D | D | Epoxy coated aluminum | 2025-01-02 | 8 | 4 | yes | piece | 1
GCVC PD 045.2/11-44 | GCVC PD | 045.2/11-44 | 4243824 | finoox | GCVC 045.2B/1x1-0426-W-D/3/24/2.10/720/AXS/1/015023 | 1754 | 1 | 1 | 426 | Axial | 13816 | 13939 | 2025-01-27 | 4855 | 1360 | VT0326U | 0.447 | 2025-02-02 | E | 44.21 | 75.39 | 2025-04-02 | VerticalCompact-BCD_1x1 | 804 | 521 | 753 |  |  | 46.1 | 16 | 16 | 450 | AC motor | 50 | W | no | no | B | D | Aluminum | 2025-01-02 | 8 | 3 | yes | piece | 1
GCVC PD 040.2/12-41 | GCVC PD | 040.2/12-41 | 4243797 | finoox | GCVC 040.2B/1x2-2346-W-D/4/24/2.10/1440/AXS/1/015023 | 2585 | 2 | 1 | 2346 | Axial | 20645 | 20747 | 72.26 | 4607 | 895 | VT0607 | 0.179 | 0.33 | C | 41.24 | 72.52 | 6 | VerticalCompact-BCD_1x2 | 1524 | 530 | 753 |  |  | 79.9 | 18 | 18 | 400 | AC motor | 50 | W | no | no | B | D | Aluminum | 2025-01-02 | 8 | 4 | yes | piece | 1
GCVC PD 050.2/21-46 | GCVC PD | 050.2/21-46 | 4244886 | finoox | GCVC 050.2C/2x1-2411-1-D/3/64/2.10/900/AXS/1/015023 | 5115 | 1 | 2 | 2411 | Axial | 42451 | 42696 | 90.33 | 13771 | 1260 | VT03011U.1 | 0.917 | 2025-02-02 | D | 46.02 | 77.53 | 9 | VerticalCompact-BCD_2x1 | 984 | 800 | 1761 |  |  | 118.8 | 28 | 28 | 500 | EC motor | 5060 | 1 | no | no | C | D | Aluminum | 2025-01-02 | 8 | 3 | yes | piece | 1
GCVC PD 063.2/14-27 | GCVC PD | 063.2/14-27 | 4251510 | finoox | GCVC 063.2C/1x4-2401-L-D/3/32/2.10/3600/EXS/1/015023 | 8189 | 4 | 1 | 2401 | Axial | 48453 | 48409 | 180.66 | 12121 | 340 | VT01442 | 0.355 | 0.16 | B | 26.51 | 58.14 | 2025-09-14 | VerticalCompact-BCD_1x4 | 3684 | 598 | 953 |  |  | 223 | 28 | 28 | 630 | AC motor | 60 | L | no | no | C | D | Epoxy coated aluminum | 2025-01-02 | 4 | 3 | yes | piece | 1
GCVC PD 050.2/11-18 | GCVC PD | 050.2/11-18 | 4249270 | finoox | GCVC 050.2C/1x1-2389-J-D/3/32/2.10/900/AXS/1/015023 | 2123 | 1 | 1 | 2389 | Axial | 2025-06-10 | 10631 | 45.16 | 2509 | 450 | VT01437 | 0.082 | 0.17 | B | 18.23 | 49.5 | 2025-09-03 | VerticalCompact-BCD_1x1 | 984 | 596 | 953 |  |  | 61.6 | 16 | 16 | 500 | AC motor | 60 | J | no | no | C | D | Aluminum | 2025-01-02 | 12 | 3 | yes | piece | 1
GCVC PD 050.2/12-48 | GCVC PD | 050.2/12-48 | 4249445 | finoox | GCVC 050.2C/1x2-2347-D-D/3/32/2.10/1800/EXS/1/015023 | 3556 | 2 | 1 | 2347 | Axial | 44129 | 44175 | 90.33 | 15638 | 1390 | VT03150U | 1352 | 1941-01-01 | E | 48.39 | 79.78 | 8 | VerticalCompact-BCD_1x2 | 1884 | 569 | 953 |  |  | 117.7 | 28 | 28 | 500 | AC motor | 50 | D | no | no | C | D | Epoxy coated aluminum | 2025-01-02 | 6 | 3 | yes | piece | 1
GCVC PD 040.2/12-49 | GCVC PD | 040.2/12-49 | 4243710 | finoox | GCVC 040.2A/1x2-2408-1-D/2/20/2.10/1200/EXS/2/015023 | 2463 | 2 | 1 | 2408 | Axial | 15276 | 15.29 | 2025-09-25 | 8586 | 1630 | VT03142U.1 | 0.853 | 2025-06-02 | E | 49.44 | 80.6 | 2025-01-02 | VerticalCompact-A_1x2 | 1260 | 355 | 507 |  |  | 2025-03-29 | 16 | 16 | 400 | EC motor | 5060 | 1 | no | no | A | D | Epoxy coated aluminum | 2025-01-02 | 8 | 2 | yes | piece | 1
GCVC PD 063.2/21-65 | GCVC PD | 063.2/21-65 | 4247336 | finoox | GCVC 063.2D/2x1-2412-2-D/6/80/2.10/1200/AXS/1/015023 | 11858 | 1 | 2 | 2412 | Axial | 133624 | 134338 | 301.1 | 31934 | 1510 | VT03143U.1 | 6638 | 5 | E | 64.73 | 96.38 | 2025-09-28 | VerticalCompact-BCD_2x1 | 1284 | 800 | 2161 |  |  | 258.3 | 42 | 42 | 630 | EC motor | 5060 | 2 | no | no | D | D | Aluminum | 2025-01-02 | 10 | 6 | yes | piece | 1
GCVC PD 050.2/24-55 | GCVC PD | 050.2/24-55 | 4245683 | finoox | GCVC 050.2C/2x4-2559-2-D/6/64/2.10/3600/EXS/1/015023 | 25951 | 4 | 2 | 2559 | Axial | 241265 | 242174 | 722.63 | 52152 | 1330 | VT03013U.1 | 4386 | 2025-08-01 | D | 55.29 | 87.15 | 62.7 | VerticalCompact-BCD_2x4 | 3684 | 800 | 1761 |  |  | 536.7 | 54 | 54 | 500 | EC motor | 5060 | 2 | no | no | C | D | Epoxy coated aluminum | 2025-01-02 | 4 | 6 | yes | piece | 1
GCVC PD 063.2/11-32 | GCVC PD | 063.2/11-32 | 4250974 | finoox | GCVC 063.2C/1x1-2510-1-D/4/32/2.10/900/EXS/1/015023 | 3913 | 1 | 1 | 2510 | Axial | 20485 | 20633 | 60.22 | 5184 | 695 | VT03145U.1 | 0.176 | 0.9 | C | 32.05 | 63.32 | 2025-02-05 | VerticalCompact-BCD_1x1 | 984 | 615 | 953 |  |  | 64.6 | 18 | 18 | 630 | EC motor | 5060 | 1 | no | no | C | D | Epoxy coated aluminum | 2025-01-02 | 8 | 4 | yes | piece | 1
GCVC PD 063.2/12-60 | GCVC PD | 063.2/12-60 | 4252095 | finoox | GCVC 063.2D/1x2-2549-2-D/6/40/2.10/2400/EXS/1/015023 | 11224 | 2 | 1 | 2549 | Axial | 110716 | 110943 | 301.1 | 25230 | 1210 | VT03143U.1 | 3425 | 1986-02-01 | E | 60.14 | 91.66 | 2025-01-26 | VerticalCompact-BCD_1x2 | 2484 | 611 | 1153 |  |  | 243.6 | 42 | 42 | 630 | EC motor | 5060 | 2 | no | no | D | D | Epoxy coated aluminum | 2025-01-02 | 6 | 6 | yes | piece | 1
GCVC PD 045.2/24-52 | GCVC PD | 045.2/24-52 | 4244744 | finoox | GCVC 045.2C/2x4-2530-1-D/3/64/2.10/3600/AXS/1/015023 | 14185 | 4 | 2 | 2530 | Axial | 134.64 | 134594 | 361.32 | 39133 | 1200 | VT03007U.1 | 2178 | 2025-01-01 | D | 51.56 | 83.42 | 32 | VerticalCompact-BCD_2x4 | 3684 | 800 | 1761 |  |  | 375.5 | 42 | 42 | 450 | EC motor | 5060 | 1 | no | no | C | D | Aluminum | 2025-01-02 | 4 | 3 | yes | piece | 1
GCVC PD 045.2/11-47 | GCVC PD | 045.2/11-47 | 4248905 | finoox | GCVC 045.2C/1x1-2533-1-D/6/32/2.10/900/EXS/1/015023 | 3248 | 1 | 1 | 2533 | Axial | 26019 | 26.26 | 90.33 | 5367 | 1425 | VT03007U.1 | 0.461 | 2025-09-01 | D | 46.91 | 78.17 | 2025-07-07 | VerticalCompact-BCD_1x1 | 984 | 535 | 953 |  |  | 70.7 | 18 | 18 | 450 | EC motor | 5060 | 1 | no | no | C | D | Epoxy coated aluminum | 2025-01-02 | 12 | 6 | yes | piece | 1
GCVC PD 080.2/21-22 | GCVC PD | 080.2/21-22 | 4248103 | finoox | GCVC 080.2D/2x1-2492-1-D/4/80/2.10/1200/EXS/1/015023 | 8186 | 1 | 2 | 2492 | Axial | 42.74 | 42942 | 200.73 | 8939 | 295 | VT03062U.1 | 0.115 | 0.3 | A+ | 21.66 | 53.31 | 2025-01-18 | VerticalCompact-BCD_2x1 | 1284 | 800 | 2161 |  |  | 190.1 | 28 | 28 | 800 | EC motor | 5060 | 1 | no | no | D | D | Epoxy coated aluminum | 2025-01-02 | 10 | 4 | yes | piece | 1
GCVC PD 063.2/23-33 | GCVC PD | 063.2/23-33 | 4247890 | finoox | GCVC 063.2D/2x3-2507-1-D/4/80/2.10/3600/EXS/1/015023 | 21457 | 3 | 2 | 2507 | Axial | 146578 | 146.86 | 602.19 | 31634 | 580 | VT03145U.1 | 0.569 | 0.55 | A+ | 33.21 | 65.17 | 51.7 | VerticalCompact-BCD_2x3 | 3684 | 800 | 2161 |  |  | 473.2 | 42 | 42 | 630 | EC motor | 5060 | 1 | no | no | D | D | Epoxy coated aluminum | 2025-01-02 | 4 | 4 | yes | piece | 1
GCVC PD 080.2/13-29 | GCVC PD | 080.2/13-29 | 4253073 | finoox | GCVC 080.2D/1x3-2496-1-D/4/40/2.10/3600/AXS/1/015023 | 10558 | 3 | 1 | 2496 | Axial | 83055 | 83192 | 301.1 | 18316 | 390 | VT03062U.1 | 0.364 | 0.6 | A | 29.34 | 61.02 | 2025-02-25 | VerticalCompact-BCD_1x3 | 3684 | 608 | 1153 |  |  | 264.2 | 35 | 35 | 800 | EC motor | 5060 | 1 | no | no | D | D | Aluminum | 2025-01-02 | 4 | 4 | yes | piece | 1
GCVC PD 080.3/21-55 | GCVC PD | 080.3/21-55 | 6059897 | finoox | GCVC 080.3D/2x1-3561-2-D/6/80/2.10/1200/AXS/1/015023 | 11839 | 1 | 2 | 3561 | Axial | 124.52 | 125197 | 301.1 | 28600 | 930 | VT01445U.3 | 3466 | 1975-02-01 | E | 54.92 | 86.57 | 2025-09-28 | VerticalCompact-BCD_2x1 | 1284 | 800 | 2161 |  |  | 267.3 | 42 | 42 | 800 | EC motor | 5060 | 2 | no | no | D | D | Aluminum | 2025-01-02 | 10 | 6 | yes | piece | 1
GCVC PD 050.2/24-35 | GCVC PD | 050.2/24-35 | 4245493 | finoox | GCVC 050.2C/2x4-2333-S-D/6/64/2.10/3600/EXS/1/015023 | 16488 | 4 | 2 | 2333 | Axial | 128986 | 129.56 | 722.63 | 23269 | 530 | VT01435 | 1198 | 0.35 | C | 34.97 | 66.83 | 60.1 | VerticalCompact-BCD_2x4 | 3684 | 800 | 1761 |  |  | 534.7 | 42 | 42 | 500 | AC motor | 50 | S | no | no | C | D | Epoxy coated aluminum | 2025-01-02 | 6 | 6 | yes | piece | 1
GCVC PD 050.2/22-49 | GCVC PD | 050.2/22-49 | 4245123 | finoox | GCVC 050.2C/2x2-2411-1-D/4/64/2.10/1800/AXS/1/015023 | 9053 | 2 | 2 | 2411 | Axial | 97856 | 97898 | 240.88 | 26662 | 1260 | VT03011U.1 | 1874 | 2025-02-02 | D | 48.69 | 80.32 | 2025-07-21 | VerticalCompact-BCD_2x2 | 1884 | 800 | 1761 |  |  | 225.4 | 35 | 35 | 500 | EC motor | 5060 | 1 | no | no | C | D | Aluminum | 2025-01-02 | 8 | 4 | yes | piece | 1
GCVC PD 063.2/21-23 | GCVC PD | 063.2/21-23 | 4246483 | finoox | GCVC 063.2C/2x1-2401-L-D/4/64/2.10/900/AXS/1/015023 | 5639 | 1 | 2 | 2401 | Axial | 26423 | 26586 | 120.44 | 5550 | 340 | VT01442 | 0.179 | 0.16 | B | 23.39 | 54.9 | 2025-07-10 | VerticalCompact-BCD_2x1 | 984 | 800 | 1761 |  |  | 135 | 22 | 22 | 630 | AC motor | 60 | L | no | no | C | D | Aluminum | 2025-01-02 | 12 | 4 | yes | piece | 1
GCVC PD 050.2/13-35 | GCVC PD | 050.2/13-35 | 4250687 | finoox | GCVC 050.2D/1x3-2387-L-D/3/40/2.10/3600/EXS/1/015023 | 6421 | 3 | 1 | 2387 | Axial | 46.61 | 46523 | 225.82 | 10966 | 500 | VT01435 | 0.526 | 0.37 | C | 34.57 | 66.25 | 2025-06-18 | VerticalCompact-BCD_1x3 | 3684 | 596 | 1153 |  |  | 237.2 | 28 | 28 | 500 | AC motor | 60 | L | no | no | D | D | Epoxy coated aluminum | 2025-01-02 | 6 | 3 | yes | piece | 1
GCVC PD 050.2/11-21 | GCVC PD | 050.2/11-21 | 4249284 | finoox | GCVC 050.2C/1x1-2391-L-D/6/32/2.10/900/AXS/1/015023 | 2547 | 1 | 1 | 2391 | Axial | 14288 | 14421 | 90.33 | 2518 | 520 | VT01437 | 0.104 | 0.18 | B | 20.82 | 52.09 | 2025-06-07 | VerticalCompact-BCD_1x1 | 984 | 596 | 953 |  |  | 74.7 | 16 | 16 | 500 | AC motor | 60 | L | no | no | C | D | Aluminum | 2025-01-02 | 12 | 6 | yes | piece | 1
GCVC PD 045.2/12-48 | GCVC PD | 045.2/12-48 | 4243895 | finoox | GCVC 045.2B/1x2-2419-1-D/4/24/2.10/1440/EXS/1/015023 | 4161 | 2 | 1 | 2419 | Axial | 32075 | 32142 | 72.26 | 9282 | 1350 | VT03007U.1 | 0.774 | 1965-01-01 | D | 48.25 | 79.53 | 2025-01-06 | VerticalCompact-BCD_1x2 | 1524 | 535 | 753 |  |  | 81.6 | 22 | 22 | 450 | EC motor | 5060 | 1 | no | no | B | D | Epoxy coated aluminum | 2025-01-02 | 8 | 4 | yes | piece | 1
GCVC PD 050.2/13-45 | GCVC PD | 050.2/13-45 | 4244340 | finoox | GCVC 050.2B/1x3-2421-1-D/3/24/2.10/2160/AXS/1/015023 | 5663 | 3 | 1 | 2421 | Axial | 42674 | 42615 | 81.3 | 16191 | 1150 | VT03011U.1 | 1136 | 1975-01-01 | D | 45.23 | 76.62 | 2025-01-07 | VerticalCompact-BCD_1x3a | 2244 | 586 | 753 |  |  | 114.3 | 28 | 28 | 500 | EC motor | 5060 | 1 | no | no | B | D | Aluminum | 2025-01-02 | 6 | 3 | yes | piece | 1
GCVC PD 080.2/22-52 | GCVC PD | 080.2/22-52 | 4248436 | finoox | GCVC 080.2D/2x2-2539-2-D/3/80/2.10/2400/AXS/1/015023 | 20497 | 2 | 2 | 2539 | Axial | 167.33 | 167884 | 301.1 | 60639 | 850 | VT03059U.2 | 4716 | 2019-02-01 | E | 52.25 | 84.06 | 31.6 | VerticalCompact-BCD_2x2 | 2484 | 800 | 2161 |  |  | 372.3 | 54 | 54 | 800 | EC motor | 5060 | 2 | no | no | D | D | Aluminum | 2025-01-02 | 4 | 3 | yes | piece | 1
GCVC PD 063.2/23-44 | GCVC PD | 063.2/23-44 | 4247965 | finoox | GCVC 063.2D/2x3-2555-2-D/4/80/2.10/3600/AXS/1/015023 | 22219 | 3 | 2 | 2555 | Axial | 205398 | 205717 | 602.19 | 49880 | 800 | VT03144U.1 | 1885 | 0.69 | C | 44.17 | 76.13 | 54.8 | VerticalCompact-BCD_2x3 | 3684 | 800 | 2161 |  |  | 504.5 | 54 | 54 | 630 | EC motor | 5060 | 2 | no | no | D | D | Aluminum | 2025-01-02 | 4 | 4 | yes | piece | 1
GCVC PD 063.2/13-42 | GCVC PD | 063.2/13-42 | 4252372 | finoox | GCVC 063.2D/1x3-2555-2-D/3/40/2.10/3600/AXS/1/015023 | 10097 | 3 | 1 | 2555 | Axial | 86.5 | 86464 | 225.82 | 25645 | 800 | VT03144U.1 | 0.916 | 0.69 | C | 42.05 | 73.74 | 2025-03-19 | VerticalCompact-BCD_1x3 | 3684 | 623 | 1153 |  |  | 238.2 | 35 | 35 | 630 | EC motor | 5060 | 2 | no | no | D | D | Aluminum | 2025-01-02 | 4 | 3 | yes | piece | 1
GCVC PD 080.3/22-60 | GCVC PD | 080.3/22-60 | 6148506 | finoox | GCVC 080.3D/2x2-3558-2-D/4/80/2.10/2400/EXS/1/015023 | 24355 | 2 | 2 | 3558 | Axial | 221.78 | 222662 | 401.46 | 74577 | 1060 | VT01445U.3 | 9949 | 2025-04-04 | E | 60.38 | 92.19 | 39.5 | VerticalCompact-BCD_2x2 | 2484 | 800 | 2161 |  |  | 439.1 | 54 | 54 | 800 | EC motor | 5060 | 2 | no | no | D | D | Epoxy coated aluminum | 2025-01-02 | 4 | 4 | yes | piece | 1
GCVC PD 063.2/13-30 | GCVC PD | 063.2/13-30 | 4251258 | finoox | GCVC 063.2C/1x3-2358-D-D/3/32/2.10/2700/EXS/1/015023 | 6513 | 3 | 1 | 2358 | Axial | 41015 | 40925 | 135.49 | 11125 | 430 | VT01442 | 0.357 | 0.32 | B | 30.35 | 61.86 | 2025-05-11 | VerticalCompact-BCD_1x3 | 2784 | 598 | 953 |  |  | 170.9 | 28 | 28 | 630 | AC motor | 50 | D | no | no | C | D | Epoxy coated aluminum | 2025-01-02 | 6 | 3 | yes | piece | 1
GCVC PD 050.2/14-40 | GCVC PD | 050.2/14-40 | 4249936 | finoox | GCVC 050.2C/1x4-2354-W-D/3/32/2.10/3600/AXS/1/015023 | 5964 | 4 | 1 | 2354 | Axial | 66602 | 66575 | 180.66 | 19213 | 865 | VT03093U | 0.832 | 0.97 | C | 40.32 | 71.95 | 2025-05-15 | VerticalCompact-BCD_1x4 | 3684 | 569 | 953 |  |  | 217.8 | 35 | 35 | 500 | AC motor | 50 | W | no | no | C | D | Aluminum | 2025-01-02 | 4 | 3 | yes | piece | 1
GCVC PD 063.2/21-35 | GCVC PD | 063.2/21-35 | 4247351 | finoox | GCVC 063.2D/2x1-2414-1-D/6/80/2.10/1200/EXS/1/015023 | 10034 | 1 | 2 | 2414 | Axial | 69337 | 69814 | 301.1 | 13225 | 770 | VT03145U.1 | 0.441 | 2015-01-01 | B | 35.25 | 66.91 | 2025-04-27 | VerticalCompact-BCD_2x1 | 1284 | 800 | 2161 |  |  | 211.3 | 35 | 35 | 630 | EC motor | 5060 | 1 | no | no | D | D | Epoxy coated aluminum | 2025-01-02 | 10 | 6 | yes | piece | 1
GCVC PD 063.2/12-59 | GCVC PD | 063.2/12-59 | 4251910 | finoox | GCVC 063.2D/1x2-2356-D-D/3/40/2.10/2400/AXS/1/015023 | 6527 | 2 | 1 | 2356 | Axial | 88698 | 88907 | 150.55 | 33847 | 1330 | VT01441 | 4821 | 5 | E | 58.79 | 90.32 | 2025-06-13 | VerticalCompact-BCD_1x2 | 2484 | 606 | 1153 |  |  | 199.6 | 35 | 35 | 630 | AC motor | 50 | D | no | no | D | D | Aluminum | 2025-01-02 | 4 | 3 | yes | piece | 1
GCVC PD 050.2/14-49 | GCVC PD | 050.2/14-49 | 4250002 | finoox | GCVC 050.2C/1x4-2411-1-D/3/32/2.10/3600/AXS/1/015023 | 8255 | 4 | 1 | 2411 | Axial | 81366 | 81035 | 180.66 | 27541 | 1260 | VT03011U.1 | 1834 | 2025-02-02 | D | 48.91 | 80.54 | 2025-05-15 | VerticalCompact-BCD_1x4 | 3684 | 586 | 953 |  |  | 205.4 | 35 | 35 | 500 | EC motor | 5060 | 1 | no | no | C | D | Aluminum | 2025-01-02 | 4 | 3 | yes | piece | 1
GCVC PD 050.2/22-36 | GCVC PD | 050.2/22-36 | 4246039 | finoox | GCVC 050.2D/2x2-2387-L-D/3/80/2.10/2400/EXS/1/015023 | 8337 | 2 | 2 | 2387 | Axial | 62962 | 62765 | 301.1 | 14622 | 500 | VT01435 | 0.702 | 0.37 | C | 35.69 | 67.49 | 2025-06-25 | VerticalCompact-BCD_2x2 | 2484 | 800 | 2161 |  |  | 309 | 28 | 28 | 500 | AC motor | 60 | L | no | no | D | D | Epoxy coated aluminum | 2025-01-02 | 8 | 3 | yes | piece | 1
GCVC PD 050.2/13-22 | GCVC PD | 050.2/13-22 | 4249744 | finoox | GCVC 050.2C/1x3-2389-J-D/6/32/2.10/2700/AXS/1/015023 | 6112 | 3 | 1 | 2389 | Axial | 37.23 | 37484 | 270.99 | 6316 | 450 | VT01437 | 0.248 | 0.17 | B | 21.54 | 53.05 | 2025-07-21 | VerticalCompact-BCD_1x3 | 2784 | 596 | 953 |  |  | 203.5 | 22 | 22 | 500 | AC motor | 60 | J | no | no | C | D | Aluminum | 2025-01-02 | 8 | 6 | yes | piece | 1
GCVC PD 063.2/11-27 | GCVC PD | 063.2/11-27 | 4250888 | finoox | GCVC 063.2C/1x1-2400-K-D/3/32/2.10/900/EXS/1/015023 | 3198 | 1 | 1 | 2400 | Axial | 15.27 | 15.33 | 45.16 | 4337 | 490 | VT01442 | 0.162 | 0.34 | C | 27.41 | 58.68 | 2025-09-03 | VerticalCompact-BCD_1x1 | 984 | 598 | 953 |  |  | 63.5 | 16 | 16 | 630 | AC motor | 60 | K | no | no | C | D | Epoxy coated aluminum | 2025-01-02 | 8 | 3 | yes | piece | 1
GCVC PD 050.2/13-58 | GCVC PD | 050.2/13-58 | 4250719 | finoox | GCVC 050.2D/1x3-2410-2-D/6/40/2.10/3600/EXS/1/015023 | 12447 | 3 | 1 | 2410 | Axial | 142867 | 143409 | 451.65 | 30056 | 1770 | VT03013U.1 | 1957-03-01 | 2025-01-02 | D | 58.07 | 89.75 | 39.2 | VerticalCompact-BCD_1x3 | 3684 | 607 | 1153 |  |  | 306.2 | 42 | 42 | 500 | EC motor | 5060 | 2 | no | no | D | D | Epoxy coated aluminum | 2025-01-02 | 4 | 6 | yes | piece | 1
GCVC PD 063.2/14-68 | GCVC PD | 063.2/14-68 | 4251623 | finoox | GCVC 063.2C/1x4-2552-2-D/4/32/2.10/3600/EXS/1/015023 | 15654 | 4 | 1 | 2552 | Axial | 132404 | 131357 | 240.88 | 53287 | 1435 | VT03143U.1 | 11781 | 2025-03-04 | E | 68 | 99.63 | 2025-08-20 | VerticalCompact-BCD_1x4 | 3684 | 611 | 953 |  |  | 317.2 | 42 | 42 | 630 | EC motor | 5060 | 2 | no | no | C | D | Epoxy coated aluminum | 2025-01-02 | 4 | 4 | yes | piece | 1
GCVC PD 050.2/22-37 | GCVC PD | 050.2/22-37 | 4245160 | finoox | GCVC 050.2C/2x2-2515-1-D/6/64/2.10/1800/AXS/1/015023 | 10305 | 2 | 2 | 2515 | Axial | 78413 | 79137 | 361.32 | 14448 | 755 | VT03011U.1 | 0.459 | 0.58 | B | 37.42 | 69.05 | 31.2 | VerticalCompact-BCD_2x2 | 1884 | 800 | 1761 |  |  | 260.8 | 35 | 35 | 500 | EC motor | 5060 | 1 | no | no | C | D | Aluminum | 2025-01-02 | 8 | 6 | yes | piece | 1
GCVC PD 080.2/21-34 | GCVC PD | 080.2/21-34 | 4248063 | finoox | GCVC 080.2D/2x1-2484-1-D/3/80/2.10/1200/EXS/1/015023 | 8119 | 1 | 2 | 2484 | Axial | 57361 | 57363 | 150.55 | 17251 | 505 | VT03061U.1 | 0.487 | 2015-01-01 | B | 33.66 | 65.31 | 14 | VerticalCompact-BCD_2x1 | 1284 | 800 | 2161 |  |  | 176.7 | 28 | 28 | 800 | EC motor | 5060 | 1 | no | no | D | D | Epoxy coated aluminum | 2025-01-02 | 10 | 3 | yes | piece | 1
GCVC PD 050.2/22-45 | GCVC PD | 050.2/22-45 | 4245191 | finoox | GCVC 050.2C/2x2-2520-1-D/3/64/2.10/1800/EXS/1/015023 | 8882 | 2 | 2 | 2520 | Axial | 72131 | 71999 | 180.66 | 23279 | 1070 | VT03011U.1 | 1146 | 2025-04-01 | D | 45.34 | 76.97 | 2025-09-16 | VerticalCompact-BCD_2x2 | 1884 | 800 | 1761 |  |  | 207.9 | 35 | 35 | 500 | EC motor | 5060 | 1 | no | no | C | D | Epoxy coated aluminum | 2025-01-02 | 8 | 3 | yes | piece | 1
GCVC PD 050.2/14-47 | GCVC PD | 050.2/14-47 | 4250082 | finoox | GCVC 050.2C/1x4-2522-1-D/6/32/2.10/3600/AXS/1/015023 | 10197 | 4 | 1 | 2522 | Axial | 114826 | 115345 | 361.32 | 23500 | 1200 | VT03011U.1 | 1678 | 2025-09-01 | D | 47.38 | 79 | 31.4 | VerticalCompact-BCD_1x4 | 3684 | 586 | 953 |  |  | 260.8 | 42 | 42 | 500 | EC motor | 5060 | 1 | no | no | C | D | Aluminum | 2025-01-02 | 4 | 6 | yes | piece | 1
GCVC PD 050.2/21-53 | GCVC PD | 050.2/21-53 | 4245928 | finoox | GCVC 050.2D/2x1-2561-2-D/3/80/2.10/1200/AXS/1/015023 | 6936 | 1 | 2 | 2561 | Axial | 59973 | 60024 | 150.55 | 17727 | 1505 | VT03013U.1 | 1418 | 1938-01-01 | D | 53.46 | 85.11 | 14 | VerticalCompact-BCD_2x1 | 1284 | 800 | 2161 |  |  | 171.6 | 28 | 28 | 500 | EC motor | 5060 | 2 | no | no | D | D | Aluminum | 2025-01-02 | 10 | 3 | yes | piece | 1
GCVC PD 045.2/23-53 | GCVC PD | 045.2/23-53 | 4244668 | finoox | GCVC 045.2C/2x3-2532-1-D/6/64/2.10/2700/AXS/1/015023 | 13484 | 3 | 2 | 2532 | Axial | 153214 | 154035 | 541.97 | 30429 | 1350 | VT03007U.1 | 1936-02-01 | 1965-01-01 | D | 53.04 | 84.79 | 46.3 | VerticalCompact-BCD_2x3 | 2784 | 800 | 1761 |  |  | 370.6 | 42 | 42 | 450 | EC motor | 5060 | 1 | no | no | C | D | Aluminum | 2025-01-02 | 6 | 6 | yes | piece | 1
GCVC PD 063.2/21-26 | GCVC PD | 063.2/21-26 | 4247382 | finoox | GCVC 063.2D/2x1-2505-1-D/3/80/2.10/1200/AXS/1/015023 | 7565 | 1 | 2 | 2505 | Axial | 38992 | 39021 | 150.55 | 9417 | 500 | VT03145U.1 | 0.128 | 0.39 | A+ | 25.68 | 57.33 | 2025-02-13 | VerticalCompact-BCD_2x1 | 1284 | 800 | 2161 |  |  | 162.9 | 22 | 22 | 630 | EC motor | 5060 | 1 | no | no | D | D | Aluminum | 2025-01-02 | 10 | 3 | yes | piece | 1
GCVC PD 080.2/12-33 | GCVC PD | 080.2/12-33 | 4252740 | finoox | GCVC 080.2D/1x2-2483-1-D/4/40/2.10/2400/EXS/1/015023 | 8339 | 2 | 1 | 2483 | Axial | 62.34 | 62377 | 200.73 | 15065 | 470 | VT03061U.1 | 0.417 | 0.9 | B | 33.31 | 64.83 | 2025-08-16 | VerticalCompact-BCD_1x2 | 2484 | 608 | 1153 |  |  | 180.6 | 28 | 28 | 800 | EC motor | 5060 | 1 | no | no | D | D | Epoxy coated aluminum | 2025-01-02 | 6 | 4 | yes | piece | 1
GCVC PD 080.3/11-48 | GCVC PD | 080.3/11-48 | 6107908 | finoox | GCVC 080.3D/1x1-3562-2-D/6/40/2.10/1200/EXS/1/015023 | 6807 | 1 | 1 | 3562 | Axial | 54315 | 54594 | 150.55 | 12114 | 800 | VT01445U.3 | 1119 | 1985-01-01 | D | 47.91 | 79.27 | 2025-01-13 | VerticalCompact-BCD_1x1 | 1284 | 620 | 1153 |  |  | 132.4 | 28 | 28 | 800 | EC motor | 5060 | 2 | no | no | D | D | Epoxy coated aluminum | 2025-01-02 | 10 | 6 | yes | piece | 1
GCVC PD 050.2/22-41 | GCVC PD | 050.2/22-41 | 4245013 | finoox | GCVC 050.2C/2x2-2332-D-D/3/64/2.10/1800/EXS/1/015023 | 6637 | 2 | 2 | 2332 | Axial | 67012 | 66913 | 180.66 | 20362 | 850 | VT01435 | 1038 | 0.74 | D | 40.81 | 72.44 | 2025-09-16 | VerticalCompact-BCD_2x2 | 1884 | 800 | 1761 |  |  | 227.9 | 35 | 35 | 500 | AC motor | 50 | D | no | no | C | D | Epoxy coated aluminum | 2025-01-02 | 8 | 3 | yes | piece | 1
GCVC PD 050.2/24-43 | GCVC PD | 050.2/24-43 | 4245531 | finoox | GCVC 050.2C/2x4-2354-W-D/3/64/2.10/3600/EXS/1/015023 | 12096 | 4 | 2 | 2354 | Axial | 129938 | 129.81 | 361.32 | 38426 | 865 | VT03093U | 1664 | 0.97 | C | 43.1 | 74.96 | 32 | VerticalCompact-BCD_2x4 | 3684 | 800 | 1761 |  |  | 414.1 | 42 | 42 | 500 | AC motor | 50 | W | no | no | C | D | Epoxy coated aluminum | 2025-01-02 | 4 | 3 | yes | piece | 1
GCVC PD 063.2/14-55 | GCVC PD | 063.2/14-55 | 4251460 | finoox | GCVC 063.2C/1x4-2357-S-D/3/32/2.10/3600/AXS/1/015023 | 9751 | 4 | 1 | 2357 | Axial | 97201 | 96505 | 180.66 | 40508 | 1040 | VT01441 | 6232 | 3 | E | 54.92 | 86.54 | 2025-05-15 | VerticalCompact-BCD_1x4 | 3684 | 606 | 953 |  |  | 300.4 | 35 | 35 | 630 | AC motor | 50 | S | no | no | C | D | Aluminum | 2025-01-02 | 4 | 3 | yes | piece | 1
GCVC PD 050.2/24-59 | GCVC PD | 050.2/24-59 | 4245603 | finoox | GCVC 050.2C/2x4-2420-2-D/3/64/2.10/3600/EXS/1/015023 | 21608 | 4 | 2 | 2420 | Axial | 180065 | 179501 | 361.32 | 73445 | 1600 | VT03013U.1 | 7352 | 1965-01-01 | E | 59.26 | 91.12 | 34.6 | VerticalCompact-BCD_2x4 | 3684 | 800 | 1761 |  |  | 431 | 54 | 54 | 500 | EC motor | 5060 | 2 | no | no | C | D | Epoxy coated aluminum | 2025-01-02 | 4 | 3 | yes | piece | 1
GCVC PD 080.2/22-39 | GCVC PD | 080.2/22-39 | 4248344 | finoox | GCVC 080.2D/2x2-2485-1-D/4/80/2.10/2400/EXS/1/015023 | 18647 | 2 | 2 | 2485 | Axial | 136562 | 136699 | 401.46 | 34496 | 535 | VT03061U.1 | 1192 | 1935-01-01 | B | 38.6 | 70.41 | 36.3 | VerticalCompact-BCD_2x2 | 2484 | 800 | 2161 |  |  | 350.9 | 42 | 42 | 800 | EC motor | 5060 | 1 | no | no | D | D | Epoxy coated aluminum | 2025-01-02 | 6 | 4 | yes | piece | 1
GCVC PD 050.2/22-53 | GCVC PD | 050.2/22-53 | 4246161 | finoox | GCVC 050.2D/2x2-2559-2-D/6/80/2.10/2400/EXS/1/015023 | 16142 | 2 | 2 | 2559 | Axial | 150328 | 150766 | 602.19 | 29846 | 1330 | VT03013U.1 | 2043 | 2025-08-01 | C | 52.86 | 84.67 | 52 | VerticalCompact-BCD_2x2 | 2484 | 800 | 2161 |  |  | 401 | 42 | 42 | 500 | EC motor | 5060 | 2 | no | no | D | D | Epoxy coated aluminum | 2025-01-02 | 8 | 6 | yes | piece | 1
GCVC PD 063.2/13-38 | GCVC PD | 063.2/13-38 | 4252364 | finoox | GCVC 063.2D/1x3-2553-2-D/4/40/2.10/3600/EXS/1/015023 | 11476 | 3 | 1 | 2553 | Axial | 91777 | 91842 | 301.1 | 21720 | 700 | VT03144U.1 | 0.645 | 0.52 | B | 38.44 | 70.12 | 2025-02-25 | VerticalCompact-BCD_1x3 | 3684 | 623 | 1153 |  |  | 259.9 | 35 | 35 | 630 | EC motor | 5060 | 2 | no | no | D | D | Epoxy coated aluminum | 2025-01-02 | 4 | 4 | yes | piece | 1
GCVC PD 050.2/12-35 | GCVC PD | 050.2/12-35 | 4249570 | finoox | GCVC 050.2C/1x2-2515-1-D/4/32/2.10/1800/EXS/1/015023 | 4794 | 2 | 1 | 2515 | Axial | 34076 | 34123 | 120.44 | 7825 | 755 | VT03011U.1 | 0.221 | 0.58 | B | 34.73 | 66.12 | 10 | VerticalCompact-BCD_1x2 | 1884 | 586 | 953 |  |  | 116.5 | 22 | 22 | 500 | EC motor | 5060 | 1 | no | no | C | D | Epoxy coated aluminum | 2025-01-02 | 8 | 4 | yes | piece | 1
GCVC PD 080.2/11-32 | GCVC PD | 080.2/11-32 | 4252469 | finoox | GCVC 080.2D/1x1-2484-1-D/4/40/2.10/1200/AXS/1/015023 | 4661 | 1 | 1 | 2484 | Axial | 33736 | 33843 | 100.37 | 8077 | 505 | VT03061U.1 | 0.251 | 2015-01-01 | B | 31.78 | 63.14 | 2025-06-08 | VerticalCompact-BCD_1x1 | 1284 | 608 | 1153 |  |  | 96.7 | 22 | 22 | 800 | EC motor | 5060 | 1 | no | no | D | D | Aluminum | 2025-01-02 | 10 | 4 | yes | piece | 1
GCVC PD 063.2/22-41 | GCVC PD | 063.2/22-41 | 4246819 | finoox | GCVC 063.2C/2x2-2555-2-D/3/64/2.10/1800/EXS/1/015023 | 12820 | 2 | 2 | 2555 | Axial | 85681 | 85769 | 180.66 | 29590 | 800 | VT03144U.1 | 1938-01-01 | 0.69 | D | 41.32 | 72.95 | 17 | VerticalCompact-BCD_2x2 | 1884 | 800 | 1761 |  |  | 228.1 | 35 | 35 | 630 | EC motor | 5060 | 2 | no | no | C | D | Epoxy coated aluminum | 2025-01-02 | 6 | 3 | yes | piece | 1
GCVC PD 080.2/23-47 | GCVC PD | 080.2/23-47 | 4248741 | finoox | GCVC 080.2D/2x3-2545-2-D/4/80/2.10/3600/AXS/1/015023 | 28103 | 3 | 2 | 2545 | Axial | 250519 | 250453 | 602.19 | 69177 | 695 | VT03060U.1 | 3834 | 2015-01-01 | D | 47.15 | 79.11 | 58.2 | VerticalCompact-BCD_2x3 | 3684 | 800 | 2161 |  |  | 539.7 | 64 | 64 | 800 | EC motor | 5060 | 2 | no | no | D | D | Aluminum | 2025-01-02 | 4 | 4 | yes | piece | 1
GCVC PD 080.3/23-49 | GCVC PD | 080.3/23-49 | 6200298 | finoox | GCVC 080.3D/2x3-3482-S-D/3/80/2.10/3600/EXS/1/015023 | 21738 | 3 | 2 | 3482 | Axial | 202835 | 201536 | 451.65 | 72560 | 650 | VT01526 | 6088 | 2025-07-01 | E | 48.97 | 80.93 | 43.1 | VerticalCompact-BCD_2x3 | 3684 | 800 | 2161 |  |  | 592.2 | 54 | 54 | 800 | AC motor | 50 | S | no | no | D | D | Epoxy coated aluminum | 2025-01-02 | 4 | 3 | yes | piece | 1
GCVC PD 080.3/21-45 | GCVC PD | 080.3/21-45 | 6162821 | finoox | GCVC 080.3D/2x1-3563-2-D/6/80/2.10/1200/EXS/1/015023 | 12333 | 1 | 2 | 3563 | Axial | 94607 | 95127 | 301.1 | 19858 | 670 | VT01445U.3 | 1342 | 2015-01-01 | D | 45.41 | 77.06 | 2025-04-27 | VerticalCompact-BCD_2x1 | 1284 | 800 | 2161 |  |  | 264.7 | 35 | 35 | 800 | EC motor | 5060 | 2 | no | no | D | D | Epoxy coated aluminum | 2025-01-02 | 10 | 6 | yes | piece | 1
GCVC PD 045.2/22-54 | GCVC PD | 045.2/22-54 | 4244498 | finoox | GCVC 045.2C/2x2-0423-X-D/3/64/2.10/1800/AXS/1/015023 | 5432 | 2 | 2 | 423 | Axial | 80853 | 80977 | 180.66 | 25210 | 1460 | VT0326U | 2373 | 3 | E | 54.23 | 85.86 | 17 | VerticalCompact-BCD_2x2 | 1884 | 800 | 1761 |  |  | 215.8 | 35 | 35 | 450 | AC motor | 60 | X | no | no | C | D | Aluminum | 2025-01-02 | 6 | 3 | yes | piece | 1
GCVC PD 050.2/13-30 | GCVC PD | 050.2/13-30 | 4249719 | finoox | GCVC 050.2C/1x3-2385-J-D/4/32/2.10/2700/AXS/1/015023 | 5188 | 3 | 1 | 2385 | Axial | 37616 | 37671 | 180.66 | 7859 | 430 | VT01435 | 0.399 | 0.32 | C | 29.91 | 61.42 | 2025-06-14 | VerticalCompact-BCD_1x3 | 2784 | 596 | 953 |  |  | 185.3 | 22 | 22 | 500 | AC motor | 60 | J | no | no | C | D | Aluminum | 2025-01-02 | 8 | 4 | yes | piece | 1
GCVC PD 063.2/23-28 | GCVC PD | 063.2/23-28 | 4246895 | finoox | GCVC 063.2C/2x3-2401-L-D/4/64/2.10/2700/AXS/1/015023 | 12956 | 3 | 2 | 2401 | Axial | 78469 | 78489 | 361.32 | 16649 | 340 | VT01442 | 0.538 | 0.16 | B | 27.93 | 59.68 | 2025-09-30 | VerticalCompact-BCD_2x3 | 2784 | 800 | 1761 |  |  | 351 | 35 | 35 | 630 | AC motor | 60 | L | no | no | C | D | Aluminum | 2025-01-02 | 8 | 4 | yes | piece | 1
GCVC PD 045.2/12-48 | GCVC PD | 045.2/12-48 | 4248928 | finoox | GCVC 045.2C/1x2-2419-1-D/4/32/2.10/1800/EXS/1/015023 | 4910 | 2 | 1 | 2419 | Axial | 42842 | 42866 | 120.44 | 11119 | 1350 | VT03007U.1 | 0.746 | 1965-01-01 | D | 47.69 | 79.08 | 2025-04-10 | VerticalCompact-BCD_1x2 | 1884 | 535 | 953 |  |  | 113.7 | 28 | 28 | 450 | EC motor | 5060 | 1 | no | no | C | D | Epoxy coated aluminum | 2025-01-02 | 8 | 4 | yes | piece | 1
GCVC PD 050.2/23-54 | GCVC PD | 050.2/23-54 | 4245442 | finoox | GCVC 050.2C/2x3-2559-2-D/3/64/2.10/2700/AXS/1/015023 | 15991 | 3 | 2 | 2559 | Axial | 131703 | 131937 | 270.99 | 43469 | 1330 | VT03013U.1 | 3128 | 2025-08-01 | D | 54.39 | 86.14 | 2025-01-25 | VerticalCompact-BCD_2x3 | 2784 | 800 | 1761 |  |  | 329 | 42 | 42 | 500 | EC motor | 5060 | 2 | no | no | C | D | Aluminum | 2025-01-02 | 4 | 3 | yes | piece | 1
GCVC PD 080.2/13-21 | GCVC PD | 080.2/13-21 | 4253054 | finoox | GCVC 080.2D/1x3-2491-1-D/3/40/2.10/3600/EXS/1/015023 | 10261 | 3 | 1 | 2491 | Axial | 54657 | 54614 | 225.82 | 13100 | 270 | VT03062U.1 | 0.137 | 0.25 | A+ | 2025-08-20 | 52.48 | 2025-06-18 | VerticalCompact-BCD_1x3 | 3684 | 608 | 1153 |  |  | 241.8 | 28 | 28 | 800 | EC motor | 5060 | 1 | no | no | D | D | Epoxy coated aluminum | 2025-01-02 | 4 | 3 | yes | piece | 1
GCVC PD 063.2/23-37 | GCVC PD | 063.2/23-37 | 4246971 | finoox | GCVC 063.2C/2x3-2509-1-D/3/64/2.10/2700/EXS/1/015023 | 16323 | 3 | 2 | 2509 | Axial | 99488 | 99254 | 270.99 | 31271 | 655 | VT03145U.1 | 0.874 | 0.75 | B | 37.19 | 68.94 | 2025-09-23 | VerticalCompact-BCD_2x3 | 2784 | 800 | 1761 |  |  | 304.5 | 35 | 35 | 630 | EC motor | 5060 | 1 | no | no | C | D | Epoxy coated aluminum | 2025-01-02 | 6 | 3 | yes | piece | 1
GCVC PD 080.2/23-43 | GCVC PD | 080.2/23-43 | 4248734 | finoox | GCVC 080.2D/2x3-2543-2-D/3/80/2.10/3600/EXS/1/015023 | 27014 | 3 | 2 | 2543 | Axial | 184453 | 184263 | 451.65 | 60592 | 575 | VT03060U.1 | 2189 | 0.78 | C | 42.61 | 74.57 | 43.1 | VerticalCompact-BCD_2x3 | 3684 | 800 | 2161 |  |  | 490.2 | 54 | 54 | 800 | EC motor | 5060 | 2 | no | no | D | D | Epoxy coated aluminum | 2025-01-02 | 4 | 3 | yes | piece | 1
GCVC PD 063.2/22-27 | GCVC PD | 063.2/22-27 | 4247627 | finoox | GCVC 063.2D/2x2-2504-1-D/6/80/2.10/2400/EXS/1/015023 | 17652 | 2 | 2 | 2504 | Axial | 89034 | 89605 | 602.19 | 15393 | 460 | VT03145U.1 | 0.227 | 0.3 | A+ | 27.28 | 59.09 | 50.5 | VerticalCompact-BCD_2x2 | 2484 | 800 | 2161 |  |  | 383.8 | 35 | 35 | 630 | EC motor | 5060 | 1 | no | no | D | D | Epoxy coated aluminum | 2025-01-02 | 8 | 6 | yes | piece | 1
GCVC PD 050.2/11-49 | GCVC PD | 050.2/11-49 | 4250331 | finoox | GCVC 050.2D/1x1-2560-2-D/4/40/2.10/1200/AXS/1/015023 | 3627 | 1 | 1 | 2560 | Axial | 34158 | 34265 | 100.37 | 8224 | 1415 | VT03013U.1 | 0.601 | 2021-01-01 | D | 49.16 | 80.52 | 2025-06-08 | VerticalCompact-BCD_1x1 | 1284 | 607 | 1153 |  |  | 94.2 | 22 | 22 | 500 | EC motor | 5060 | 2 | no | no | D | D | Aluminum | 2025-01-02 | 10 | 4 | yes | piece | 1
GCVC PD 063.2/22-33 | GCVC PD | 063.2/22-33 | 4246753 | finoox | GCVC 063.2C/2x2-2507-1-D/3/64/2.10/1800/EXS/1/015023 | 11563 | 2 | 2 | 2507 | Axial | 62845 | 62763 | 180.66 | 18230 | 580 | VT03145U.1 | 0.415 | 0.55 | B | 32.95 | 64.58 | 2025-09-15 | VerticalCompact-BCD_2x2 | 1884 | 800 | 1761 |  |  | 210.3 | 28 | 28 | 630 | EC motor | 5060 | 1 | no | no | C | D | Epoxy coated aluminum | 2025-01-02 | 8 | 3 | yes | piece | 1
GCVC PD 050.2/23-46 | GCVC PD | 050.2/23-46 | 4246376 | finoox | GCVC 050.2D/2x3-2519-1-D/4/80/2.10/3600/EXS/1/015023 | 17855 | 3 | 2 | 2519 | Axial | 158124 | 158348 | 602.19 | 35096 | 1010 | VT03011U.1 | 1371 | 2015-01-01 | B | 46.03 | 77.99 | 54.8 | VerticalCompact-BCD_2x3 | 3684 | 800 | 2161 |  |  | 473.9 | 54 | 54 | 500 | EC motor | 5060 | 1 | no | no | D | D | Epoxy coated aluminum | 2025-01-02 | 4 | 4 | yes | piece | 1
GCVC PD 063.2/14-62 | GCVC PD | 063.2/14-62 | 4251601 | finoox | GCVC 063.2C/1x4-2547-2-D/4/32/2.10/3600/AXS/1/015023 | 15103 | 4 | 1 | 2547 | Axial | 119293 | 118726 | 240.88 | 38288 | 1055 | VT03143U.1 | 4749 | 2025-01-02 | E | 61.62 | 93.25 | 2025-08-20 | VerticalCompact-BCD_1x4 | 3684 | 611 | 953 |  |  | 317.2 | 42 | 42 | 630 | EC motor | 5060 | 2 | no | no | C | D | Aluminum | 2025-01-02 | 4 | 4 | yes | piece | 1
GCVC PD 063.2/21-17 | GCVC PD | 063.2/21-17 | 4246502 | finoox | GCVC 063.2C/2x1-2500-1-D/3/64/2.10/900/AXS/1/015023 | 6665 | 1 | 2 | 2500 | Axial | 19932 | 20001 | 90.33 | 4634 | 310 | VT03145U.1 | 0.05 | 0.13 | A+ | 2025-12-17 | 48.63 | 2025-08-07 | VerticalCompact-BCD_2x1 | 984 | 800 | 1761 |  |  | 118.3 | 16 | 16 | 630 | EC motor | 5060 | 1 | no | no | C | D | Aluminum | 2025-01-02 | 12 | 3 | yes | piece | 1
GCVC PD 063.2/11-56 | GCVC PD | 063.2/11-56 | 4251843 | finoox | GCVC 063.2D/1x1-2548-2-D/6/40/2.10/1200/EXS/1/015023 | 6397 | 1 | 1 | 2548 | Axial | 53305 | 53582 | 150.55 | 11783 | 1135 | VT03143U.1 | 1415 | 1937-02-01 | E | 55.92 | 87.29 | 2025-01-13 | VerticalCompact-BCD_1x1 | 1284 | 611 | 1153 |  |  | 127.9 | 28 | 28 | 630 | EC motor | 5060 | 2 | no | no | D | D | Epoxy coated aluminum | 2025-01-02 | 10 | 6 | yes | piece | 1
GCVC PD 063.2/21-28 | GCVC PD | 063.2/21-28 | 4246533 | finoox | GCVC 063.2C/2x1-2505-1-D/4/64/2.10/900/AXS/1/015023 | 6876 | 1 | 2 | 2505 | Axial | 32572 | 32726 | 120.44 | 7289 | 500 | VT03145U.1 | 0.147 | 0.39 | A | 2025-02-28 | 59.71 | 2025-07-10 | VerticalCompact-BCD_2x1 | 984 | 800 | 1761 |  |  | 128.2 | 22 | 22 | 630 | EC motor | 5060 | 1 | no | no | C | D | Aluminum | 2025-01-02 | 12 | 4 | yes | piece | 1
GCVC PD 050.2/22-32 | GCVC PD | 050.2/22-32 | 4246094 | finoox | GCVC 050.2D/2x2-2512-1-D/4/80/2.10/2400/EXS/1/015023 | 11625 | 2 | 2 | 2512 | Axial | 66.56 | 66.71 | 401.46 | 13001 | 565 | VT03011U.1 | 0.198 | 0.28 | A+ | 31.81 | 63.61 | 34.8 | VerticalCompact-BCD_2x2 | 2484 | 800 | 2161 |  |  | 319.5 | 35 | 35 | 500 | EC motor | 5060 | 1 | no | no | D | D | Epoxy coated aluminum | 2025-01-02 | 8 | 4 | yes | piece | 1
GCVC PD 050.2/13-30 | GCVC PD | 050.2/13-30 | 4249788 | finoox | GCVC 050.2C/1x3-2512-1-D/4/32/2.10/2700/EXS/1/015023 | 7210 | 3 | 1 | 2512 | Axial | 40842 | 40918 | 180.66 | 8686 | 565 | VT03011U.1 | 0.159 | 0.28 | A+ | 2025-08-30 | 61.59 | 2025-06-14 | VerticalCompact-BCD_1x3 | 2784 | 586 | 953 |  |  | 170.4 | 22 | 22 | 500 | EC motor | 5060 | 1 | no | no | C | D | Epoxy coated aluminum | 2025-01-02 | 6 | 4 | yes | piece | 1
GCVC PD 050.2/21-43 | GCVC PD | 050.2/21-43 | 4244959 | finoox | GCVC 050.2C/2x1-2521-1-D/4/64/2.10/900/AXS/1/015023 | 5357 | 1 | 2 | 2521 | Axial | 46463 | 46793 | 120.44 | 11946 | 1135 | VT03011U.1 | 0.691 | 1965-01-01 | D | 43.49 | 75 | 2025-04-11 | VerticalCompact-BCD_2x1 | 984 | 800 | 1761 |  |  | 127.6 | 28 | 28 | 500 | EC motor | 5060 | 1 | no | no | C | D | Aluminum | 2025-01-02 | 8 | 4 | yes | piece | 1
GCVC PD 080.3/22-58 | GCVC PD | 080.3/22-58 | 6178712 | finoox | GCVC 080.3D/2x2-3561-2-D/6/80/2.10/2400/AXS/1/015023 | 25942 | 2 | 2 | 3561 | Axial | 246405 | 247134 | 602.19 | 57201 | 930 | VT01445U.3 | 6932 | 1975-02-01 | E | 57.77 | 89.58 | 55.2 | VerticalCompact-BCD_2x2 | 2484 | 800 | 2161 |  |  | 499.6 | 54 | 54 | 800 | EC motor | 5060 | 2 | no | no | D | D | Aluminum | 2025-01-02 | 6 | 6 | yes | piece | 1
GCVC PD 050.3/11-43 | GCVC PD | 050.3/11-43 | 6083348 | finoox | GCVC 050.3B/1x1-3617-X-D/4/24/2.10/720/EXS/1/015023 | 1939 | 1 | 1 | 3617 | Axial | 17848 | 2025-02-18 | 36.13 | 5707 | 1260 | VT01524 | 0.995 | 2025-04-04 | E | 43.33 | 74.52 | 2025-02-03 | VerticalCompact-BCD_1x1 | 804 | 596 | 753 |  |  | 53.2 | 16 | 16 | 500 | AC motor | 60 | X | no | no | B | D | Epoxy coated aluminum | 2025-01-02 | 8 | 4 | yes | piece | 1
GCVC PD 050.2/12-30 | GCVC PD | 050.2/12-30 | 4244145 | finoox | GCVC 050.2B/1x2-2333-S-D/3/24/2.10/1440/EXS/1/015023 | 2890 | 2 | 1 | 2333 | Axial | 18789 | 18794 | 54.2 | 5293 | 530 | VT01435 | 0.301 | 0.35 | D | 29.64 | 60.93 | 2025-05-04 | VerticalCompact-BCD_1x2 | 1524 | 596 | 753 |  |  | 88.7 | 16 | 16 | 500 | AC motor | 50 | S | no | no | B | D | Epoxy coated aluminum | 2025-01-02 | 8 | 3 | yes | piece | 1
GCVC PD 063.2/21-28 | GCVC PD | 063.2/21-28 | 4247270 | finoox | GCVC 063.2D/2x1-2358-D-D/6/80/2.10/1200/AXS/1/015023 | 8125 | 1 | 2 | 2358 | Axial | 45813 | 46183 | 301.1 | 7947 | 430 | VT01442 | 0.234 | 0.32 | A | 28.17 | 59.82 | 2025-01-26 | VerticalCompact-BCD_2x1 | 1284 | 800 | 2161 |  |  | 216.8 | 28 | 28 | 630 | AC motor | 50 | D | no | no | D | D | Aluminum | 2025-01-02 | 10 | 6 | yes | piece | 1
GCVC PD 050.2/22-35 | GCVC PD | 050.2/22-35 | 4245097 | finoox | GCVC 050.2C/2x2-2388-I-D/6/64/2.10/1800/EXS/1/015023 | 8661 | 2 | 2 | 2388 | Axial | 77246 | 77.65 | 361.32 | 14391 | 710 | VT01437 | 0.656 | 0.34 | C | 35.18 | 66.81 | 31.2 | VerticalCompact-BCD_2x2 | 1884 | 800 | 1761 |  |  | 270.4 | 35 | 35 | 500 | AC motor | 60 | I | no | no | C | D | Epoxy coated aluminum | 2025-01-02 | 8 | 6 | yes | piece | 1
GCVC PD 063.2/21-24 | GCVC PD | 063.2/21-24 | 4246482 | finoox | GCVC 063.2C/2x1-2401-L-D/3/64/2.10/900/AXS/1/015023 | 5426 | 1 | 2 | 2401 | Axial | 24365 | 24435 | 90.33 | 6060 | 340 | VT01442 | 0.178 | 0.16 | B | 23.62 | 55.13 | 8 | VerticalCompact-BCD_2x1 | 984 | 800 | 1761 |  |  | 125.2 | 18 | 18 | 630 | AC motor | 60 | L | no | no | C | D | Aluminum | 2025-01-02 | 12 | 3 | yes | piece | 1
GCVC PD 050.2/21-43 | GCVC PD | 050.2/21-43 | 4244809 | finoox | GCVC 050.2C/2x1-2348-S-D/6/64/2.10/900/EXS/1/015023 | 5269 | 1 | 2 | 2348 | Axial | 56075 | 56473 | 180.66 | 11866 | 1180 | VT03150U | 2025-01-01 | 0.9 | D | 43.21 | 74.72 | 2025-03-16 | VerticalCompact-BCD_2x1 | 984 | 800 | 1761 |  |  | 154.5 | 28 | 28 | 500 | AC motor | 50 | S | no | no | C | D | Epoxy coated aluminum | 2025-01-02 | 12 | 6 | yes | piece | 1
GCVC PD 040.2/13-51 | GCVC PD | 040.2/13-51 | 4243818 | finoox | GCVC 040.2B/1x3-2408-1-D/3/24/2.10/2160/EXS/1/015023 | 4783 | 3 | 1 | 2408 | Axial | 37985 | 37.96 | 81.3 | 13646 | 1630 | VT03142U.1 | 1266 | 2025-06-02 | E | 51.19 | 82.57 | 2025-08-06 | VerticalCompact-BCD_1x3a | 2244 | 543 | 753 |  |  | 106.1 | 22 | 22 | 400 | EC motor | 5060 | 1 | no | no | B | D | Epoxy coated aluminum | 2025-01-02 | 6 | 3 | yes | piece | 1
GCVC PD 045.2/14-52 | GCVC PD | 045.2/14-52 | 4249171 | finoox | GCVC 045.2C/1x4-2533-1-D/4/32/2.10/3600/AXS/1/015023 | 8131 | 4 | 1 | 2533 | Axial | 89292 | 89423 | 240.88 | 22768 | 1425 | VT03007U.1 | 1813 | 2025-09-01 | D | 52.47 | 84.09 | 2025-02-20 | VerticalCompact-BCD_1x4 | 3684 | 535 | 953 |  |  | 217 | 35 | 35 | 450 | EC motor | 5060 | 1 | no | no | C | D | Aluminum | 2025-01-02 | 4 | 4 | yes | piece | 1
GCVC PD 050.2/23-39 | GCVC PD | 050.2/23-39 | 4245394 | finoox | GCVC 050.2C/2x3-2515-1-D/3/64/2.10/2700/AXS/1/015023 | 12613 | 3 | 2 | 2515 | Axial | 88435 | 88.41 | 270.99 | 24344 | 755 | VT03011U.1 | 0.65 | 0.58 | B | 39.33 | 71.08 | 2025-09-23 | VerticalCompact-BCD_2x3 | 2784 | 800 | 1761 |  |  | 299.2 | 35 | 35 | 500 | EC motor | 5060 | 1 | no | no | C | D | Aluminum | 2025-01-02 | 6 | 3 | yes | piece | 1
GCVC PD 080.2/22-55 | GCVC PD | 080.2/22-55 | 4248441 | finoox | GCVC 080.2D/2x2-2539-2-D/6/80/2.10/2400/EXS/1/015023 | 25929 | 2 | 2 | 2539 | Axial | 218289 | 218764 | 602.19 | 49325 | 850 | VT03059U.2 | 4903 | 2019-02-01 | D | 54.83 | 86.64 | 55.2 | VerticalCompact-BCD_2x2 | 2484 | 800 | 2161 |  |  | 462 | 54 | 54 | 800 | EC motor | 5060 | 2 | no | no | D | D | Epoxy coated aluminum | 2025-01-02 | 6 | 6 | yes | piece | 1
GCVC PD 080.2/22-55 | GCVC PD | 080.2/22-55 | 4248448 | finoox | GCVC 080.2D/2x2-2541-2-D/3/80/2.10/2400/AXS/1/015023 | 20497 | 2 | 2 | 2541 | Axial | 178216 | 178.63 | 301.1 | 68311 | 950 | VT03059U.2 | 6554 | 1982-02-01 | E | 54.6 | 86.41 | 31.6 | VerticalCompact-BCD_2x2 | 2484 | 800 | 2161 |  |  | 372.3 | 54 | 54 | 800 | EC motor | 5060 | 2 | no | no | D | D | Aluminum | 2025-01-02 | 4 | 3 | yes | piece | 1
GCVC PD 050.2/14-41 | GCVC PD | 050.2/14-41 | 4250053 | finoox | GCVC 050.2C/1x4-2517-1-D/3/32/2.10/3600/EXS/1/015023 | 8615 | 4 | 1 | 2517 | Axial | 64631 | 64569 | 180.66 | 19042 | 880 | VT03011U.1 | 0.661 | 0.84 | C | 41.08 | 72.7 | 2025-05-15 | VerticalCompact-BCD_1x4 | 3684 | 586 | 953 |  |  | 205.4 | 35 | 35 | 500 | EC motor | 5060 | 1 | no | no | C | D | Epoxy coated aluminum | 2025-01-02 | 4 | 3 | yes | piece | 1
GCVC PD 050.2/13-41 | GCVC PD | 050.2/13-41 | 4250771 | finoox | GCVC 050.2D/1x3-2517-1-D/3/40/2.10/3600/EXS/1/015023 | 8134 | 3 | 1 | 2517 | Axial | 61699 | 61644 | 225.82 | 15564 | 880 | VT03011U.1 | 0.464 | 0.84 | B | 40.54 | 72.22 | 2025-06-18 | VerticalCompact-BCD_1x3 | 3684 | 586 | 1153 |  |  | 222.3 | 28 | 28 | 500 | EC motor | 5060 | 1 | no | no | D | D | Epoxy coated aluminum | 2025-01-02 | 4 | 3 | yes | piece | 1
GCVC PD 080.3/13-39 | GCVC PD | 080.3/13-39 | 6185377 | finoox | GCVC 080.3D/1x3-3489-J-D/3/40/2.10/3600/AXS/1/015023 | 9264 | 3 | 1 | 3489 | Axial | 87703 | 87668 | 225.82 | 26273 | 480 | VT01371 | 1712 | 2025-01-01 | D | 39.21 | 70.89 | 2025-03-19 | VerticalCompact-BCD_1x3 | 3684 | 605 | 1153 |  |  | 307.9 | 35 | 35 | 800 | AC motor | 60 | J | no | no | D | D | Aluminum | 2025-01-02 | 4 | 3 | yes | piece | 1
GCVC PD 080.3/22-61 | GCVC PD | 080.3/22-61 | 6132675 | finoox | GCVC 080.3D/2x2-3558-2-D/6/80/2.10/2400/AXS/1/015023 | 26249 | 2 | 2 | 3558 | Axial | 268168 | 268683 | 602.19 | 66015 | 1060 | VT01445U.3 | 10256 | 2025-04-04 | E | 61.47 | 93.28 | 58.5 | VerticalCompact-BCD_2x2 | 2484 | 800 | 2161 |  |  | 505.2 | 64 | 64 | 800 | EC motor | 5060 | 2 | no | no | D | D | Aluminum | 2025-01-02 | 6 | 6 | yes | piece | 1
GCVC PD 050.2/21-34 | GCVC PD | 050.2/21-34 | 4245733 | finoox | GCVC 050.2D/2x1-2336-D-D/3/80/2.10/1200/EXS/1/015023 | 5021 | 1 | 2 | 2336 | Axial | 34639 | 34664 | 150.55 | 8207 | 660 | VT01437 | 0.241 | 0.33 | B | 33.52 | 65.17 | 2025-02-13 | VerticalCompact-BCD_2x1 | 1284 | 800 | 2161 |  |  | 165.8 | 22 | 22 | 500 | AC motor | 50 | D | no | no | D | D | Epoxy coated aluminum | 2025-01-02 | 10 | 3 | yes | piece | 1
GCVC PD 063.2/22-31 | GCVC PD | 063.2/22-31 | 4247514 | finoox | GCVC 063.2D/2x2-2358-D-D/3/80/2.10/2400/AXS/1/015023 | 10498 | 2 | 2 | 2358 | Axial | 73.33 | 73243 | 301.1 | 17850 | 430 | VT01442 | 0.45 | 0.32 | B | 30.79 | 62.6 | 2025-09-26 | VerticalCompact-BCD_2x2 | 2484 | 800 | 2161 |  |  | 307.7 | 35 | 35 | 630 | AC motor | 50 | D | no | no | D | D | Aluminum | 2025-01-02 | 8 | 3 | yes | piece | 1
GCVC PD 050.2/22-40 | GCVC PD | 050.2/22-40 | 4245057 | finoox | GCVC 050.2C/2x2-2354-W-D/4/64/2.10/1800/AXS/1/015023 | 6758 | 2 | 2 | 2354 | Axial | 77588 | 77699 | 240.88 | 18363 | 865 | VT03093U | 0.846 | 0.97 | C | 39.77 | 71.4 | 2025-07-21 | VerticalCompact-BCD_2x2 | 1884 | 800 | 1761 |  |  | 237.8 | 35 | 35 | 500 | AC motor | 50 | W | no | no | C | D | Aluminum | 2025-01-02 | 8 | 4 | yes | piece | 1
GCVC PD 050.2/11-45 | GCVC PD | 050.2/11-45 | 4249218 | finoox | GCVC 050.2C/1x1-2349-I-D/3/32/2.10/900/AXS/1/015023 | 2165 | 1 | 1 | 2349 | Axial | 24452 | 24613 | 45.16 | 8728 | 1590 | VT03150U | 0.868 | 2025-07-01 | E | 45.45 | 76.72 | 4 | VerticalCompact-BCD_1x1 | 984 | 569 | 953 |  |  | 63.9 | 18 | 18 | 500 | AC motor | 60 | I | no | no | C | D | Aluminum | 2025-01-02 | 8 | 3 | yes | piece | 1
GCVC PD 050.2/23-37 | GCVC PD | 050.2/23-37 | 4245330 | finoox | GCVC 050.2C/2x3-2388-I-D/6/64/2.10/2700/AXS/1/015023 | 11849 | 3 | 2 | 2388 | Axial | 115339 | 115.72 | 541.97 | 21587 | 710 | VT01437 | 0.984 | 0.34 | B | 36.83 | 68.57 | 46.2 | VerticalCompact-BCD_2x3 | 2784 | 800 | 1761 |  |  | 395 | 42 | 42 | 500 | AC motor | 60 | I | no | no | C | D | Aluminum | 2025-01-02 | 8 | 6 | yes | piece | 1
GCVC PD 050.2/21-33 | GCVC PD | 050.2/21-33 | 4244860 | finoox | GCVC 050.2C/2x1-2388-I-D/4/64/2.10/900/EXS/1/015023 | 4343 | 1 | 2 | 2388 | Axial | 33856 | 34011 | 120.44 | 7889 | 710 | VT01437 | 0.32 | 0.34 | C | 33.19 | 64.7 | 2025-07-10 | VerticalCompact-BCD_2x1 | 984 | 800 | 1761 |  |  | 131.2 | 22 | 22 | 500 | AC motor | 60 | I | no | no | C | D | Epoxy coated aluminum | 2025-01-02 | 12 | 4 | yes | piece | 1
GCVC PD 050.2/21-32 | GCVC PD | 050.2/21-32 | 4244854 | finoox | GCVC 050.2C/2x1-2387-L-D/4/64/2.10/900/EXS/1/015023 | 4367 | 1 | 2 | 2387 | Axial | 28131 | 28245 | 120.44 | 6136 | 500 | VT01435 | 0.354 | 0.37 | C | 31.99 | 63.5 | 2025-07-10 | VerticalCompact-BCD_2x1 | 984 | 800 | 1761 |  |  | 136.4 | 22 | 22 | 500 | AC motor | 60 | L | no | no | C | D | Epoxy coated aluminum | 2025-01-02 | 12 | 4 | yes | piece | 1
GCVC PD 050.2/13-22 | GCVC PD | 050.2/13-22 | 4249747 | finoox | GCVC 050.2C/1x3-2389-J-D/6/32/2.10/2700/EXS/1/015023 | 6573 | 3 | 1 | 2389 | Axial | 36946 | 37217 | 270.99 | 6316 | 450 | VT01437 | 0.248 | 0.17 | B | 21.54 | 53.05 | 2025-07-21 | VerticalCompact-BCD_1x3 | 2784 | 596 | 953 |  |  | 203.5 | 22 | 22 | 500 | AC motor | 60 | J | no | no | C | D | Epoxy coated aluminum | 2025-01-02 | 8 | 6 | yes | piece | 1
GCVC PD 063.2/14-69 | GCVC PD | 063.2/14-69 | 4251513 | finoox | GCVC 063.2C/1x4-2412-2-D/4/32/2.10/3600/AXS/1/015023 | 15298 | 4 | 1 | 2412 | Axial | 163806 | 161592 | 240.88 | 56321 | 1510 | VT03143U.1 | 13727 | 5 | E | 69.07 | 100.7 | 2025-03-22 | VerticalCompact-BCD_1x4 | 3684 | 611 | 953 |  |  | 320 | 54 | 54 | 630 | EC motor | 5060 | 2 | no | no | C | D | Aluminum | 2025-01-02 | 2 | 4 | yes | piece | 1
GCVC PD 045.2/11-44 | GCVC PD | 045.2/11-44 | 4243865 | finoox | GCVC 045.2B/1x1-2530-1-D/4/24/2.10/720/AXS/1/015023 | 2378 | 1 | 1 | 2530 | Axial | 14.72 | 14871 | 36.13 | 3983 | 1200 | VT03007U.1 | 0.28 | 2025-01-01 | D | 44.22 | 75.4 | 2025-02-03 | VerticalCompact-BCD_1x1 | 804 | 535 | 753 |  |  | 45.6 | 16 | 16 | 450 | EC motor | 5060 | 1 | no | no | B | D | Aluminum | 2025-01-02 | 8 | 4 | yes | piece | 1
GCVC PD 050.2/23-40 | GCVC PD | 050.2/23-40 | 4246351 | finoox | GCVC 050.2D/2x3-2515-1-D/3/80/2.10/3600/EXS/1/015023 | 15896 | 3 | 2 | 2515 | Axial | 110541 | 110455 | 451.65 | 26612 | 755 | VT03011U.1 | 0.609 | 0.58 | A | 39.9 | 71.86 | 40 | VerticalCompact-BCD_2x3 | 3684 | 800 | 2161 |  |  | 424 | 42 | 42 | 500 | EC motor | 5060 | 1 | no | no | D | D | Epoxy coated aluminum | 2025-01-02 | 4 | 3 | yes | piece | 1
GCVC PD 045.2/14-41 | GCVC PD | 045.2/14-41 | 4249125 | finoox | GCVC 045.2C/1x4-2525-1-D/3/32/2.10/3600/EXS/1/015023 | 8028 | 4 | 1 | 2525 | Axial | 51554 | 51687 | 180.66 | 13315 | 825 | VT03007U.1 | 0.384 | 0.47 | B | 40.62 | 72.24 | 2025-09-14 | VerticalCompact-BCD_1x4 | 3684 | 535 | 953 |  |  | 199.1 | 28 | 28 | 450 | EC motor | 5060 | 1 | no | no | C | D | Epoxy coated aluminum | 2025-01-02 | 4 | 3 | yes | piece | 1
GCVC PD 050.2/11-49 | GCVC PD | 050.2/11-49 | 4249387 | finoox | GCVC 050.2C/1x1-2560-2-D/3/32/2.10/900/EXS/1/015023 | 3208 | 1 | 1 | 2560 | Axial | 21959 | 22073 | 45.16 | 7744 | 1415 | VT03013U.1 | 0.63 | 2021-01-01 | E | 48.5 | 79.77 | 4 | VerticalCompact-BCD_1x1 | 984 | 607 | 953 |  |  | 63.9 | 18 | 18 | 500 | EC motor | 5060 | 2 | no | no | C | D | Epoxy coated aluminum | 2025-01-02 | 8 | 3 | yes | piece | 1
GCVC PD 063.2/12-61 | GCVC PD | 063.2/12-61 | 4252100 | finoox | GCVC 063.2D/1x2-2550-2-D/4/40/2.10/2400/EXS/1/015023 | 9775 | 2 | 1 | 2550 | Axial | 90625 | 90477 | 200.73 | 28963 | 1285 | VT03143U.1 | 3961 | 2026-03-01 | E | 60.73 | 92.26 | 2025-05-17 | VerticalCompact-BCD_1x2 | 2484 | 611 | 1153 |  |  | 213.2 | 35 | 35 | 630 | EC motor | 5060 | 2 | no | no | D | D | Epoxy coated aluminum | 2025-01-02 | 6 | 4 | yes | piece | 1
GCVC PD 063.2/11-37 | GCVC PD | 063.2/11-37 | 4251024 | finoox | GCVC 063.2C/1x1-2556-2-D/3/32/2.10/900/AXS/1/015023 | 3962 | 1 | 1 | 2556 | Axial | 23048 | 23191 | 45.16 | 7888 | 850 | VT03144U.1 | 0.411 | 0.77 | D | 36.98 | 68.26 | 4 | VerticalCompact-BCD_1x1 | 984 | 623 | 953 |  |  | 64.4 | 18 | 18 | 630 | EC motor | 5060 | 2 | no | no | C | D | Aluminum | 2025-01-02 | 8 | 3 | yes | piece | 1
GCVC PD 063.2/11-37 | GCVC PD | 063.2/11-37 | 4251888 | finoox | GCVC 063.2D/1x1-2556-2-D/6/40/2.10/1200/AXS/1/015023 | 5296 | 1 | 1 | 2556 | Axial | 42251 | 42536 | 150.55 | 8325 | 850 | VT03144U.1 | 0.395 | 0.77 | C | 37.33 | 68.69 | 2025-01-13 | VerticalCompact-BCD_1x1 | 1284 | 623 | 1153 |  |  | 109.9 | 28 | 28 | 630 | EC motor | 5060 | 2 | no | no | D | D | Aluminum | 2025-01-02 | 10 | 6 | yes | piece | 1
GCVC PD 063.2/14-28 | GCVC PD | 063.2/14-28 | 4251545 | finoox | GCVC 063.2C/1x4-2502-1-D/6/32/2.10/3600/EXS/1/015023 | 12771 | 4 | 1 | 2502 | Axial | 55838 | 54877 | 361.32 | 9489 | 385 | VT03145U.1 | 0.163 | 0.2 | A+ | 28.46 | 60.09 | 29 | VerticalCompact-BCD_1x4 | 3684 | 615 | 953 |  |  | 261.3 | 28 | 28 | 630 | EC motor | 5060 | 1 | no | no | C | D | Epoxy coated aluminum | 2025-01-02 | 6 | 6 | yes | piece | 1
GCVC PD 080.2/11-43 | GCVC PD | 080.2/11-43 | 4252555 | finoox | GCVC 080.2D/1x1-2536-2-D/3/40/2.10/1200/EXS/1/015023 | 5449 | 1 | 1 | 2536 | Axial | 35121 | 35095 | 75.27 | 12309 | 700 | VT03059U.2 | 0.665 | 2025-04-01 | D | 42.57 | 73.94 | 2025-06-06 | VerticalCompact-BCD_1x1 | 1284 | 650 | 1153 |  |  | 100.5 | 22 | 22 | 800 | EC motor | 5060 | 2 | no | no | D | D | Epoxy coated aluminum | 2025-01-02 | 10 | 3 | yes | piece | 1
GCVC PD 063.2/12-37 | GCVC PD | 063.2/12-37 | 4251221 | finoox | GCVC 063.2C/1x2-2554-2-D/3/32/2.10/1800/EXS/1/015023 | 6579 | 2 | 1 | 2554 | Axial | 41.26 | 41.3 | 90.33 | 13817 | 750 | VT03144U.1 | 0.574 | 0.6 | C | 37.13 | 68.52 | 8 | VerticalCompact-BCD_1x2 | 1884 | 623 | 953 |  |  | 118.7 | 28 | 28 | 630 | EC motor | 5060 | 2 | no | no | C | D | Epoxy coated aluminum | 2025-01-02 | 6 | 3 | yes | piece | 1
GCVC PD 080.3/22-53 | GCVC PD | 080.3/22-53 | 6215576 | finoox | GCVC 080.3D/2x2-3485-I-D/3/80/2.10/2400/EXS/1/015023 | 15433 | 2 | 2 | 3485 | Axial | 169478 | 169929 | 301.1 | 67272 | 900 | VT01526 | 9151 | 2025-09-03 | E | 53.09 | 84.9 | 31.6 | VerticalCompact-BCD_2x2 | 2484 | 800 | 2161 |  |  | 407.5 | 54 | 54 | 800 | AC motor | 60 | I | no | no | D | D | Epoxy coated aluminum | 2025-01-02 | 4 | 3 | yes | piece | 1
GCVC PD 050.3/22-51 | GCVC PD | 050.3/22-51 | 6125767 | finoox | GCVC 050.3C/2x2-3617-X-D/3/64/2.10/1800/AXS/1/015023 | 6294 | 2 | 2 | 3617 | Axial | 90153 | 90.31 | 180.66 | 30469 | 1260 | VT01524 | 3765 | 2025-04-04 | E | 51.28 | 82.91 | 17 | VerticalCompact-BCD_2x2 | 1884 | 800 | 1761 |  |  | 231.6 | 35 | 35 | 500 | AC motor | 60 | X | no | no | C | D | Aluminum | 2025-01-02 | 6 | 3 | yes | piece | 1
GCVC PD 050.2/12-38 | GCVC PD | 050.2/12-38 | 4250368 | finoox | GCVC 050.2D/1x2-2332-D-D/6/40/2.10/2400/AXS/1/015023 | 5446 | 2 | 1 | 2332 | Axial | 58446 | 58774 | 301.1 | 10547 | 850 | VT01435 | 0.509 | 0.74 | C | 38.16 | 69.68 | 2025-06-24 | VerticalCompact-BCD_1x2 | 2484 | 596 | 1153 |  |  | 205.3 | 28 | 28 | 500 | AC motor | 50 | D | no | no | D | D | Aluminum | 2025-01-02 | 8 | 6 | yes | piece | 1
GCVC PD 050.2/22-32 | GCVC PD | 050.2/22-32 | 4245018 | finoox | GCVC 050.2C/2x2-2333-S-D/6/64/2.10/1800/AXS/1/015023 | 8087 | 2 | 2 | 2333 | Axial | 65602 | 66022 | 361.32 | 11635 | 530 | VT01435 | 0.599 | 0.35 | C | 32.19 | 63.82 | 31.2 | VerticalCompact-BCD_2x2 | 1884 | 800 | 1761 |  |  | 280.8 | 35 | 35 | 500 | AC motor | 50 | S | no | no | C | D | Aluminum | 2025-01-02 | 8 | 6 | yes | piece | 1
GCVC PD 063.2/22-31 | GCVC PD | 063.2/22-31 | 4246642 | finoox | GCVC 063.2C/2x2-2358-D-D/3/64/2.10/1800/AXS/1/015023 | 8682 | 2 | 2 | 2358 | Axial | 56.49 | 56478 | 180.66 | 14833 | 430 | VT01442 | 0.476 | 0.32 | B | 31.48 | 63.11 | 2025-09-15 | VerticalCompact-BCD_2x2 | 1884 | 800 | 1761 |  |  | 223.9 | 28 | 28 | 630 | AC motor | 50 | D | no | no | C | D | Aluminum | 2025-01-02 | 8 | 3 | yes | piece | 1
GCVC PD 050.2/13-38 | GCVC PD | 050.2/13-38 | 4244305 | finoox | GCVC 050.2B/1x3-2354-W-D/4/24/2.10/2160/EXS/1/015023 | 4365 | 3 | 1 | 2354 | Axial | 40.59 | 40651 | 108.39 | 10654 | 865 | VT03093U | 0.679 | 0.97 | D | 38.42 | 69.8 | 2025-09-08 | VerticalCompact-BCD_1x3a | 2244 | 569 | 753 |  |  | 132.1 | 22 | 22 | 500 | AC motor | 50 | W | no | no | B | D | Epoxy coated aluminum | 2025-01-02 | 6 | 4 | yes | piece | 1
GCVC PD 063.2/23-42 | GCVC PD | 063.2/23-42 | 4247955 | finoox | GCVC 063.2D/2x3-2553-2-D/3/80/2.10/3600/EXS/1/015023 | 21471 | 3 | 2 | 2553 | Axial | 155708 | 155552 | 451.65 | 44705 | 700 | VT03144U.1 | 1254 | 0.52 | B | 41.79 | 73.75 | 43.1 | VerticalCompact-BCD_2x3 | 3684 | 800 | 2161 |  |  | 460.7 | 54 | 54 | 630 | EC motor | 5060 | 2 | no | no | D | D | Epoxy coated aluminum | 2025-01-02 | 4 | 3 | yes | piece | 1
GCVC PD 063.2/21-41 | GCVC PD | 063.2/21-41 | 4246625 | finoox | GCVC 063.2C/2x1-2557-2-D/3/64/2.10/900/EXS/1/015023 | 7539 | 1 | 2 | 2557 | Axial | 45927 | 46176 | 90.33 | 16759 | 900 | VT03144U.1 | 0.969 | 0.85 | D | 41.01 | 72.52 | 9 | VerticalCompact-BCD_2x1 | 984 | 800 | 1761 |  |  | 129 | 28 | 28 | 630 | EC motor | 5060 | 2 | no | no | C | D | Epoxy coated aluminum | 2025-01-02 | 8 | 3 | yes | piece | 1
GCVC PD 080.2/23-22 | GCVC PD | 080.2/23-22 | 4248643 | finoox | GCVC 080.2D/2x3-2490-1-D/4/80/2.10/3600/EXS/1/015023 | 24920 | 3 | 2 | 2490 | Axial | 108925 | 109014 | 602.19 | 21993 | 245 | VT03062U.1 | 0.227 | 0.2 | A+ | 22.39 | 54.35 | 51.6 | VerticalCompact-BCD_2x3 | 3684 | 800 | 2161 |  |  | 506.8 | 42 | 42 | 800 | EC motor | 5060 | 1 | no | no | D | D | Epoxy coated aluminum | 2025-01-02 | 6 | 4 | yes | piece | 1
GCVC PD 063.2/21-25 | GCVC PD | 063.2/21-25 | 4246526 | finoox | GCVC 063.2C/2x1-2504-1-D/3/64/2.10/900/AXS/1/015023 | 6666 | 1 | 2 | 2504 | Axial | 27505 | 27566 | 90.33 | 7173 | 460 | VT03145U.1 | 0.117 | 0.3 | A | 25.45 | 56.96 | 2025-03-08 | VerticalCompact-BCD_2x1 | 984 | 800 | 1761 |  |  | 119.4 | 22 | 22 | 630 | EC motor | 5060 | 1 | no | no | C | D | Aluminum | 2025-01-02 | 12 | 3 | yes | piece | 1
GCVC PD 063.2/22-37 | GCVC PD | 063.2/22-37 | 4247667 | finoox | GCVC 063.2D/2x2-2511-1-D/3/80/2.10/2400/EXS/1/015023 | 13653 | 2 | 2 | 2511 | Axial | 99644 | 99524 | 301.1 | 27901 | 730 | VT03145U.1 | 0.7 | 1 | B | 36.83 | 68.64 | 2025-09-26 | VerticalCompact-BCD_2x2 | 2484 | 800 | 2161 |  |  | 294.2 | 35 | 35 | 630 | EC motor | 5060 | 1 | no | no | D | D | Epoxy coated aluminum | 2025-01-02 | 6 | 3 | yes | piece | 1
GCVC PD 045.2/21-38 | GCVC PD | 045.2/21-38 | 4244445 | finoox | GCVC 045.2C/2x1-2525-1-D/4/64/2.10/900/AXS/1/015023 | 4848 | 1 | 2 | 2525 | Axial | 29777 | 29927 | 120.44 | 6469 | 825 | VT03007U.1 | 0.194 | 0.47 | B | 37.69 | 69.2 | 2025-07-10 | VerticalCompact-BCD_2x1 | 984 | 800 | 1761 |  |  | 123 | 22 | 22 | 450 | EC motor | 5060 | 1 | no | no | C | D | Aluminum | 2025-01-02 | 12 | 4 | yes | piece | 1
GCVC PD 050.2/13-53 | GCVC PD | 050.2/13-53 | 4249859 | finoox | GCVC 050.2C/1x3-2560-2-D/3/32/2.10/2700/EXS/1/015023 | 8394 | 3 | 1 | 2560 | Axial | 65.96 | 66037 | 135.49 | 23232 | 1415 | VT03013U.1 | 1889 | 2021-01-01 | E | 53.03 | 84.54 | 12 | VerticalCompact-BCD_1x3 | 2784 | 607 | 953 |  |  | 172.4 | 35 | 35 | 500 | EC motor | 5060 | 2 | no | no | C | D | Epoxy coated aluminum | 2025-01-02 | 4 | 3 | yes | piece | 1
GCVC PD 063.2/12-29 | GCVC PD | 063.2/12-29 | 4252051 | finoox | GCVC 063.2D/1x2-2507-1-D/3/40/2.10/2400/EXS/1/015023 | 6990 | 2 | 1 | 2507 | Axial | 42553 | 42513 | 150.55 | 10922 | 580 | VT03145U.1 | 0.184 | 0.55 | A | 28.93 | 60.46 | 2025-09-12 | VerticalCompact-BCD_1x2 | 2484 | 615 | 1153 |  |  | 153.7 | 28 | 28 | 630 | EC motor | 5060 | 1 | no | no | D | D | Epoxy coated aluminum | 2025-01-02 | 6 | 3 | yes | piece | 1
GCVC PD 063.2/13-32 | GCVC PD | 063.2/13-32 | 4252301 | finoox | GCVC 063.2D/1x3-2508-1-D/4/40/2.10/3600/AXS/1/015023 | 10021 | 3 | 1 | 2508 | Axial | 78333 | 78495 | 301.1 | 16919 | 615 | VT03145U.1 | 0.338 | 0.65 | A | 31.88 | 63.56 | 2025-02-25 | VerticalCompact-BCD_1x3 | 3684 | 615 | 1153 |  |  | 247.3 | 35 | 35 | 630 | EC motor | 5060 | 1 | no | no | D | D | Aluminum | 2025-01-02 | 4 | 4 | yes | piece | 1
GCVC PD 050.2/14-44 | GCVC PD | 050.2/14-44 | 4250062 | finoox | GCVC 050.2C/1x4-2519-1-D/3/32/2.10/3600/AXS/1/015023 | 8255 | 4 | 1 | 2519 | Axial | 71.74 | 71712 | 180.66 | 21866 | 1010 | VT03011U.1 | 0.964 | 2015-01-01 | C | 44.01 | 75.64 | 2025-05-15 | VerticalCompact-BCD_1x4 | 3684 | 586 | 953 |  |  | 205.4 | 35 | 35 | 500 | EC motor | 5060 | 1 | no | no | C | D | Aluminum | 2025-01-02 | 4 | 3 | yes | piece | 1
GCVC PD 063.2/21-41 | GCVC PD | 063.2/21-41 | 4247479 | finoox | GCVC 063.2D/2x1-2556-2-D/4/80/2.10/1200/AXS/1/015023 | 8715 | 1 | 2 | 2556 | Axial | 71817 | 72041 | 200.73 | 17703 | 850 | VT03144U.1 | 0.748 | 0.77 | C | 41.06 | 72.71 | 2025-04-19 | VerticalCompact-BCD_2x1 | 1284 | 800 | 2161 |  |  | 188.5 | 35 | 35 | 630 | EC motor | 5060 | 2 | no | no | D | D | Aluminum | 2025-01-02 | 10 | 4 | yes | piece | 1
GCVC PD 080.2/21-23 | GCVC PD | 080.2/21-23 | 4248107 | finoox | GCVC 080.2D/2x1-2493-1-D/4/80/2.10/1200/EXS/1/015023 | 8186 | 1 | 2 | 2493 | Axial | 45793 | 45949 | 200.73 | 9751 | 320 | VT03062U.1 | 0.14 | 0.35 | A+ | 23.31 | 54.96 | 2025-01-18 | VerticalCompact-BCD_2x1 | 1284 | 800 | 2161 |  |  | 190.1 | 28 | 28 | 800 | EC motor | 5060 | 1 | no | no | D | D | Epoxy coated aluminum | 2025-01-02 | 10 | 4 | yes | piece | 1
GCVC PD 063.2/22-24 | GCVC PD | 063.2/22-24 | 4246713 | finoox | GCVC 063.2C/2x2-2500-1-D/6/64/2.10/1800/EXS/1/015023 | 13976 | 2 | 2 | 2500 | Axial | 43886 | 44283 | 361.32 | 7416 | 310 | VT03145U.1 | 0.104 | 0.13 | A+ | 2025-05-24 | 55.68 | 2025-01-30 | VerticalCompact-BCD_2x2 | 1884 | 800 | 1761 |  |  | 263.1 | 28 | 28 | 630 | EC motor | 5060 | 1 | no | no | C | D | Epoxy coated aluminum | 2025-01-02 | 12 | 6 | yes | piece | 1
GCVC PD 063.2/11-55 | GCVC PD | 063.2/11-55 | 4251841 | finoox | GCVC 063.2D/1x1-2548-2-D/3/40/2.10/1200/EXS/1/015023 | 5342 | 1 | 1 | 2548 | Axial | 36374 | 36.34 | 75.27 | 13161 | 1135 | VT03143U.1 | 1341 | 1937-02-01 | E | 54.93 | 86.3 | 2025-06-06 | VerticalCompact-BCD_1x1 | 1284 | 611 | 1153 |  |  | 105.4 | 22 | 22 | 630 | EC motor | 5060 | 2 | no | no | D | D | Epoxy coated aluminum | 2025-01-02 | 10 | 3 | yes | piece | 1
GCVC PD 050.2/11-26 | GCVC PD | 050.2/11-26 | 4250262 | finoox | GCVC 050.2D/1x1-2512-1-D/4/40/2.10/1200/EXS/1/015023 | 3316 | 1 | 1 | 2512 | Axial | 16564 | 16635 | 100.37 | 3250 | 565 | VT03011U.1 | 0.05 | 0.28 | A+ | 26.23 | 57.59 | 2025-03-08 | VerticalCompact-BCD_1x1 | 1284 | 586 | 1153 |  |  | 88.8 | 16 | 16 | 500 | EC motor | 5060 | 1 | no | no | D | D | Epoxy coated aluminum | 2025-01-02 | 10 | 4 | yes | piece | 1
GCVC PD 050.2/23-37 | GCVC PD | 050.2/23-37 | 4245392 | finoox | GCVC 050.2C/2x3-2514-1-D/4/64/2.10/2700/EXS/1/015023 | 14166 | 3 | 2 | 2514 | Axial | 94994 | 95078 | 361.32 | 21431 | 695 | VT03011U.1 | 0.526 | 0.47 | A | 37.24 | 68.98 | 2025-09-30 | VerticalCompact-BCD_2x3 | 2784 | 800 | 1761 |  |  | 325.3 | 35 | 35 | 500 | EC motor | 5060 | 1 | no | no | C | D | Epoxy coated aluminum | 2025-01-02 | 6 | 4 | yes | piece | 1
GCVC PD 080.3/21-46 | GCVC PD | 080.3/21-46 | 6202721 | finoox | GCVC 080.3D/2x1-3488-I-D/3/80/2.10/1200/EXS/1/015023 | 7311 | 1 | 2 | 3488 | Axial | 75786 | 75959 | 150.55 | 27326 | 720 | VT01371 | 2358 | 1935-02-01 | E | 45.6 | 77.25 | 2025-04-15 | VerticalCompact-BCD_2x1 | 1284 | 800 | 2161 |  |  | 220.3 | 35 | 35 | 800 | AC motor | 60 | I | no | no | D | D | Epoxy coated aluminum | 2025-01-02 | 8 | 3 | yes | piece | 1
GCVC PD 080.3/21-45 | GCVC PD | 080.3/21-45 | 6213051 | finoox | GCVC 080.3D/2x1-3563-2-D/3/80/2.10/1200/AXS/1/015023 | 10008 | 1 | 2 | 3563 | Axial | 71746 | 71755 | 150.55 | 24077 | 670 | VT01445U.3 | 1281 | 2015-01-01 | D | 44.52 | 76.17 | 2025-03-15 | VerticalCompact-BCD_2x1 | 1284 | 800 | 2161 |  |  | 218.9 | 35 | 35 | 800 | EC motor | 5060 | 2 | no | no | D | D | Aluminum | 2025-01-02 | 10 | 3 | yes | piece | 1
GCVC PD 050.2/13-40 | GCVC PD | 050.2/13-40 | 4249655 | finoox | GCVC 050.2C/1x3-2332-D-D/4/32/2.10/2700/AXS/1/015023 | 5242 | 3 | 1 | 2332 | Axial | 59595 | 59.61 | 180.66 | 14702 | 850 | VT01435 | 0.793 | 0.74 | C | 39.51 | 71.02 | 15 | VerticalCompact-BCD_1x3 | 2784 | 596 | 953 |  |  | 185.9 | 28 | 28 | 500 | AC motor | 50 | D | no | no | C | D | Aluminum | 2025-01-02 | 6 | 4 | yes | piece | 1
GCVC PD 050.2/11-46 | GCVC PD | 050.2/11-46 | 4250164 | finoox | GCVC 050.2D/1x1-2349-I-D/6/40/2.10/1200/AXS/1/015023 | 3253 | 1 | 1 | 2349 | Axial | 45078 | 45315 | 150.55 | 9037 | 1590 | VT03150U | 0.847 | 2025-07-01 | D | 46.02 | 77.38 | 2025-01-13 | VerticalCompact-BCD_1x1 | 1284 | 569 | 1153 |  |  | 109.4 | 28 | 28 | 500 | AC motor | 60 | I | no | no | D | D | Aluminum | 2025-01-02 | 10 | 6 | yes | piece | 1
GCVC PD 050.2/22-37 | GCVC PD | 050.2/22-37 | 4245092 | finoox | GCVC 050.2C/2x2-2388-I-D/3/64/2.10/1800/AXS/1/015023 | 6254 | 2 | 2 | 2388 | Axial | 60412 | 60365 | 180.66 | 16451 | 710 | VT01437 | 0.633 | 0.34 | C | 36.6 | 68.23 | 2025-09-15 | VerticalCompact-BCD_2x2 | 1884 | 800 | 1761 |  |  | 216.6 | 28 | 28 | 500 | AC motor | 60 | I | no | no | C | D | Aluminum | 2025-01-02 | 8 | 3 | yes | piece | 1
GCVC PD 050.2/11-43 | GCVC PD | 050.2/11-43 | 4250245 | finoox | GCVC 050.2D/1x1-2411-1-D/6/40/2.10/1200/EXS/1/015023 | 3937 | 1 | 1 | 2411 | Axial | 36675 | 36955 | 150.55 | 7099 | 1260 | VT03011U.1 | 0.448 | 2025-02-02 | C | 43.41 | 74.77 | 2025-07-12 | VerticalCompact-BCD_1x1 | 1284 | 586 | 1153 |  |  | 104.1 | 22 | 22 | 500 | EC motor | 5060 | 1 | no | no | D | D | Epoxy coated aluminum | 2025-01-02 | 10 | 6 | yes | piece | 1
GCVC PD 050.2/12-54 | GCVC PD | 050.2/12-54 | 4244203 | finoox | GCVC 050.2B/1x2-2420-2-D/4/24/2.10/1440/EXS/1/015023 | 5058 | 2 | 1 | 2420 | Axial | 40503 | 40527 | 72.26 | 14513 | 1600 | VT03013U.1 | 2033 | 1965-01-01 | E | 54.06 | 85.35 | 2025-01-06 | VerticalCompact-BCD_1x2 | 1524 | 607 | 753 |  |  | 94.2 | 22 | 22 | 500 | EC motor | 5060 | 2 | no | no | B | D | Epoxy coated aluminum | 2025-01-02 | 8 | 4 | yes | piece | 1
GCVC PD 050.2/21-44 | GCVC PD | 050.2/21-44 | 4244808 | finoox | GCVC 050.2C/2x1-2348-S-D/4/64/2.10/900/EXS/1/015023 | 4509 | 1 | 2 | 2348 | Axial | 47863 | 48169 | 120.44 | 13031 | 1180 | VT03150U | 1069 | 0.9 | D | 43.61 | 75.12 | 2025-04-11 | VerticalCompact-BCD_2x1 | 984 | 800 | 1761 |  |  | 136.8 | 28 | 28 | 500 | AC motor | 50 | S | no | no | C | D | Epoxy coated aluminum | 2025-01-02 | 8 | 4 | yes | piece | 1
GCVC PD 050.2/11-41 | GCVC PD | 050.2/11-41 | 4249216 | finoox | GCVC 050.2C/1x1-2348-S-D/4/32/2.10/900/EXS/1/015023 | 2355 | 1 | 1 | 2348 | Axial | 23.93 | 24083 | 60.22 | 6515 | 1180 | VT03150U | 0.535 | 0.9 | D | 40.84 | 72.11 | 2025-02-05 | VerticalCompact-BCD_1x1 | 984 | 569 | 953 |  |  | 68.3 | 18 | 18 | 500 | AC motor | 50 | S | no | no | C | D | Epoxy coated aluminum | 2025-01-02 | 8 | 4 | yes | piece | 1
GCVC PD 063.2/24-36 | GCVC PD | 063.2/24-36 | 4247099 | finoox | GCVC 063.2C/2x4-2400-K-D/4/64/2.10/3600/EXS/1/015023 | 17786 | 4 | 2 | 2400 | Axial | 139682 | 139935 | 481.75 | 32295 | 490 | VT01442 | 1316 | 0.34 | C | 35.91 | 67.77 | 41.4 | VerticalCompact-BCD_2x4 | 3684 | 800 | 1761 |  |  | 458.4 | 42 | 42 | 630 | AC motor | 60 | K | no | no | C | D | Epoxy coated aluminum | 2025-01-02 | 4 | 4 | yes | piece | 1
GCVC PD 080.2/13-37 | GCVC PD | 080.2/13-37 | 4253025 | finoox | GCVC 080.2D/1x3-2485-1-D/3/40/2.10/3600/EXS/1/015023 | 10972 | 3 | 1 | 2485 | Axial | 87807 | 87722 | 225.82 | 27608 | 535 | VT03061U.1 | 0.868 | 1935-01-01 | C | 36.67 | 68.35 | 2025-03-19 | VerticalCompact-BCD_1x3 | 3684 | 608 | 1153 |  |  | 244.3 | 35 | 35 | 800 | EC motor | 5060 | 1 | no | no | D | D | Epoxy coated aluminum | 2025-01-02 | 4 | 3 | yes | piece | 1
GCVC PD 063.2/24-70 | GCVC PD | 063.2/24-70 | 4247211 | finoox | GCVC 063.2C/2x4-2551-2-D/4/64/2.10/3600/EXS/1/015023 | 32487 | 4 | 2 | 2551 | Axial | 258905 | 257228 | 481.75 | 100526 | 1360 | VT03143U.1 | 20056 | 4 | E | 69.65 | 101.51 | 46.7 | VerticalCompact-BCD_2x4 | 3684 | 800 | 1761 |  |  | 618.4 | 64 | 64 | 630 | EC motor | 5060 | 2 | no | no | C | D | Epoxy coated aluminum | 2025-01-02 | 4 | 4 | yes | piece | 1
GCVC PD 050.2/11-48 | GCVC PD | 050.2/11-48 | 4244117 | finoox | GCVC 050.2B/1x1-2559-2-D/4/24/2.10/720/AXS/1/015023 | 2818 | 1 | 1 | 2559 | Axial | 18514 | 18714 | 36.13 | 5690 | 1330 | VT03013U.1 | 0.565 | 2025-08-01 | E | 47.92 | 79.11 | 2025-02-03 | VerticalCompact-BCD_1x1 | 804 | 607 | 753 |  |  | 51.9 | 16 | 16 | 500 | EC motor | 5060 | 2 | no | no | B | D | Aluminum | 2025-01-02 | 8 | 4 | yes | piece | 1
GCVC PD 063.2/11-24 | GCVC PD | 063.2/11-24 | 4250935 | finoox | GCVC 063.2C/1x1-2504-1-D/4/32/2.10/900/AXS/1/015023 | 3759 | 1 | 1 | 2504 | Axial | 15167 | 15257 | 60.22 | 3341 | 460 | VT03145U.1 | 0.06 | 0.3 | A+ | 23.81 | 55.08 | 2025-01-05 | VerticalCompact-BCD_1x1 | 984 | 615 | 953 |  |  | 64.5 | 16 | 16 | 630 | EC motor | 5060 | 1 | no | no | C | D | Aluminum | 2025-01-02 | 8 | 4 | yes | piece | 1
GCVC PD 050.2/12-42 | GCVC PD | 050.2/12-42 | 4250544 | finoox | GCVC 050.2D/1x2-2519-1-D/4/40/2.10/2400/EXS/1/015023 | 5849 | 2 | 1 | 2519 | Axial | 51279 | 51265 | 200.73 | 11699 | 1010 | VT03011U.1 | 0.457 | 2015-01-01 | C | 41.7 | 73.22 | 2025-08-16 | VerticalCompact-BCD_1x2 | 2484 | 586 | 1153 |  |  | 166.4 | 28 | 28 | 500 | EC motor | 5060 | 1 | no | no | D | D | Epoxy coated aluminum | 2025-01-02 | 8 | 4 | yes | piece | 1
GCVC PD 050.2/12-53 | GCVC PD | 050.2/12-53 | 4249627 | finoox | GCVC 050.2C/1x2-2561-2-D/4/32/2.10/1800/AXS/1/015023 | 5574 | 2 | 1 | 2561 | Axial | 54.35 | 54084 | 120.44 | 15982 | 1505 | VT03013U.1 | 1533 | 1938-01-01 | E | 52.52 | 83.91 | 2025-04-10 | VerticalCompact-BCD_1x2 | 1884 | 607 | 953 |  |  | 126.3 | 28 | 28 | 500 | EC motor | 5060 | 2 | no | no | C | D | Aluminum | 2025-01-02 | 8 | 4 | yes | piece | 1
GCVC PD 080.2/23-35 | GCVC PD | 080.2/23-35 | 4248675 | finoox | GCVC 080.2D/2x3-2498-1-D/4/80/2.10/3600/EXS/1/015023 | 25263 | 3 | 2 | 2498 | Axial | 178571 | 178472 | 602.19 | 41606 | 440 | VT03062U.1 | 1005 | 0.85 | A | 34.52 | 66.48 | 54.8 | VerticalCompact-BCD_2x3 | 3684 | 800 | 2161 |  |  | 513 | 54 | 54 | 800 | EC motor | 5060 | 1 | no | no | D | D | Epoxy coated aluminum | 2025-01-02 | 4 | 4 | yes | piece | 1
GCVC PD 045.2/22-46 | GCVC PD | 045.2/22-46 | 4244557 | finoox | GCVC 045.2C/2x2-2528-1-D/6/64/2.10/1800/EXS/1/015023 | 10183 | 2 | 2 | 2528 | Axial | 82393 | 82848 | 361.32 | 15582 | 1050 | VT03007U.1 | 0.764 | 0.84 | C | 46 | 77.63 | 31.2 | VerticalCompact-BCD_2x2 | 1884 | 800 | 1761 |  |  | 253.8 | 35 | 35 | 450 | EC motor | 5060 | 1 | no | no | C | D | Epoxy coated aluminum | 2025-01-02 | 8 | 6 | yes | piece | 1
GCVC PD 045.2/13-46 | GCVC PD | 045.2/13-46 | 4249059 | finoox | GCVC 045.2C/1x3-2529-1-D/3/32/2.10/2700/EXS/1/015023 | 6319 | 3 | 1 | 2529 | Axial | 46415 | 46303 | 135.49 | 13735 | 1125 | VT03007U.1 | 0.679 | 1 | D | 46.25 | 77.75 | 2025-05-11 | VerticalCompact-BCD_1x3 | 2784 | 535 | 953 |  |  | 152.9 | 28 | 28 | 450 | EC motor | 5060 | 1 | no | no | C | D | Epoxy coated aluminum | 2025-01-02 | 6 | 3 | yes | piece | 1
GCVC PD 063.2/24-43 | GCVC PD | 063.2/24-43 | 4247222 | finoox | GCVC 063.2C/2x4-2554-2-D/3/64/2.10/3600/AXS/1/015023 | 22840 | 4 | 2 | 2554 | Axial | 163096 | 162341 | 361.32 | 55269 | 750 | VT03144U.1 | 2295 | 0.6 | C | 42.68 | 74.54 | 34.6 | VerticalCompact-BCD_2x4 | 3684 | 800 | 1761 |  |  | 434.9 | 54 | 54 | 630 | EC motor | 5060 | 2 | no | no | C | D | Aluminum | 2025-01-02 | 4 | 3 | yes | piece | 1
GCVC PD 080.2/12-55 | GCVC PD | 080.2/12-55 | 4252949 | finoox | GCVC 080.2D/1x2-2710-2-D/6/40/2.10/2400/EXS/1/015023 | 11445 | 2 | 1 | 2710 | Axial | 123209 | 123033 | 301.1 | 29954 | 975 | VT03059U.2 | 3954 | 3 | E | 55 | 86.53 | 2025-01-26 | VerticalCompact-BCD_1x2 | 2484 | 650 | 1153 |  |  | 233.8 | 42 | 42 | 800 | EC motor | 5060 | 2 | no | no | D | D | Epoxy coated aluminum | 2025-01-02 | 6 | 6 | yes | piece | 1
GCVC PD 080.3/12-59 | GCVC PD | 080.3/12-59 | 6095664 | finoox | GCVC 080.3D/1x2-3557-2-D/4/40/2.10/2400/AXS/1/015023 | 10289 | 2 | 1 | 3557 | Axial | 118018 | 118451 | 200.73 | 38763 | 1100 | VT01445U.3 | 5532 | 2025-02-04 | E | 58.62 | 90.15 | 2025-03-18 | VerticalCompact-BCD_1x2 | 2484 | 620 | 1153 |  |  | 223.7 | 42 | 42 | 800 | EC motor | 5060 | 2 | no | no | D | D | Aluminum | 2025-01-02 | 4 | 4 | yes | piece | 1
GCVC PD 080.3/23-59 | GCVC PD | 080.3/23-59 | 6086223 | finoox | GCVC 080.3D/2x3-3561-2-D/6/80/2.10/3600/EXS/1/015023 | 40503 | 3 | 2 | 3561 | Axial | 358687 | 359762 | 903.29 | 85801 | 930 | VT01445U.3 | 10399 | 1975-02-01 | E | 59.38 | 91.34 | 86.5 | VerticalCompact-BCD_2x3 | 3684 | 800 | 2161 |  |  | 744.8 | 76.1 | 76.1 | 800 | EC motor | 5060 | 2 | no | no | D | D | Epoxy coated aluminum | 2025-01-02 | 4 | 6 | yes | piece | 1
GCVC PD 050.3/12-49 | GCVC PD | 050.3/12-49 | 6203883 | finoox | GCVC 050.3D/1x2-3617-X-D/3/40/2.10/2400/AXS/1/015023 | 4086 | 2 | 1 | 3617 | Axial | 57033 | 56996 | 150.55 | 16798 | 1260 | VT01524 | 1828 | 2025-04-04 | E | 49.29 | 80.81 | 2025-09-12 | VerticalCompact-BCD_1x2 | 2484 | 596 | 1153 |  |  | 163.7 | 28 | 28 | 500 | AC motor | 60 | X | no | no | D | D | Aluminum | 2025-01-02 | 6 | 3 | yes | piece | 1
GCVC PD 050.2/21-29 | GCVC PD | 050.2/21-29 | 4244782 | finoox | GCVC 050.2C/2x1-2333-S-D/6/64/2.10/900/AXS/1/015023 | 4840 | 1 | 2 | 2333 | Axial | 32306 | 32612 | 180.66 | 5817 | 530 | VT01435 | 0.299 | 0.35 | C | 2025-03-29 | 60.81 | 2025-06-15 | VerticalCompact-BCD_2x1 | 984 | 800 | 1761 |  |  | 154.1 | 22 | 22 | 500 | AC motor | 50 | S | no | no | C | D | Aluminum | 2025-01-02 | 12 | 6 | yes | piece | 1
GCVC PD 063.2/23-33 | GCVC PD | 063.2/23-33 | 4246851 | finoox | GCVC 063.2C/2x3-2358-D-D/4/64/2.10/2700/EXS/1/015023 | 13753 | 3 | 2 | 2358 | Axial | 92797 | 92907 | 361.32 | 20732 | 430 | VT01442 | 0.724 | 0.32 | B | 33.41 | 65.16 | 2025-09-30 | VerticalCompact-BCD_2x3 | 2784 | 800 | 1761 |  |  | 351 | 35 | 35 | 630 | AC motor | 50 | D | no | no | C | D | Epoxy coated aluminum | 2025-01-02 | 6 | 4 | yes | piece | 1
GCVC PD 050.2/24-43 | GCVC PD | 050.2/24-43 | 4245528 | finoox | GCVC 050.2C/2x4-2354-W-D/3/64/2.10/3600/AXS/1/015023 | 11406 | 4 | 2 | 2354 | Axial | 133205 | 133151 | 361.32 | 38426 | 865 | VT03093U | 1664 | 0.97 | C | 43.1 | 74.96 | 32 | VerticalCompact-BCD_2x4 | 3684 | 800 | 1761 |  |  | 414.1 | 42 | 42 | 500 | AC motor | 50 | W | no | no | C | D | Aluminum | 2025-01-02 | 4 | 3 | yes | piece | 1
GCVC PD 050.2/12-50 | GCVC PD | 050.2/12-50 | 4250405 | finoox | GCVC 050.2D/1x2-2349-I-D/3/40/2.10/2400/EXS/1/015023 | 4397 | 2 | 1 | 2349 | Axial | 59746 | 59665 | 150.55 | 19146 | 1590 | VT03150U | 1622 | 2025-07-01 | E | 50.21 | 81.73 | 2025-09-12 | VerticalCompact-BCD_1x2 | 2484 | 569 | 1153 |  |  | 161.1 | 28 | 28 | 500 | AC motor | 60 | I | no | no | D | D | Epoxy coated aluminum | 2025-01-02 | 6 | 3 | yes | piece | 1
GCVC PD 050.2/24-49 | GCVC PD | 050.2/24-49 | 4245556 | finoox | GCVC 050.2C/2x4-2386-K-D/4/64/2.10/3600/EXS/1/015023 | 13834 | 4 | 2 | 2386 | Axial | 171955 | 172108 | 481.75 | 44551 | 910 | VT01435 | 3324 | 0.92 | D | 48.6 | 80.46 | 44 | VerticalCompact-BCD_2x4 | 3684 | 800 | 1761 |  |  | 468.9 | 54 | 54 | 500 | AC motor | 60 | K | no | no | C | D | Epoxy coated aluminum | 2025-01-02 | 4 | 4 | yes | piece | 1
GCVC PD 050.2/12-34 | GCVC PD | 050.2/12-34 | 4244189 | finoox | GCVC 050.2B/1x2-2390-K-D/4/24/2.10/1440/EXS/1/015023 | 3017 | 2 | 1 | 2390 | Axial | 25752 | 25.86 | 72.26 | 6524 | 760 | VT01437 | 0.376 | 0.35 | D | 33.66 | 64.95 | 6 | VerticalCompact-BCD_1x2 | 1524 | 596 | 753 |  |  | 89.4 | 18 | 18 | 500 | AC motor | 60 | K | no | no | B | D | Epoxy coated aluminum | 2025-01-02 | 8 | 4 | yes | piece | 1
GCVC PD 045.2/13-43 | GCVC PD | 045.2/13-43 | 4249045 | finoox | GCVC 045.2C/1x3-2527-1-D/4/32/2.10/2700/AXS/1/015023 | 6373 | 3 | 1 | 2527 | Axial | 50911 | 50979 | 180.66 | 11537 | 975 | VT03007U.1 | 0.459 | 0.68 | C | 43.09 | 74.59 | 15 | VerticalCompact-BCD_1x3 | 2784 | 535 | 953 |  |  | 165.8 | 28 | 28 | 450 | EC motor | 5060 | 1 | no | no | C | D | Aluminum | 2025-01-02 | 6 | 4 | yes | piece | 1
GCVC PD 063.2/13-43 | GCVC PD | 063.2/13-43 | 4251443 | finoox | GCVC 063.2C/1x3-2557-2-D/4/32/2.10/2700/AXS/1/015023 | 9290 | 3 | 1 | 2557 | Axial | 84769 | 85.06 | 180.66 | 23784 | 900 | VT03144U.1 | 1506 | 0.85 | D | 42.75 | 74.27 | 2025-06-15 | VerticalCompact-BCD_1x3 | 2784 | 623 | 953 |  |  | 186.8 | 35 | 35 | 630 | EC motor | 5060 | 2 | no | no | C | D | Aluminum | 2025-01-02 | 4 | 4 | yes | piece | 1
GCVC PD 050.2/13-36 | GCVC PD | 050.2/13-36 | 4249803 | finoox | GCVC 050.2C/1x3-2515-1-D/4/32/2.10/2700/AXS/1/015023 | 6912 | 3 | 1 | 2515 | Axial | 51306 | 51661 | 180.66 | 11738 | 755 | VT03011U.1 | 0.332 | 0.58 | B | 36.37 | 67.88 | 15 | VerticalCompact-BCD_1x3 | 2784 | 586 | 953 |  |  | 171 | 28 | 28 | 500 | EC motor | 5060 | 1 | no | no | C | D | Aluminum | 2025-01-02 | 6 | 4 | yes | piece | 1
GCVC PD 063.2/22-33 | GCVC PD | 063.2/22-33 | 4247649 | finoox | GCVC 063.2D/2x2-2508-1-D/3/80/2.10/2400/EXS/1/015023 | 13653 | 2 | 2 | 2508 | Axial | 89118 | 88885 | 301.1 | 23355 | 615 | VT03145U.1 | 0.437 | 0.65 | A | 33.07 | 64.88 | 2025-09-26 | VerticalCompact-BCD_2x2 | 2484 | 800 | 2161 |  |  | 294.2 | 35 | 35 | 630 | EC motor | 5060 | 1 | no | no | D | D | Epoxy coated aluminum | 2025-01-02 | 6 | 3 | yes | piece | 1
GCVC PD 050.2/11-50 | GCVC PD | 050.2/11-50 | 4249392 | finoox | GCVC 050.2C/1x1-2561-2-D/6/32/2.10/900/AXS/1/015023 | 3550 | 1 | 1 | 2561 | Axial | 33724 | 34042 | 90.33 | 7441 | 1505 | VT03013U.1 | 0.791 | 1938-01-01 | D | 49.55 | 80.82 | 2025-08-07 | VerticalCompact-BCD_1x1 | 984 | 607 | 953 |  |  | 77.5 | 22 | 22 | 500 | EC motor | 5060 | 2 | no | no | C | D | Aluminum | 2025-01-02 | 8 | 6 | yes | piece | 1
GCVC PD 050.2/23-58 | GCVC PD | 050.2/23-58 | 4246411 | finoox | GCVC 050.2D/2x3-2561-2-D/3/80/2.10/3600/EXS/1/015023 | 19439 | 3 | 2 | 2561 | Axial | 172043 | 171878 | 451.65 | 53180 | 1505 | VT03013U.1 | 4253 | 1938-01-01 | D | 57.92 | 89.88 | 43.1 | VerticalCompact-BCD_2x3 | 3684 | 800 | 2161 |  |  | 457.7 | 54 | 54 | 500 | EC motor | 5060 | 2 | no | no | D | D | Epoxy coated aluminum | 2025-01-02 | 4 | 3 | yes | piece | 1
GCVC PD 063.2/14-27 | GCVC PD | 063.2/14-27 | 4251546 | finoox | GCVC 063.2C/1x4-2503-1-D/3/32/2.10/3600/AXS/1/015023 | 10090 | 4 | 1 | 2503 | Axial | 52033 | 52041 | 180.66 | 13065 | 425 | VT03145U.1 | 0.191 | 0.25 | A+ | 26.55 | 58.17 | 2025-09-14 | VerticalCompact-BCD_1x4 | 3684 | 615 | 953 |  |  | 209.4 | 28 | 28 | 630 | EC motor | 5060 | 1 | no | no | C | D | Aluminum | 2025-01-02 | 4 | 3 | yes | piece | 1
GCVC PD 063.2/22-61 | GCVC PD | 063.2/22-61 | 4247676 | finoox | GCVC 063.2D/2x2-2548-2-D/3/80/2.10/2400/AXS/1/015023 | 17632 | 2 | 2 | 2548 | Axial | 145.27 | 144423 | 301.1 | 52645 | 1135 | VT03143U.1 | 5364 | 1937-02-01 | E | 60.51 | 92.32 | 2025-04-28 | VerticalCompact-BCD_2x2 | 2484 | 800 | 2161 |  |  | 385.6 | 42 | 42 | 630 | EC motor | 5060 | 2 | no | no | D | D | Aluminum | 2025-01-02 | 6 | 3 | yes | piece | 1
GCVC PD 050.2/12-44 | GCVC PD | 050.2/12-44 | 4250554 | finoox | GCVC 050.2D/1x2-2521-1-D/6/40/2.10/2400/AXS/1/015023 | 6493 | 2 | 1 | 2521 | Axial | 67835 | 68157 | 301.1 | 12742 | 1135 | VT03011U.1 | 0.66 | 1965-01-01 | C | 43.94 | 75.47 | 2025-03-25 | VerticalCompact-BCD_1x2 | 2484 | 586 | 1153 |  |  | 196 | 35 | 35 | 500 | EC motor | 5060 | 1 | no | no | D | D | Aluminum | 2025-01-02 | 8 | 6 | yes | piece | 1
GCVC PD 050.3/12-47 | GCVC PD | 050.3/12-47 | 6201288 | finoox | GCVC 050.3B/1x2-3617-X-D/3/24/2.10/1440/AXS/1/015023 | 2773 | 2 | 1 | 3617 | Axial | 31229 | 31258 | 54.2 | 12360 | 1260 | VT01524 | 1968 | 2025-04-04 | E | 46.53 | 77.82 | 2025-07-04 | VerticalCompact-BCD_1x2 | 1524 | 596 | 753 |  |  | 91 | 22 | 22 | 500 | AC motor | 60 | X | no | no | B | D | Aluminum | 2025-01-02 | 8 | 3 | yes | piece | 1
GCVC PD 050.3/13-48 | GCVC PD | 050.3/13-48 | 6221049 | finoox | GCVC 050.3B/1x3-3617-X-D/3/24/2.10/2160/AXS/1/015023 | 3971 | 3 | 1 | 3617 | Axial | 45542 | 45438 | 81.3 | 18540 | 1260 | VT01524 | 2951 | 2025-04-04 | E | 48.19 | 79.58 | 2025-01-07 | VerticalCompact-BCD_1x3a | 2244 | 596 | 753 |  |  | 132 | 28 | 28 | 500 | AC motor | 60 | X | no | no | B | D | Aluminum | 2025-01-02 | 6 | 3 | yes | piece | 1
GCVC PD 045.2/12-50 | GCVC PD | 045.2/12-50 | 4243883 | finoox | GCVC 045.2B/1x2-0423-X-D/4/24/2.10/1440/EXS/1/015023 | 2903 | 2 | 1 | 423 | Axial | 33897 | 33965 | 72.26 | 10235 | 1460 | VT0326U | 1317 | 3 | E | 50.01 | 81.29 | 2025-01-06 | VerticalCompact-BCD_1x2 | 1524 | 521 | 753 |  |  | 89 | 22 | 22 | 450 | AC motor | 60 | X | no | no | B | D | Epoxy coated aluminum | 2025-01-02 | 8 | 4 | yes | piece | 1
GCVC PD 050.2/11-25 | GCVC PD | 050.2/11-25 | 4249247 | finoox | GCVC 050.2C/1x1-2385-J-D/4/32/2.10/900/AXS/1/015023 | 2212 | 1 | 1 | 2385 | Axial | 12512 | 12597 | 60.22 | 2620 | 430 | VT01435 | 0.133 | 0.32 | C | 25.38 | 56.65 | 2025-01-05 | VerticalCompact-BCD_1x1 | 984 | 596 | 953 |  |  | 68.6 | 16 | 16 | 500 | AC motor | 60 | J | no | no | C | D | Aluminum | 2025-01-02 | 8 | 4 | yes | piece | 1
GCVC PD 050.2/12-48 | GCVC PD | 050.2/12-48 | 4249455 | finoox | GCVC 050.2C/1x2-2349-I-D/4/32/2.10/1800/AXS/1/015023 | 3631 | 2 | 1 | 2349 | Axial | 55839 | 55749 | 120.44 | 16835 | 1590 | VT03150U | 1776 | 2025-07-01 | E | 47.85 | 79.24 | 2025-04-10 | VerticalCompact-BCD_1x2 | 1884 | 569 | 953 |  |  | 126.3 | 28 | 28 | 500 | AC motor | 60 | I | no | no | C | D | Aluminum | 2025-01-02 | 8 | 4 | yes | piece | 1
GCVC PD 050.2/22-46 | GCVC PD | 050.2/22-46 | 4246030 | finoox | GCVC 050.2D/2x2-2386-K-D/3/80/2.10/2400/AXS/1/015023 | 7836 | 2 | 2 | 2386 | Axial | 96198 | 96214 | 301.1 | 25504 | 910 | VT01435 | 1553 | 0.92 | D | 46.17 | 77.98 | 2025-09-26 | VerticalCompact-BCD_2x2 | 2484 | 800 | 2161 |  |  | 310.3 | 35 | 35 | 500 | AC motor | 60 | K | no | no | D | D | Aluminum | 2025-01-02 | 6 | 3 | yes | piece | 1
GCVC PD 050.2/23-47 | GCVC PD | 050.2/23-47 | 4245320 | finoox | GCVC 050.2C/2x3-2386-K-D/4/64/2.10/2700/EXS/1/015023 | 10710 | 3 | 2 | 2386 | Axial | 125.62 | 125554 | 361.32 | 33413 | 910 | VT01435 | 2493 | 0.92 | D | 47.47 | 79.21 | 32.1 | VerticalCompact-BCD_2x3 | 2784 | 800 | 1761 |  |  | 357.3 | 42 | 42 | 500 | AC motor | 60 | K | no | no | C | D | Epoxy coated aluminum | 2025-01-02 | 6 | 4 | yes | piece | 1
GCVC PD 050.2/24-47 | GCVC PD | 050.2/24-47 | 4245540 | finoox | GCVC 050.2C/2x4-2384-I-D/3/64/2.10/3600/AXS/1/015023 | 11562 | 4 | 2 | 2384 | Axial | 139548 | 139.5 | 361.32 | 41630 | 790 | VT01435 | 2921 | 0.88 | D | 47 | 78.86 | 32 | VerticalCompact-BCD_2x4 | 3684 | 800 | 1761 |  |  | 429.1 | 42 | 42 | 500 | AC motor | 60 | I | no | no | C | D | Aluminum | 2025-01-02 | 4 | 3 | yes | piece | 1
GCVC PD 050.2/11-31 | GCVC PD | 050.2/11-31 | 4250212 | finoox | GCVC 050.2D/1x1-2388-I-D/6/40/2.10/1200/AXS/1/015023 | 3168 | 1 | 1 | 2388 | Axial | 24408 | 24608 | 150.55 | 4277 | 710 | VT01437 | 0.156 | 0.34 | B | 31.34 | 62.7 | 2025-05-12 | VerticalCompact-BCD_1x1 | 1284 | 596 | 1153 |  |  | 105.8 | 18 | 18 | 500 | AC motor | 60 | I | no | no | D | D | Aluminum | 2025-01-02 | 10 | 6 | yes | piece | 1
GCVC PD 063.2/12-39 | GCVC PD | 063.2/12-39 | 4251112 | finoox | GCVC 063.2C/1x2-2414-1-D/6/32/2.10/1800/AXS/1/015023 | 6864 | 2 | 1 | 2414 | Axial | 51416 | 51825 | 180.66 | 10170 | 770 | VT03145U.1 | 0.496 | 2015-01-01 | C | 39.43 | 70.82 | 2025-01-15 | VerticalCompact-BCD_1x2 | 1884 | 615 | 953 |  |  | 136.3 | 28 | 28 | 630 | EC motor | 5060 | 1 | no | no | C | D | Aluminum | 2025-01-02 | 8 | 6 | yes | piece | 1
GCVC PD 050.2/13-48 | GCVC PD | 050.2/13-48 | 4249767 | finoox | GCVC 050.2C/1x3-2411-1-D/4/32/2.10/2700/AXS/1/015023 | 6961 | 3 | 1 | 2411 | Axial | 76093 | 76358 | 180.66 | 19997 | 1260 | VT03011U.1 | 1406 | 2025-02-02 | D | 47.57 | 79.08 | 2025-06-15 | VerticalCompact-BCD_1x3 | 2784 | 586 | 953 |  |  | 171.5 | 35 | 35 | 500 | EC motor | 5060 | 1 | no | no | C | D | Aluminum | 2025-01-02 | 4 | 4 | yes | piece | 1
GCVC PD 050.2/12-34 | GCVC PD | 050.2/12-34 | 4249516 | finoox | GCVC 050.2C/1x2-2390-K-D/4/32/2.10/1800/EXS/1/015023 | 3741 | 2 | 1 | 2390 | Axial | 35.72 | 35699 | 120.44 | 8356 | 760 | VT01437 | 0.353 | 0.35 | C | 34.33 | 65.72 | 10 | VerticalCompact-BCD_1x2 | 1884 | 596 | 953 |  |  | 121.3 | 22 | 22 | 500 | AC motor | 60 | K | no | no | C | D | Epoxy coated aluminum | 2025-01-02 | 8 | 4 | yes | piece | 1
GCVC PD 050.2/24-43 | GCVC PD | 050.2/24-43 | 4245535 | finoox | GCVC 050.2C/2x4-2355-X-D/4/64/2.10/3600/AXS/1/015023 | 12786 | 4 | 2 | 2355 | Axial | 158081 | 158335 | 481.75 | 37618 | 810 | VT03093U | 2332 | 2025-03-01 | D | 43.13 | 74.99 | 44 | VerticalCompact-BCD_2x4 | 3684 | 800 | 1761 |  |  | 453.9 | 54 | 54 | 500 | AC motor | 60 | X | no | no | C | D | Aluminum | 2025-01-02 | 4 | 4 | yes | piece | 1
GCVC PD 040.2/11-47 | GCVC PD | 040.2/11-47 | 4243694 | finoox | GCVC 040.2A/1x1-2408-1-D/2/20/2.10/600/EXS/2/015023 | 1470 | 1 | 1 | 2408 | Axial | 7571 | 7634 | 1955-12-01 | 4293 | 1630 | VT03142U.1 | 0.427 | 2025-06-02 | E | 46.51 | 77.59 | 2025-02-01 | VerticalCompact-A_1x1 | 660 | 355 | 507 |  |  | 16 | 16 | 16 | 400 | EC motor | 5060 | 1 | no | no | A | D | Epoxy coated aluminum | 2025-01-02 | 10 | 2 | yes | piece | 1
GCVC PD 080.2/12-51 | GCVC PD | 080.2/12-51 | 4252854 | finoox | GCVC 080.2D/1x2-2540-2-D/4/40/2.10/2400/EXS/1/015023 | 10036 | 2 | 1 | 2540 | Axial | 98798 | 99165 | 200.73 | 30132 | 900 | VT03059U.2 | 2837 | 1952-02-01 | E | 51.37 | 82.9 | 2025-05-17 | VerticalCompact-BCD_1x2 | 2484 | 650 | 1153 |  |  | 203.5 | 35 | 35 | 800 | EC motor | 5060 | 2 | no | no | D | D | Epoxy coated aluminum | 2025-01-02 | 4 | 4 | yes | piece | 1
GCVC PD 045.2/13-48 | GCVC PD | 045.2/13-48 | 4249062 | finoox | GCVC 045.2C/1x3-2530-1-D/3/32/2.10/2700/AXS/1/015023 | 6005 | 3 | 1 | 2530 | Axial | 49268 | 49183 | 135.49 | 14675 | 1200 | VT03007U.1 | 0.817 | 2025-01-01 | D | 47.66 | 79.16 | 2025-05-11 | VerticalCompact-BCD_1x3 | 2784 | 535 | 953 |  |  | 152.9 | 28 | 28 | 450 | EC motor | 5060 | 1 | no | no | C | D | Aluminum | 2025-01-02 | 6 | 3 | yes | piece | 1
GCVC PD 045.2/11-47 | GCVC PD | 045.2/11-47 | 4248901 | finoox | GCVC 045.2C/1x1-2533-1-D/4/32/2.10/900/AXS/1/015023 | 2732 | 1 | 1 | 2533 | Axial | 22469 | 22626 | 60.22 | 5692 | 1425 | VT03007U.1 | 0.453 | 2025-09-01 | D | 46.81 | 78.07 | 2025-02-05 | VerticalCompact-BCD_1x1 | 984 | 535 | 953 |  |  | 62 | 18 | 18 | 450 | EC motor | 5060 | 1 | no | no | C | D | Aluminum | 2025-01-02 | 8 | 4 | yes | piece | 1
GCVC PD 063.2/21-25 | GCVC PD | 063.2/21-25 | 4246529 | finoox | GCVC 063.2C/2x1-2504-1-D/3/64/2.10/900/EXS/1/015023 | 6891 | 1 | 2 | 2504 | Axial | 26922 | 26966 | 90.33 | 7173 | 460 | VT03145U.1 | 0.117 | 0.3 | A | 25.45 | 56.96 | 2025-03-08 | VerticalCompact-BCD_2x1 | 984 | 800 | 1761 |  |  | 119.4 | 22 | 22 | 630 | EC motor | 5060 | 1 | no | no | C | D | Epoxy coated aluminum | 2025-01-02 | 12 | 3 | yes | piece | 1
GCVC PD 080.2/13-23 | GCVC PD | 080.2/13-23 | 4253058 | finoox | GCVC 080.2D/1x3-2492-1-D/3/40/2.10/3600/EXS/1/015023 | 10261 | 3 | 1 | 2492 | Axial | 58401 | 58355 | 225.82 | 14382 | 295 | VT03062U.1 | 0.168 | 0.3 | A+ | 22.64 | 54.32 | 2025-06-18 | VerticalCompact-BCD_1x3 | 3684 | 608 | 1153 |  |  | 241.8 | 28 | 28 | 800 | EC motor | 5060 | 1 | no | no | D | D | Epoxy coated aluminum | 2025-01-02 | 4 | 3 | yes | piece | 1
GCVC PD 080.2/13-29 | GCVC PD | 080.2/13-29 | 4253072 | finoox | GCVC 080.2D/1x3-2496-1-D/3/40/2.10/3600/AXS/1/015023 | 9787 | 3 | 1 | 2496 | Axial | 73406 | 73318 | 225.82 | 19571 | 390 | VT03062U.1 | 0.352 | 0.6 | A | 28.74 | 60.42 | 2025-03-19 | VerticalCompact-BCD_1x3 | 3684 | 608 | 1153 |  |  | 242.5 | 35 | 35 | 800 | EC motor | 5060 | 1 | no | no | D | D | Aluminum | 2025-01-02 | 4 | 3 | yes | piece | 1
GCVC PD 063.2/13-19 | GCVC PD | 063.2/13-19 | 4252262 | finoox | GCVC 063.2D/1x3-2501-1-D/4/40/2.10/3600/EXS/1/015023 | 10553 | 3 | 1 | 2501 | Axial | 47598 | 47651 | 301.1 | 9267 | 345 | VT03145U.1 | 0.087 | 0.15 | A+ | 19.44 | 51.12 | 2025-05-24 | VerticalCompact-BCD_1x3 | 3684 | 615 | 1153 |  |  | 246.6 | 28 | 28 | 630 | EC motor | 5060 | 1 | no | no | D | D | Epoxy coated aluminum | 2025-01-02 | 6 | 4 | yes | piece | 1
GCVC PD 063.2/14-28 | GCVC PD | 063.2/14-28 | 4251550 | finoox | GCVC 063.2C/1x4-2503-1-D/4/32/2.10/3600/EXS/1/015023 | 11205 | 4 | 1 | 2503 | Axial | 56912 | 57049 | 240.88 | 12159 | 425 | VT03145U.1 | 0.195 | 0.25 | A+ | 27.71 | 59.34 | 2025-06-19 | VerticalCompact-BCD_1x4 | 3684 | 615 | 953 |  |  | 226.7 | 28 | 28 | 630 | EC motor | 5060 | 1 | no | no | C | D | Epoxy coated aluminum | 2025-01-02 | 4 | 4 | yes | piece | 1
GCVC PD 050.2/24-45 | GCVC PD | 050.2/24-45 | 4245653 | finoox | GCVC 050.2C/2x4-2518-1-D/6/64/2.10/3600/EXS/1/015023 | 21368 | 4 | 2 | 2518 | Axial | 179902 | 180139 | 722.63 | 36602 | 945 | VT03011U.1 | 1703 | 1 | C | 45.02 | 76.89 | 62.7 | VerticalCompact-BCD_2x4 | 3684 | 800 | 1761 |  |  | 499.9 | 54 | 54 | 500 | EC motor | 5060 | 1 | no | no | C | D | Epoxy coated aluminum | 2025-01-02 | 6 | 6 | yes | piece | 1
GCVC PD 045.2/11-38 | GCVC PD | 045.2/11-38 | 4243851 | finoox | GCVC 045.2B/1x1-2526-1-D/4/24/2.10/720/EXS/1/015023 | 2461 | 1 | 1 | 2526 | Axial | 11701 | 11782 | 36.13 | 2922 | 900 | VT03007U.1 | 0.124 | 0.58 | C | 38.19 | 69.37 | 2025-02-03 | VerticalCompact-BCD_1x1 | 804 | 535 | 753 |  |  | 45.6 | 16 | 16 | 450 | EC motor | 5060 | 1 | no | no | B | D | Epoxy coated aluminum | 2025-01-02 | 12 | 4 | yes | piece | 1
GCVC PD 080.2/12-58 | GCVC PD | 080.2/12-58 | 4252923 | finoox | GCVC 080.2D/1x2-2658-J-D/4/40/2.10/2400/EXS/1/015023 | 7424 | 2 | 1 | 2658 | Axial | 99858 | 100225 | 200.73 | 30704 | 1030 | VT01384U | 3305 | 2025-03-03 | E | 58.12 | 89.65 | 2025-05-17 | VerticalCompact-BCD_1x2 | 2484 | 641 | 1153 |  |  | 209.5 | 35 | 35 | 800 | AC motor | 60 | J | no | no | D | D | Epoxy coated aluminum | 2025-01-02 | 4 | 4 | yes | piece | 1
GCVC PD 035.2/12-40 | GCVC PD | 035.2/12-40 | 4243673 | finoox | GCVC 035.2A/1x2-2723-W-D/3/20/2.10/1200/AXS/2/015023 | 1601 | 2 | 1 | 2723 | Axial | 15913 | 15922 | 37.64 | 4887 | 1390 | VT03167U | 0.323 | 0.62 | D | 40.32 | 71.48 | 2025-02-03 | VerticalCompact-A_1x2 | 1260 | 330 | 507 |  |  | 2025-09-30 | 16 | 16 | 350 | AC motor | 50 | W | no | no | A | D | Aluminum | 2025-01-02 | 10 | 3 | yes | piece | 1
GCVC PD 050.2/12-34 | GCVC PD | 050.2/12-34 | 4244149 | finoox | GCVC 050.2B/1x2-2336-D-D/4/24/2.10/1440/EXS/1/015023 | 3017 | 2 | 1 | 2336 | Axial | 23202 | 23256 | 72.26 | 5585 | 660 | VT01437 | 0.264 | 0.33 | C | 33.58 | 64.87 | 6 | VerticalCompact-BCD_1x2 | 1524 | 596 | 753 |  |  | 89.4 | 18 | 18 | 500 | AC motor | 50 | D | no | no | B | D | Epoxy coated aluminum | 2025-01-02 | 8 | 4 | yes | piece | 1
GCVC PD 063.2/23-24 | GCVC PD | 063.2/23-24 | 4247771 | finoox | GCVC 063.2D/2x3-2359-S-D/6/80/2.10/3600/EXS/1/015023 | 21744 | 3 | 2 | 2359 | Axial | 110272 | 111.22 | 903.29 | 18556 | 320 | VT01442 | 0.384 | 0.14 | A+ | 23.86 | 55.82 | 75.1 | VerticalCompact-BCD_2x3 | 3684 | 800 | 2161 |  |  | 583.3 | 42 | 42 | 630 | AC motor | 50 | S | no | no | D | D | Epoxy coated aluminum | 2025-01-02 | 6 | 6 | yes | piece | 1
GCVC PD 050.2/12-25 | GCVC PD | 050.2/12-25 | 4249521 | finoox | GCVC 050.2C/1x2-2391-L-D/3/32/2.10/1800/EXS/1/015023 | 3479 | 2 | 1 | 2391 | Axial | 23769 | 23752 | 90.33 | 5920 | 520 | VT01437 | 0.205 | 0.18 | B | 2025-06-24 | 55.99 | 2025-05-07 | VerticalCompact-BCD_1x2 | 1884 | 596 | 953 |  |  | 112.1 | 18 | 18 | 500 | AC motor | 60 | L | no | no | C | D | Epoxy coated aluminum | 2025-01-02 | 8 | 3 | yes | piece | 1
GCVC PD 063.2/11-63 | GCVC PD | 063.2/11-63 | 4250894 | finoox | GCVC 063.2C/1x1-2412-2-D/3/32/2.10/900/AXS/1/015023 | 4759 | 1 | 1 | 2412 | Axial | 32439 | 32714 | 45.16 | 15009 | 1510 | VT03143U.1 | 3389 | 5 | E | 62.74 | 94.01 | 2025-02-04 | VerticalCompact-BCD_1x1 | 984 | 611 | 953 |  |  | 83 | 22 | 22 | 630 | EC motor | 5060 | 2 | no | no | C | D | Aluminum | 2025-01-02 | 8 | 3 | yes | piece | 1
GCVC PD 063.2/12-42 | GCVC PD | 063.2/12-42 | 4251245 | finoox | GCVC 063.2C/1x2-2558-2-D/3/32/2.10/1800/EXS/1/015023 | 6579 | 2 | 1 | 2558 | Axial | 47085 | 47.14 | 90.33 | 17745 | 950 | VT03144U.1 | 1134 | 1 | D | 42.32 | 73.71 | 8 | VerticalCompact-BCD_1x2 | 1884 | 623 | 953 |  |  | 118.7 | 28 | 28 | 630 | EC motor | 5060 | 2 | no | no | C | D | Epoxy coated aluminum | 2025-01-02 | 6 | 3 | yes | piece | 1
GCVC PD 063.2/21-63 | GCVC PD | 063.2/21-63 | 4247458 | finoox | GCVC 063.2D/2x1-2552-2-D/4/80/2.10/1200/EXS/1/015023 | 10881 | 1 | 2 | 2552 | Axial | 100.38 | 100386 | 200.73 | 32521 | 1435 | VT03143U.1 | 5507 | 2025-03-04 | E | 62.98 | 94.63 | 2025-04-19 | VerticalCompact-BCD_2x1 | 1284 | 800 | 2161 |  |  | 224.5 | 35 | 35 | 630 | EC motor | 5060 | 2 | no | no | D | D | Epoxy coated aluminum | 2025-01-02 | 10 | 4 | yes | piece | 1
GCVC PD 045.2/12-37 | GCVC PD | 045.2/12-37 | 4243901 | finoox | GCVC 045.2B/1x2-2524-1-D/4/24/2.10/1440/AXS/1/015023 | 3962 | 2 | 1 | 2524 | Axial | 21285 | 21.36 | 72.26 | 4801 | 750 | VT03007U.1 | 0.152 | 0.37 | B | 37.29 | 68.57 | 6 | VerticalCompact-BCD_1x2 | 1524 | 535 | 753 |  |  | 81.2 | 18 | 18 | 450 | EC motor | 5060 | 1 | no | no | B | D | Aluminum | 2025-01-02 | 8 | 4 | yes | piece | 1
GCVC PD 050.2/21-52 | GCVC PD | 050.2/21-52 | 4245925 | finoox | GCVC 050.2D/2x1-2560-2-D/3/80/2.10/1200/EXS/1/015023 | 7239 | 1 | 2 | 2560 | Axial | 56178 | 56175 | 150.55 | 16670 | 1415 | VT03013U.1 | 1186 | 2021-01-01 | D | 52.13 | 83.78 | 14 | VerticalCompact-BCD_2x1 | 1284 | 800 | 2161 |  |  | 171.6 | 28 | 28 | 500 | EC motor | 5060 | 2 | no | no | D | D | Epoxy coated aluminum | 2025-01-02 | 10 | 3 | yes | piece | 1
GCVC PD 063.2/11-26 | GCVC PD | 063.2/11-26 | 4251804 | finoox | GCVC 063.2D/1x1-2507-1-D/6/40/2.10/1200/AXS/1/015023 | 4957 | 1 | 1 | 2507 | Axial | 27294 | 27537 | 150.55 | 4877 | 580 | VT03145U.1 | 0.1 | 0.55 | A+ | 26.42 | 57.79 | 2025-07-12 | VerticalCompact-BCD_1x1 | 1284 | 615 | 1153 |  |  | 105 | 22 | 22 | 630 | EC motor | 5060 | 1 | no | no | D | D | Aluminum | 2025-01-02 | 10 | 6 | yes | piece | 1
GCVC PD 050.2/12-53 | GCVC PD | 050.2/12-53 | 4250578 | finoox | GCVC 050.2D/1x2-2561-2-D/6/40/2.10/2400/AXS/1/015023 | 7474 | 2 | 1 | 2561 | Axial | 86055 | 86547 | 301.1 | 16966 | 1505 | VT03013U.1 | 1474 | 1938-01-01 | D | 52.89 | 84.41 | 2025-04-25 | VerticalCompact-BCD_1x2 | 2484 | 607 | 1153 |  |  | 205.2 | 35 | 35 | 500 | EC motor | 5060 | 2 | no | no | D | D | Aluminum | 2025-01-02 | 6 | 6 | yes | piece | 1
GCVC PD 080.2/12-23 | GCVC PD | 080.2/12-23 | 4252788 | finoox | GCVC 080.2D/1x2-2493-1-D/3/40/2.10/2400/EXS/1/015023 | 7290 | 2 | 1 | 2493 | Axial | 41286 | 41251 | 150.55 | 10448 | 320 | VT03062U.1 | 0.136 | 0.35 | A+ | 22.73 | 54.25 | 2025-09-12 | VerticalCompact-BCD_1x2 | 2484 | 608 | 1153 |  |  | 164.9 | 28 | 28 | 800 | EC motor | 5060 | 1 | no | no | D | D | Epoxy coated aluminum | 2025-01-02 | 6 | 3 | yes | piece | 1
GCVC PD 050.2/21-31 | GCVC PD | 050.2/21-31 | 4244913 | finoox | GCVC 050.2C/2x1-2513-1-D/3/64/2.10/900/EXS/1/015023 | 5275 | 1 | 2 | 2513 | Axial | 25704 | 25811 | 90.33 | 6715 | 630 | VT03011U.1 | 0.134 | 0.37 | A | 2025-08-30 | 62.31 | 8 | VerticalCompact-BCD_2x1 | 984 | 800 | 1761 |  |  | 116.6 | 18 | 18 | 500 | EC motor | 5060 | 1 | no | no | C | D | Epoxy coated aluminum | 2025-01-02 | 12 | 3 | yes | piece | 1
GCVC PD 080.3/23-56 | GCVC PD | 080.3/23-56 | 6059868 | finoox | GCVC 080.3D/2x3-3560-2-D/6/80/2.10/3600/EXS/1/015023 | 40503 | 3 | 2 | 3560 | Axial | 393562 | 395367 | 903.29 | 100871 | 990 | VT01445U.3 | 12717 | 2025-01-03 | E | 56.05 | 88.01 | 86.5 | VerticalCompact-BCD_2x3 | 3684 | 800 | 2161 |  |  | 744.8 | 76.1 | 76.1 | 800 | EC motor | 5060 | 2 | no | no | D | D | Epoxy coated aluminum | 2025-01-02 | 4 | 6 | yes | piece | 1
GCVC PD 050.3/11-43 | GCVC PD | 050.3/11-43 | 6144172 | finoox | GCVC 050.3B/1x1-3616-W-D/4/24/2.10/720/AXS/1/015023 | 1861 | 1 | 1 | 3616 | Axial | 18128 | 18322 | 36.13 | 5499 | 1240 | VT01524 | 0.706 | 2025-02-03 | E | 42.58 | 73.77 | 2025-02-03 | VerticalCompact-BCD_1x1 | 804 | 596 | 753 |  |  | 53.2 | 16 | 16 | 500 | AC motor | 50 | W | no | no | B | D | Aluminum | 2025-01-02 | 8 | 4 | yes | piece | 1
GCVC PD 050.2/23-35 | GCVC PD | 050.2/23-35 | 4246206 | finoox | GCVC 050.2D/2x3-2333-S-D/6/80/2.10/3600/AXS/1/015023 | 16045 | 3 | 2 | 2333 | Axial | 126.69 | 127766 | 903.29 | 21537 | 530 | VT01435 | 0.891 | 0.35 | B | 34.99 | 66.95 | 75.1 | VerticalCompact-BCD_2x3 | 3684 | 800 | 2161 |  |  | 587.4 | 42 | 42 | 500 | AC motor | 50 | S | no | no | D | D | Aluminum | 2025-01-02 | 6 | 6 | yes | piece | 1
GCVC PD 063.2/21-60 | GCVC PD | 063.2/21-60 | 4246432 | finoox | GCVC 063.2C/2x1-2356-D-D/3/64/2.10/900/AXS/1/015023 | 6509 | 1 | 2 | 2356 | Axial | 62351 | 62873 | 90.33 | 27622 | 1330 | VT01441 | 5161 | 5 | E | 59.81 | 91.32 | 9 | VerticalCompact-BCD_2x1 | 984 | 800 | 1761 |  |  | 165.8 | 28 | 28 | 630 | AC motor | 50 | D | no | no | C | D | Aluminum | 2025-01-02 | 8 | 3 | yes | piece | 1
GCVC PD 050.2/23-50 | GCVC PD | 050.2/23-50 | 4246229 | finoox | GCVC 050.2D/2x3-2348-S-D/4/80/2.10/3600/AXS/1/015023 | 13363 | 3 | 2 | 2348 | Axial | 190.41 | 190.7 | 602.19 | 44484 | 1180 | VT03150U | 3043 | 0.9 | D | 49.61 | 81.57 | 54.8 | VerticalCompact-BCD_2x3 | 3684 | 800 | 2161 |  |  | 501.5 | 54 | 54 | 500 | AC motor | 50 | S | no | no | D | D | Aluminum | 2025-01-02 | 4 | 4 | yes | piece | 1
GCVC PD 063.2/22-31 | GCVC PD | 063.2/22-31 | 4247558 | finoox | GCVC 063.2D/2x2-2398-I-D/6/80/2.10/2400/AXS/1/015023 | 13986 | 2 | 2 | 2398 | Axial | 100369 | 100985 | 602.19 | 17538 | 460 | VT01442 | 0.554 | 0.32 | B | 31.25 | 63.06 | 50.5 | VerticalCompact-BCD_2x2 | 2484 | 800 | 2161 |  |  | 397.4 | 35 | 35 | 630 | AC motor | 60 | I | no | no | D | D | Aluminum | 2025-01-02 | 8 | 6 | yes | piece | 1
GCVC PD 063.2/24-34 | GCVC PD | 063.2/24-34 | 4247089 | finoox | GCVC 063.2C/2x4-2398-I-D/3/64/2.10/3600/EXS/1/015023 | 16150 | 4 | 2 | 2398 | Axial | 117569 | 117416 | 361.32 | 32515 | 460 | VT01442 | 1129 | 0.32 | C | 33.69 | 65.55 | 32 | VerticalCompact-BCD_2x4 | 3684 | 800 | 1761 |  |  | 423.6 | 42 | 42 | 630 | AC motor | 60 | I | no | no | C | D | Epoxy coated aluminum | 2025-01-02 | 4 | 3 | yes | piece | 1
GCVC PD 045.2/14-50 | GCVC PD | 045.2/14-50 | 4249106 | finoox | GCVC 045.2C/1x4-2419-1-D/6/32/2.10/3600/AXS/1/015023 | 9396 | 4 | 1 | 2419 | Axial | 105368 | 105946 | 361.32 | 20906 | 1350 | VT03007U.1 | 1519 | 1965-01-01 | D | 50.44 | 82.06 | 31.4 | VerticalCompact-BCD_1x4 | 3684 | 535 | 953 |  |  | 255.1 | 42 | 42 | 450 | EC motor | 5060 | 1 | no | no | C | D | Aluminum | 2025-01-02 | 4 | 6 | yes | piece | 1
GCVC PD 045.2/11-39 | GCVC PD | 045.2/11-39 | 4248866 | finoox | GCVC 045.2C/1x1-2527-1-D/6/32/2.10/900/AXS/1/015023 | 3066 | 1 | 1 | 2527 | Axial | 19327 | 19498 | 90.33 | 3603 | 975 | VT03007U.1 | 0.155 | 0.68 | B | 38.76 | 70.02 | 2025-06-07 | VerticalCompact-BCD_1x1 | 984 | 535 | 953 |  |  | 70.6 | 16 | 16 | 450 | EC motor | 5060 | 1 | no | no | C | D | Aluminum | 2025-01-02 | 12 | 6 | yes | piece | 1
GCVC PD 063.2/23-64 | GCVC PD | 063.2/23-64 | 4247930 | finoox | GCVC 063.2D/2x3-2549-2-D/6/80/2.10/3600/AXS/1/015023 | 31230 | 3 | 2 | 2549 | Axial | 340784 | 342194 | 903.29 | 75691 | 1210 | VT03143U.1 | 10275 | 1986-02-01 | E | 64.47 | 96.44 | 81.5 | VerticalCompact-BCD_2x3 | 3684 | 800 | 2161 |  |  | 707.9 | 64 | 64 | 630 | EC motor | 5060 | 2 | no | no | D | D | Aluminum | 2025-01-02 | 4 | 6 | yes | piece | 1
GCVC PD 080.2/22-22 | GCVC PD | 080.2/22-22 | 4248372 | finoox | GCVC 080.2D/2x2-2491-1-D/3/80/2.10/2400/EXS/1/015023 | 15920 | 2 | 2 | 2491 | Axial | 71133 | 71017 | 301.1 | 17467 | 270 | VT03062U.1 | 0.183 | 0.25 | A+ | 21.92 | 53.73 | 2025-09-26 | VerticalCompact-BCD_2x2 | 2484 | 800 | 2161 |  |  | 316.6 | 35 | 35 | 800 | EC motor | 5060 | 1 | no | no | D | D | Epoxy coated aluminum | 2025-01-02 | 8 | 3 | yes | piece | 1
GCVC PD 063.2/23-36 | GCVC PD | 063.2/23-36 | 4247901 | finoox | GCVC 063.2D/2x3-2509-1-D/3/80/2.10/3600/EXS/1/015023 | 19427 | 3 | 2 | 2509 | Axial | 139149 | 139071 | 451.65 | 37302 | 655 | VT03145U.1 | 0.772 | 0.75 | A | 36.01 | 67.97 | 40 | VerticalCompact-BCD_2x3 | 3684 | 800 | 2161 |  |  | 429.4 | 42 | 42 | 630 | EC motor | 5060 | 1 | no | no | D | D | Epoxy coated aluminum | 2025-01-02 | 4 | 3 | yes | piece | 1
GCVC PD 063.2/21-31 | GCVC PD | 063.2/21-31 | 4247405 | finoox | GCVC 063.2D/2x1-2508-1-D/6/80/2.10/1200/EXS/1/015023 | 9977 | 1 | 2 | 2508 | Axial | 57.17 | 57643 | 301.1 | 10444 | 615 | VT03145U.1 | 0.238 | 0.65 | A | 30.51 | 62.16 | 2025-01-26 | VerticalCompact-BCD_2x1 | 1284 | 800 | 2161 |  |  | 210 | 28 | 28 | 630 | EC motor | 5060 | 1 | no | no | D | D | Epoxy coated aluminum | 2025-01-02 | 10 | 6 | yes | piece | 1
GCVC PD 063.2/23-61 | GCVC PD | 063.2/23-61 | 4247917 | finoox | GCVC 063.2D/2x3-2547-2-D/4/80/2.10/3600/AXS/1/015023 | 27636 | 3 | 2 | 2547 | Axial | 254088 | 253977 | 602.19 | 70960 | 1055 | VT03143U.1 | 6693 | 2025-01-02 | D | 60.92 | 92.88 | 58.2 | VerticalCompact-BCD_2x3 | 3684 | 800 | 2161 |  |  | 618.2 | 64 | 64 | 630 | EC motor | 5060 | 2 | no | no | D | D | Aluminum | 2025-01-02 | 4 | 4 | yes | piece | 1
GCVC PD 063.2/24-45 | GCVC PD | 063.2/24-45 | 4247237 | finoox | GCVC 063.2C/2x4-2556-2-D/3/64/2.10/3600/EXS/1/015023 | 23700 | 4 | 2 | 2556 | Axial | 168542 | 167474 | 361.32 | 63103 | 850 | VT03144U.1 | 3286 | 0.77 | D | 45.43 | 77.29 | 34.6 | VerticalCompact-BCD_2x4 | 3684 | 800 | 1761 |  |  | 434.9 | 54 | 54 | 630 | EC motor | 5060 | 2 | no | no | C | D | Epoxy coated aluminum | 2025-01-02 | 4 | 3 | yes | piece | 1
GCVC PD 063.2/12-15 | GCVC PD | 063.2/12-15 | 4252007 | finoox | GCVC 063.2D/1x2-2500-1-D/4/40/2.10/2400/AXS/1/015023 | 7090 | 2 | 1 | 2500 | Axial | 29329 | 29269 | 200.73 | 5459 | 310 | VT03145U.1 | 0.047 | 0.13 | A+ | 2025-03-15 | 46.82 | 2025-03-16 | VerticalCompact-BCD_1x2 | 2484 | 615 | 1153 |  |  | 167.4 | 22 | 22 | 630 | EC motor | 5060 | 1 | no | no | D | D | Aluminum | 2025-01-02 | 8 | 4 | yes | piece | 1
GCVC PD 050.2/12-31 | GCVC PD | 050.2/12-31 | 4250509 | finoox | GCVC 050.2D/1x2-2513-1-D/6/40/2.10/2400/EXS/1/015023 | 6887 | 2 | 1 | 2513 | Axial | 40708 | 40859 | 301.1 | 6959 | 630 | VT03011U.1 | 0.132 | 0.37 | A+ | 2025-03-31 | 62.56 | 2025-02-24 | VerticalCompact-BCD_1x2 | 2484 | 586 | 1153 |  |  | 194.6 | 22 | 22 | 500 | EC motor | 5060 | 1 | no | no | D | D | Epoxy coated aluminum | 2025-01-02 | 10 | 6 | yes | piece | 1
GCVC PD 080.3/23-38 | GCVC PD | 080.3/23-38 | 6084921 | finoox | GCVC 080.3D/2x3-3564-2-D/4/80/2.10/3600/AXS/1/015023 | 33463 | 3 | 2 | 3564 | Axial | 186932 | 187203 | 602.19 | 43289 | 440 | VT01445U.3 | 1299 | 0.6 | B | 37.61 | 69.58 | 54.8 | VerticalCompact-BCD_2x3 | 3684 | 800 | 2161 |  |  | 639.6 | 54 | 54 | 800 | EC motor | 5060 | 2 | no | no | D | D | Aluminum | 2025-01-02 | 4 | 4 | yes | piece | 1
GCVC PD 080.3/12-33 | GCVC PD | 080.3/12-33 | 6212827 | finoox | GCVC 080.3D/1x2-3564-2-D/4/40/2.10/2400/AXS/1/015023 | 10142 | 2 | 1 | 3564 | Axial | 61.87 | 61938 | 200.73 | 14430 | 440 | VT01445U.3 | 0.433 | 0.6 | B | 33.28 | 64.8 | 2025-08-16 | VerticalCompact-BCD_1x2 | 2484 | 620 | 1153 |  |  | 221.6 | 28 | 28 | 800 | EC motor | 5060 | 2 | no | no | D | D | Aluminum | 2025-01-02 | 6 | 4 | yes | piece | 1
GCVC PD 050.3/22-51 | GCVC PD | 050.3/22-51 | 6123499 | finoox | GCVC 050.3C/2x2-3617-X-D/3/64/2.10/1800/EXS/1/015023 | 6633 | 2 | 2 | 3617 | Axial | 87043 | 87.13 | 180.66 | 30469 | 1260 | VT01524 | 3765 | 2025-04-04 | E | 51.28 | 82.91 | 17 | VerticalCompact-BCD_2x2 | 1884 | 800 | 1761 |  |  | 231.6 | 35 | 35 | 500 | AC motor | 60 | X | no | no | C | D | Epoxy coated aluminum | 2025-01-02 | 6 | 3 | yes | piece | 1
GCVC PD 045.2/21-51 | GCVC PD | 045.2/21-51 | 4244410 | finoox | GCVC 045.2C/2x1-0423-X-D/6/64/2.10/900/AXS/1/015023 | 4318 | 1 | 2 | 423 | Axial | 56029 | 56459 | 180.66 | 11520 | 1460 | VT0326U | 1251 | 3 | D | 50.53 | 82.04 | 2025-03-16 | VerticalCompact-BCD_2x1 | 984 | 800 | 1761 |  |  | 149.3 | 28 | 28 | 450 | AC motor | 60 | X | no | no | C | D | Aluminum | 2025-01-02 | 12 | 6 | yes | piece | 1
GCVC PD 080.3/22-46 | GCVC PD | 080.3/22-46 | 6132903 | finoox | GCVC 080.3D/2x2-1333-D-D/3/80/2.10/2400/AXS/1/015023 | 14372 | 2 | 2 | 1333 | Axial | 142586 | 141704 | 301.1 | 50524 | 670 | VT01371 | 3416 | 1995-01-01 | D | 46.02 | 77.83 | 2025-04-28 | VerticalCompact-BCD_2x2 | 2484 | 800 | 2161 |  |  | 406.5 | 42 | 42 | 800 | AC motor | 50 | D | no | no | D | D | Aluminum | 2025-01-02 | 6 | 3 | yes | piece | 1
GCVC PD 063.2/13-30 | GCVC PD | 063.2/13-30 | 4252170 | finoox | GCVC 063.2D/1x3-2358-D-D/6/40/2.10/3600/AXS/1/015023 | 9972 | 3 | 1 | 2358 | Axial | 69059 | 69513 | 451.65 | 11921 | 430 | VT01442 | 0.351 | 0.32 | A | 2025-09-29 | 61.58 | 36.9 | VerticalCompact-BCD_1x3 | 3684 | 598 | 1153 |  |  | 300.9 | 35 | 35 | 630 | AC motor | 50 | D | no | no | D | D | Aluminum | 2025-01-02 | 6 | 6 | yes | piece | 1
GCVC PD 050.2/11-32 | GCVC PD | 050.2/11-32 | 4249279 | finoox | GCVC 050.2C/1x1-2390-K-D/3/32/2.10/900/EXS/1/015023 | 2229 | 1 | 1 | 2390 | Axial | 15302 | 15.36 | 45.16 | 4350 | 760 | VT01437 | 0.174 | 0.35 | C | 31.91 | 63.18 | 2025-09-03 | VerticalCompact-BCD_1x1 | 984 | 596 | 953 |  |  | 61.7 | 16 | 16 | 500 | AC motor | 60 | K | no | no | C | D | Epoxy coated aluminum | 2025-01-02 | 8 | 3 | yes | piece | 1
GCVC PD 050.2/12-35 | GCVC PD | 050.2/12-35 | 4250467 | finoox | GCVC 050.2D/1x2-2390-K-D/6/40/2.10/2400/EXS/1/015023 | 5898 | 2 | 1 | 2390 | Axial | 50941 | 51224 | 301.1 | 9033 | 760 | VT01437 | 0.342 | 0.35 | B | 35.13 | 66.65 | 2025-06-24 | VerticalCompact-BCD_1x2 | 2484 | 596 | 1153 |  |  | 200.1 | 28 | 28 | 500 | AC motor | 60 | K | no | no | D | D | Epoxy coated aluminum | 2025-01-02 | 8 | 6 | yes | piece | 1
GCVC PD 050.2/11-51 | GCVC PD | 050.2/11-51 | 4250248 | finoox | GCVC 050.2D/1x1-2420-2-D/6/40/2.10/1200/AXS/1/015023 | 4183 | 1 | 1 | 2420 | Axial | 46556 | 46843 | 150.55 | 9445 | 1600 | VT03013U.1 | 0.899 | 1965-01-01 | D | 50.96 | 82.32 | 2025-01-13 | VerticalCompact-BCD_1x1 | 1284 | 607 | 1153 |  |  | 109.4 | 28 | 28 | 500 | EC motor | 5060 | 2 | no | no | D | D | Aluminum | 2025-01-02 | 10 | 6 | yes | piece | 1
GCVC PD 050.2/22-51 | GCVC PD | 050.2/22-51 | 4245984 | finoox | GCVC 050.2D/2x2-2347-D-D/6/80/2.10/2400/AXS/1/015023 | 11046 | 2 | 2 | 2347 | Axial | 159888 | 162328 | 602.19 | 32374 | 1390 | VT03150U | 1965-02-01 | 1941-01-01 | D | 51.31 | 83.12 | 55.1 | VerticalCompact-BCD_2x2 | 2484 | 800 | 2161 |  |  | 407.2 | 54 | 54 | 500 | AC motor | 50 | D | no | no | D | D | Aluminum | 2025-01-02 | 8 | 6 | yes | piece | 1
GCVC PD 080.2/23-43 | GCVC PD | 080.2/23-43 | 4248616 | finoox | GCVC 080.2D/2x3-2485-1-D/6/80/2.10/3600/AXS/1/015023 | 29351 | 3 | 2 | 2485 | Axial | 226311 | 226738 | 903.29 | 45105 | 535 | VT03061U.1 | 1986-01-01 | 1935-01-01 | B | 42.65 | 74.62 | 78.2 | VerticalCompact-BCD_2x3 | 3684 | 800 | 2161 |  |  | 606.4 | 54 | 54 | 800 | EC motor | 5060 | 1 | no | no | D | D | Aluminum | 2025-01-02 | 6 | 6 | yes | piece | 1
GCVC PD 063.2/21-27 | GCVC PD | 063.2/21-27 | 4247389 | finoox | GCVC 063.2D/2x1-2506-1-D/4/80/2.10/1200/AXS/1/015023 | 8050 | 1 | 2 | 2506 | Axial | 46728 | 46903 | 200.73 | 9811 | 540 | VT03145U.1 | 0.158 | 0.45 | A+ | 27.25 | 58.9 | 2025-01-18 | VerticalCompact-BCD_2x1 | 1284 | 800 | 2161 |  |  | 178.9 | 28 | 28 | 630 | EC motor | 5060 | 1 | no | no | D | D | Aluminum | 2025-01-02 | 10 | 4 | yes | piece | 1
GCVC PD 063.2/13-29 | GCVC PD | 063.2/13-29 | 4252290 | finoox | GCVC 063.2D/1x3-2506-1-D/6/40/2.10/3600/AXS/1/015023 | 11691 | 3 | 1 | 2506 | Axial | 77138 | 77547 | 451.65 | 13598 | 540 | VT03145U.1 | 0.251 | 0.45 | A+ | 29.42 | 61.1 | 36.9 | VerticalCompact-BCD_1x3 | 3684 | 615 | 1153 |  |  | 290.7 | 35 | 35 | 630 | EC motor | 5060 | 1 | no | no | D | D | Aluminum | 2025-01-02 | 6 | 6 | yes | piece | 1
GCVC PD 050.2/12-37 | GCVC PD | 050.2/12-37 | 4244224 | finoox | GCVC 050.2B/1x2-2516-1-D/3/24/2.10/1440/AXS/1/015023 | 3807 | 2 | 1 | 2516 | Axial | 23665 | 23683 | 54.2 | 7337 | 820 | VT03011U.1 | 0.291 | 0.68 | C | 36.81 | 68.1 | 2025-06-04 | VerticalCompact-BCD_1x2 | 1524 | 586 | 753 |  |  | 78.8 | 18 | 18 | 500 | EC motor | 5060 | 1 | no | no | B | D | Aluminum | 2025-01-02 | 8 | 3 | yes | piece | 1
GCVC PD 050.2/13-45 | GCVC PD | 050.2/13-45 | 4250789 | finoox | GCVC 050.2D/1x3-2520-1-D/3/40/2.10/3600/EXS/1/015023 | 8141 | 3 | 1 | 2520 | Axial | 70297 | 70251 | 225.82 | 18958 | 1070 | VT03011U.1 | 0.804 | 2025-04-01 | C | 44.79 | 76.47 | 2025-03-19 | VerticalCompact-BCD_1x3 | 3684 | 586 | 1153 |  |  | 222.9 | 35 | 35 | 500 | EC motor | 5060 | 1 | no | no | D | D | Epoxy coated aluminum | 2025-01-02 | 4 | 3 | yes | piece | 1
GCVC PD 080.2/21-54 | GCVC PD | 080.2/21-54 | 4248176 | finoox | GCVC 080.2D/2x1-2541-2-D/6/80/2.10/1200/AXS/1/015023 | 11237 | 1 | 2 | 2541 | Axial | 122426 | 123105 | 301.1 | 27872 | 950 | VT03059U.2 | 3409 | 1982-02-01 | E | 54.21 | 85.86 | 2025-09-28 | VerticalCompact-BCD_2x1 | 1284 | 800 | 2161 |  |  | 248.5 | 42 | 42 | 800 | EC motor | 5060 | 2 | no | no | D | D | Aluminum | 2025-01-02 | 10 | 6 | yes | piece | 1
GCVC PD 063.2/13-32 | GCVC PD | 063.2/13-32 | 4252304 | finoox | GCVC 063.2D/1x3-2508-1-D/4/40/2.10/3600/EXS/1/015023 | 10623 | 3 | 1 | 2508 | Axial | 76993 | 77109 | 301.1 | 16919 | 615 | VT03145U.1 | 0.338 | 0.65 | A | 31.88 | 63.56 | 2025-02-25 | VerticalCompact-BCD_1x3 | 3684 | 615 | 1153 |  |  | 247.3 | 35 | 35 | 630 | EC motor | 5060 | 1 | no | no | D | D | Epoxy coated aluminum | 2025-01-02 | 4 | 4 | yes | piece | 1
GCVC PD 050.2/14-44 | GCVC PD | 050.2/14-44 | 4250063 | finoox | GCVC 050.2C/1x4-2519-1-D/4/32/2.10/3600/AXS/1/015023 | 8815 | 4 | 1 | 2519 | Axial | 85239 | 85383 | 240.88 | 21133 | 1010 | VT03011U.1 | 0.985 | 2015-01-01 | C | 43.81 | 75.43 | 2025-02-20 | VerticalCompact-BCD_1x4 | 3684 | 586 | 953 |  |  | 222.7 | 35 | 35 | 500 | EC motor | 5060 | 1 | no | no | C | D | Aluminum | 2025-01-02 | 4 | 4 | yes | piece | 1
GCVC PD 050.2/12-40 | GCVC PD | 050.2/12-40 | 4249585 | finoox | GCVC 050.2C/1x2-2518-1-D/4/32/2.10/1800/AXS/1/015023 | 4615 | 2 | 1 | 2518 | Axial | 40711 | 40767 | 120.44 | 9877 | 945 | VT03011U.1 | 0.41 | 1 | C | 39.62 | 71.01 | 2025-04-10 | VerticalCompact-BCD_1x2 | 1884 | 586 | 953 |  |  | 117.1 | 28 | 28 | 500 | EC motor | 5060 | 1 | no | no | C | D | Aluminum | 2025-01-02 | 8 | 4 | yes | piece | 1
GCVC PD 045.2/11-47 | GCVC PD | 045.2/11-47 | 4243875 | finoox | GCVC 045.2B/1x1-2532-1-D/4/24/2.10/720/EXS/1/015023 | 2472 | 1 | 1 | 2532 | Axial | 15488 | 15624 | 36.13 | 4520 | 1350 | VT03007U.1 | 0.394 | 1965-01-01 | E | 46.7 | 77.88 | 2025-02-03 | VerticalCompact-BCD_1x1 | 804 | 535 | 753 |  |  | 45.6 | 16 | 16 | 450 | EC motor | 5060 | 1 | no | no | B | D | Epoxy coated aluminum | 2025-01-02 | 8 | 4 | yes | piece | 1
GCVC PD 045.2/13-47 | GCVC PD | 045.2/13-47 | 4243982 | finoox | GCVC 045.2B/1x3-2529-1-D/3/24/2.10/2160/EXS/1/015023 | 5453 | 3 | 1 | 2529 | Axial | 35358 | 35.44 | 81.3 | 11853 | 1125 | VT03007U.1 | 0.699 | 1 | D | 46.88 | 78.26 | 2025-08-06 | VerticalCompact-BCD_1x3a | 2244 | 535 | 753 |  |  | 108.7 | 22 | 22 | 450 | EC motor | 5060 | 1 | no | no | B | D | Epoxy coated aluminum | 2025-01-02 | 6 | 3 | yes | piece | 1
GCVC PD 080.2/13-37 | GCVC PD | 080.2/13-37 | 4253012 | finoox | GCVC 080.2D/1x3-2483-1-D/6/40/2.10/3600/AXS/1/015023 | 12932 | 3 | 1 | 2483 | Axial | 102509 | 102989 | 451.65 | 19643 | 470 | VT03061U.1 | 0.65 | 0.9 | B | 37.47 | 69.15 | 36.9 | VerticalCompact-BCD_1x3 | 3684 | 608 | 1153 |  |  | 309.4 | 35 | 35 | 800 | EC motor | 5060 | 1 | no | no | D | D | Aluminum | 2025-01-02 | 6 | 6 | yes | piece | 1
GCVC PD 035.2/12-42 | GCVC PD | 035.2/12-42 | 4243751 | finoox | GCVC 035.2B/1x2-2724-X-D/4/24/2.10/1440/EXS/1/015023 | 2621 | 2 | 1 | 2724 | Axial | 23344 | 23402 | 72.26 | 5635 | 1550 | VT03167U | 0.448 | 0.95 | D | 42.4 | 73.68 | 6 | VerticalCompact-BCD_1x2 | 1524 | 518 | 753 |  |  | 76.6 | 18 | 18 | 350 | AC motor | 60 | X | no | no | B | D | Epoxy coated aluminum | 2025-01-02 | 8 | 4 | yes | piece | 1
GCVC PD 050.2/13-53 | GCVC PD | 050.2/13-53 | 4250839 | finoox | GCVC 050.2D/1x3-2790-K-D/6/40/2.10/3600/EXS/1/015023 | 9239 | 3 | 1 | 2790 | Axial | 136424 | 136941 | 451.65 | 28134 | 1640 | VT03150U | 2898 | 1964-01-01 | D | 53.13 | 84.8 | 39.2 | VerticalCompact-BCD_1x3 | 3684 | 569 | 1153 |  |  | 306.2 | 42 | 42 | 500 | AC motor | 60 | K | no | no | D | D | Epoxy coated aluminum | 2025-01-02 | 4 | 6 | yes | piece | 1
GCVC PD 080.3/22-57 | GCVC PD | 080.3/22-57 | 6185589 | finoox | GCVC 080.3D/2x2-3561-2-D/4/80/2.10/2400/EXS/1/015023 | 24244 | 2 | 2 | 3561 | Axial | 192851 | 192332 | 401.46 | 64959 | 930 | VT01445U.3 | 1975-06-01 | 1975-02-01 | E | 56.78 | 88.59 | 39.4 | VerticalCompact-BCD_2x2 | 2484 | 800 | 2161 |  |  | 439 | 54 | 54 | 800 | EC motor | 5060 | 2 | no | no | D | D | Epoxy coated aluminum | 2025-01-02 | 6 | 4 | yes | piece | 1
GCVC PD 050.2/24-44 | GCVC PD | 050.2/24-44 | 4245485 | finoox | GCVC 050.2C/2x4-2332-D-D/3/64/2.10/3600/EXS/1/015023 | 12252 | 4 | 2 | 2332 | Axial | 134318 | 134194 | 361.32 | 40725 | 850 | VT01435 | 2076 | 0.74 | D | 43.59 | 75.46 | 32 | VerticalCompact-BCD_2x4 | 3684 | 800 | 1761 |  |  | 429.1 | 42 | 42 | 500 | AC motor | 50 | D | no | no | C | D | Epoxy coated aluminum | 2025-01-02 | 4 | 3 | yes | piece | 1
GCVC PD 050.2/12-32 | GCVC PD | 050.2/12-32 | 4250375 | finoox | GCVC 050.2D/1x2-2333-S-D/3/40/2.10/2400/EXS/1/015023 | 4337 | 2 | 1 | 2333 | Axial | 32787 | 32752 | 150.55 | 7757 | 530 | VT01435 | 0.295 | 0.35 | C | 32.18 | 63.71 | 2025-04-12 | VerticalCompact-BCD_1x2 | 2484 | 596 | 1153 |  |  | 161.1 | 22 | 22 | 500 | AC motor | 50 | S | no | no | D | D | Epoxy coated aluminum | 2025-01-02 | 8 | 3 | yes | piece | 1
GCVC PD 050.2/14-36 | GCVC PD | 050.2/14-36 | 4249976 | finoox | GCVC 050.2C/1x4-2388-I-D/4/32/2.10/3600/EXS/1/015023 | 6983 | 4 | 1 | 2388 | Axial | 68667 | 68886 | 240.88 | 15778 | 710 | VT01437 | 0.641 | 0.34 | C | 36.08 | 67.71 | 2025-02-20 | VerticalCompact-BCD_1x4 | 3684 | 596 | 953 |  |  | 232.3 | 35 | 35 | 500 | AC motor | 60 | I | no | no | C | D | Epoxy coated aluminum | 2025-01-02 | 4 | 4 | yes | piece | 1
GCVC PD 050.2/14-35 | GCVC PD | 050.2/14-35 | 4249977 | finoox | GCVC 050.2C/1x4-2388-I-D/6/32/2.10/3600/EXS/1/015023 | 8371 | 4 | 1 | 2388 | Axial | 75956 | 76183 | 361.32 | 14391 | 710 | VT01437 | 0.656 | 0.34 | B | 35.19 | 66.81 | 2025-05-29 | VerticalCompact-BCD_1x4 | 3684 | 596 | 953 |  |  | 266.9 | 35 | 35 | 500 | AC motor | 60 | I | no | no | C | D | Epoxy coated aluminum | 2025-01-02 | 6 | 6 | yes | piece | 1
GCVC PD 045.2/24-53 | GCVC PD | 045.2/24-53 | 4244700 | finoox | GCVC 045.2C/2x4-2419-1-D/4/64/2.10/3600/EXS/1/015023 | 16362 | 4 | 2 | 2419 | Axial | 171772 | 171928 | 481.75 | 44474 | 1350 | VT03007U.1 | 2983 | 1965-01-01 | D | 53.23 | 85.1 | 44 | VerticalCompact-BCD_2x4 | 3684 | 800 | 1761 |  |  | 415.3 | 54 | 54 | 450 | EC motor | 5060 | 1 | no | no | C | D | Epoxy coated aluminum | 2025-01-02 | 4 | 4 | yes | piece | 1
GCVC PD 050.2/23-48 | GCVC PD | 050.2/23-48 | 4246327 | finoox | GCVC 050.2D/2x3-2421-1-D/3/80/2.10/3600/EXS/1/015023 | 15896 | 3 | 2 | 2421 | Axial | 150295 | 150131 | 451.65 | 42162 | 1150 | VT03011U.1 | 1992 | 1975-01-01 | C | 48.27 | 80.23 | 40 | VerticalCompact-BCD_2x3 | 3684 | 800 | 2161 |  |  | 424 | 42 | 42 | 500 | EC motor | 5060 | 1 | no | no | D | D | Epoxy coated aluminum | 2025-01-02 | 4 | 3 | yes | piece | 1
GCVC PD 050.2/11-53 | GCVC PD | 050.2/11-53 | 4249290 | finoox | GCVC 050.2C/1x1-2410-2-D/6/32/2.10/900/AXS/1/015023 | 3550 | 1 | 1 | 2410 | Axial | 38117 | 38496 | 90.33 | 8833 | 1770 | VT03013U.1 | 1278 | 2025-01-02 | E | 53.06 | 84.33 | 2025-08-07 | VerticalCompact-BCD_1x1 | 984 | 607 | 953 |  |  | 77.5 | 22 | 22 | 500 | EC motor | 5060 | 2 | no | no | C | D | Aluminum | 2025-01-02 | 8 | 6 | yes | piece | 1
GCVC PD 080.2/12-41 | GCVC PD | 080.2/12-41 | 4252762 | finoox | GCVC 080.2D/1x2-2487-1-D/6/40/2.10/2400/AXS/1/015023 | 9158 | 2 | 1 | 2487 | Axial | 86.15 | 86651 | 301.1 | 16995 | 600 | VT03061U.1 | 0.855 | 1985-01-01 | C | 40.51 | 72.03 | 2025-04-25 | VerticalCompact-BCD_1x2 | 2484 | 608 | 1153 |  |  | 210.2 | 35 | 35 | 800 | EC motor | 5060 | 1 | no | no | D | D | Aluminum | 2025-01-02 | 6 | 6 | yes | piece | 1
GCVC PD 080.2/21-38 | GCVC PD | 080.2/21-38 | 4248184 | finoox | GCVC 080.2D/2x1-2543-2-D/3/80/2.10/1200/AXS/1/015023 | 8434 | 1 | 2 | 2543 | Axial | 64902 | 64933 | 150.55 | 20197 | 575 | VT03060U.1 | 0.73 | 0.78 | C | 38.15 | 69.8 | 2025-03-15 | VerticalCompact-BCD_2x1 | 1284 | 800 | 2161 |  |  | 183.7 | 35 | 35 | 800 | EC motor | 5060 | 2 | no | no | D | D | Aluminum | 2025-01-02 | 10 | 3 | yes | piece | 1
GCVC PD 050.2/14-58 | GCVC PD | 050.2/14-58 | 4250112 | finoox | GCVC 050.2C/1x4-2563-2-D/6/32/2.10/3600/AXS/1/015023 | 12295 | 4 | 1 | 2563 | Axial | 145683 | 145704 | 361.32 | 33472 | 1680 | VT03013U.1 | 4393 | 1975-01-01 | E | 57.61 | 89.24 | 31.4 | VerticalCompact-BCD_1x4 | 3684 | 607 | 953 |  |  | 279.2 | 42 | 42 | 500 | EC motor | 5060 | 2 | no | no | C | D | Aluminum | 2025-01-02 | 4 | 6 | yes | piece | 1
GCVC PD 063.2/22-34 | GCVC PD | 063.2/22-34 | 4246754 | finoox | GCVC 063.2C/2x2-2507-1-D/4/64/2.10/1800/EXS/1/015023 | 12329 | 2 | 2 | 2507 | Axial | 72258 | 72282 | 240.88 | 17023 | 580 | VT03145U.1 | 0.427 | 0.55 | B | 34 | 65.63 | 2025-07-21 | VerticalCompact-BCD_2x2 | 1884 | 800 | 1761 |  |  | 228.7 | 35 | 35 | 630 | EC motor | 5060 | 1 | no | no | C | D | Epoxy coated aluminum | 2025-01-02 | 8 | 4 | yes | piece | 1
GCVC PD 063.2/12-40 | GCVC PD | 063.2/12-40 | 4251233 | finoox | GCVC 063.2C/1x2-2556-2-D/3/32/2.10/1800/EXS/1/015023 | 6579 | 2 | 1 | 2556 | Axial | 44335 | 44382 | 90.33 | 15776 | 850 | VT03144U.1 | 0.821 | 0.77 | D | 39.87 | 71.27 | 8 | VerticalCompact-BCD_1x2 | 1884 | 623 | 953 |  |  | 118.7 | 28 | 28 | 630 | EC motor | 5060 | 2 | no | no | C | D | Epoxy coated aluminum | 2025-01-02 | 6 | 3 | yes | piece | 1
GCVC PD 050.2/21-53 | GCVC PD | 050.2/21-53 | 4244982 | finoox | GCVC 050.2C/2x1-2561-2-D/3/64/2.10/900/AXS/1/015023 | 6165 | 1 | 2 | 2561 | Axial | 47312 | 47613 | 90.33 | 16488 | 1505 | VT03013U.1 | 1505 | 1938-01-01 | E | 52.61 | 84.12 | 9 | VerticalCompact-BCD_2x1 | 984 | 800 | 1761 |  |  | 128 | 28 | 28 | 500 | EC motor | 5060 | 2 | no | no | C | D | Aluminum | 2025-01-02 | 8 | 3 | yes | piece | 1
GCVC PD 045.2/11-37 | GCVC PD | 045.2/11-37 | 4248858 | finoox | GCVC 045.2C/1x1-2526-1-D/3/32/2.10/900/AXS/1/015023 | 2642 | 1 | 1 | 2526 | Axial | 13892 | 13926 | 45.16 | 3640 | 900 | VT03007U.1 | 0.121 | 0.58 | C | 36.86 | 68.12 | 2025-09-03 | VerticalCompact-BCD_1x1 | 984 | 535 | 953 |  |  | 57.5 | 16 | 16 | 450 | EC motor | 5060 | 1 | no | no | C | D | Aluminum | 2025-01-02 | 12 | 3 | yes | piece | 1
GCVC PD 050.2/13-30 | GCVC PD | 050.2/13-30 | 4249789 | finoox | GCVC 050.2C/1x3-2512-1-D/6/32/2.10/2700/EXS/1/015023 | 8334 | 3 | 1 | 2512 | Axial | 44962 | 45189 | 270.99 | 7979 | 565 | VT03011U.1 | 0.164 | 0.28 | A+ | 2025-01-30 | 61.61 | 22 | VerticalCompact-BCD_1x3 | 2784 | 586 | 953 |  |  | 196.9 | 28 | 28 | 500 | EC motor | 5060 | 1 | no | no | C | D | Epoxy coated aluminum | 2025-01-02 | 8 | 6 | yes | piece | 1
GCVC PD 045.2/23-48 | GCVC PD | 045.2/23-48 | 4244644 | finoox | GCVC 045.2C/2x3-2528-1-D/6/64/2.10/2700/AXS/1/015023 | 13484 | 3 | 2 | 2528 | Axial | 125273 | 125.96 | 541.97 | 23373 | 1050 | VT03007U.1 | 1146 | 0.84 | C | 47.64 | 79.39 | 46.3 | VerticalCompact-BCD_2x3 | 2784 | 800 | 1761 |  |  | 370.6 | 42 | 42 | 450 | EC motor | 5060 | 1 | no | no | C | D | Aluminum | 2025-01-02 | 6 | 6 | yes | piece | 1
GCVC PD 080.2/12-42 | GCVC PD | 080.2/12-42 | 4252871 | finoox | GCVC 080.2D/1x2-2544-2-D/4/40/2.10/2400/AXS/1/015023 | 8593 | 2 | 1 | 2544 | Axial | 79755 | 79806 | 200.73 | 21682 | 655 | VT03060U.1 | 1074 | 2025-05-01 | C | 41.63 | 73.16 | 2025-05-17 | VerticalCompact-BCD_1x2 | 2484 | 613 | 1153 |  |  | 187 | 35 | 35 | 800 | EC motor | 5060 | 2 | no | no | D | D | Aluminum | 2025-01-02 | 6 | 4 | yes | piece | 1
GCVC PD 063.2/12-37 | GCVC PD | 063.2/12-37 | 4251218 | finoox | GCVC 063.2C/1x2-2554-2-D/3/32/2.10/1800/AXS/1/015023 | 6360 | 2 | 1 | 2554 | Axial | 42662 | 42.73 | 90.33 | 13817 | 750 | VT03144U.1 | 0.574 | 0.6 | C | 37.13 | 68.52 | 8 | VerticalCompact-BCD_1x2 | 1884 | 623 | 953 |  |  | 118.7 | 28 | 28 | 630 | EC motor | 5060 | 2 | no | no | C | D | Aluminum | 2025-01-02 | 6 | 3 | yes | piece | 1
GCVC PD 080.2/11-56 | GCVC PD | 080.2/11-56 | 4252653 | finoox | GCVC 080.2D/1x1-2659-L-D/4/40/2.10/1200/EXS/1/015023 | 4429 | 1 | 1 | 2659 | Axial | 49832 | 49837 | 100.37 | 16036 | 1070 | VT01384U | 1785 | 2025-03-03 | E | 56.07 | 87.44 | 2025-01-09 | VerticalCompact-BCD_1x1 | 1284 | 641 | 1153 |  |  | 111.5 | 28 | 28 | 800 | AC motor | 60 | L | no | no | D | D | Epoxy coated aluminum | 2025-01-02 | 10 | 4 | yes | piece | 1
GCVC PD 080.3/12-52 | GCVC PD | 080.3/12-52 | 6124212 | finoox | GCVC 080.3D/1x2-3483-K-D/3/40/2.10/2400/EXS/1/015023 | 6963 | 2 | 1 | 3483 | Axial | 88.34 | 88.58 | 150.55 | 36676 | 960 | VT01526 | 5244 | 4 | E | 52.4 | 83.93 | 2025-06-13 | VerticalCompact-BCD_1x2 | 2484 | 611 | 1153 |  |  | 206.6 | 35 | 35 | 800 | AC motor | 60 | K | no | no | D | D | Epoxy coated aluminum | 2025-01-02 | 4 | 3 | yes | piece | 1
GCVC PD 050.3/23-51 | GCVC PD | 050.3/23-51 | 6107108 | finoox | GCVC 050.3C/2x3-3617-X-D/6/64/2.10/2700/EXS/1/015023 | 13023 | 3 | 2 | 3617 | Axial | 181067 | 181525 | 541.97 | 40101 | 1260 | VT01524 | 5822 | 2025-04-04 | E | 51.46 | 83.21 | 48.8 | VerticalCompact-BCD_2x3 | 2784 | 800 | 1761 |  |  | 421.1 | 54 | 54 | 500 | AC motor | 60 | X | no | no | C | D | Epoxy coated aluminum | 2025-01-02 | 6 | 6 | yes | piece | 1
GCVC PD 080.3/21-38 | GCVC PD | 080.3/21-38 | 6094939 | finoox | GCVC 080.3D/2x1-1334-S-D/3/80/2.10/1200/AXS/1/015023 | 6969 | 1 | 2 | 1334 | Axial | 62904 | 62948 | 150.55 | 19167 | 510 | VT01371 | 1058 | 1 | D | 38.31 | 69.96 | 2025-03-15 | VerticalCompact-BCD_2x1 | 1284 | 800 | 2161 |  |  | 220.3 | 35 | 35 | 800 | AC motor | 50 | S | no | no | D | D | Aluminum | 2025-01-02 | 10 | 3 | yes | piece | 1
GCVC PD 063.2/11-25 | GCVC PD | 063.2/11-25 | 4251678 | finoox | GCVC 063.2D/1x1-2358-D-D/6/40/2.10/1200/AXS/1/015023 | 4351 | 1 | 1 | 2358 | Axial | 22909 | 23095 | 150.55 | 3974 | 430 | VT01442 | 0.117 | 0.32 | A | 25.45 | 56.81 | 2025-05-12 | VerticalCompact-BCD_1x1 | 1284 | 598 | 1153 |  |  | 107.7 | 18 | 18 | 630 | AC motor | 50 | D | no | no | D | D | Aluminum | 2025-01-02 | 10 | 6 | yes | piece | 1
GCVC PD 035.2/12-28 | GCVC PD | 035.2/12-28 | 4243660 | finoox | GCVC 035.2A/1x2-2344-W-D/2/20/2.10/1200/AXS/2/015023 | 1349 | 2 | 1 | 2344 | Axial | 9618 | 9602 | 2025-09-25 | 3441 | 910 | VT03149U | 0.143 | 0.35 | D | 28.28 | 59.44 | 2025-01-02 | VerticalCompact-A_1x2 | 1260 | 326 | 507 |  |  | 2025-01-26 | 16 | 16 | 350 | AC motor | 50 | W | no | no | A | D | Aluminum | 2025-01-02 | 10 | 2 | yes | piece | 1
GCVC PD 080.2/22-35 | GCVC PD | 080.2/22-35 | 4248310 | finoox | GCVC 080.2D/2x2-2447-1-D/3/80/2.10/2400/EXS/1/015023 | 15965 | 2 | 2 | 2447 | Axial | 110279 | 110157 | 301.1 | 33113 | 490 | VT03062U.1 | 0.869 | 2025-01-01 | B | 34.62 | 66.43 | 2025-04-28 | VerticalCompact-BCD_2x2 | 2484 | 800 | 2161 |  |  | 319.3 | 42 | 42 | 800 | EC motor | 5060 | 1 | no | no | D | D | Epoxy coated aluminum | 2025-01-02 | 6 | 3 | yes | piece | 1
GCVC PD 050.2/21-33 | GCVC PD | 050.2/21-33 | 4245799 | finoox | GCVC 050.2D/2x1-2387-L-D/3/80/2.10/1200/EXS/1/015023 | 5042 | 1 | 2 | 2387 | Axial | 31.77 | 31739 | 150.55 | 7311 | 500 | VT01435 | 0.351 | 0.37 | C | 32.83 | 64.48 | 2025-02-13 | VerticalCompact-BCD_2x1 | 1284 | 800 | 2161 |  |  | 171 | 22 | 22 | 500 | AC motor | 60 | L | no | no | D | D | Epoxy coated aluminum | 2025-01-02 | 10 | 3 | yes | piece | 1
GCVC PD 063.2/11-41 | GCVC PD | 063.2/11-41 | 4250898 | finoox | GCVC 063.2C/1x1-2413-2-D/3/32/2.10/900/AXS/1/015023 | 3962 | 1 | 1 | 2413 | Axial | 25453 | 25625 | 45.16 | 9367 | 1000 | VT03144U.1 | 0.658 | 2025-01-01 | E | 40.56 | 71.83 | 4 | VerticalCompact-BCD_1x1 | 984 | 623 | 953 |  |  | 64.4 | 18 | 18 | 630 | EC motor | 5060 | 2 | no | no | C | D | Aluminum | 2025-01-02 | 8 | 3 | yes | piece | 1
GCVC PD 063.2/22-47 | GCVC PD | 063.2/22-47 | 4246701 | finoox | GCVC 063.2C/2x2-2413-2-D/6/64/2.10/1800/EXS/1/015023 | 15406 | 2 | 2 | 2413 | Axial | 136269 | 136484 | 361.32 | 31603 | 1000 | VT03144U.1 | 2899 | 2025-01-01 | D | 47.47 | 79.1 | 32.4 | VerticalCompact-BCD_2x2 | 1884 | 800 | 1761 |  |  | 283.1 | 42 | 42 | 630 | EC motor | 5060 | 2 | no | no | C | D | Epoxy coated aluminum | 2025-01-02 | 8 | 6 | yes | piece | 1
GCVC PD 050.2/11-38 | GCVC PD | 050.2/11-38 | 4250181 | finoox | GCVC 050.2D/1x1-2355-X-D/4/40/2.10/1200/AXS/1/015023 | 2642 | 1 | 1 | 2355 | Axial | 25.72 | 25808 | 100.37 | 5559 | 810 | VT03093U | 0.284 | 2025-03-01 | C | 37.75 | 69.11 | 2025-04-08 | VerticalCompact-BCD_1x1 | 1284 | 569 | 1153 |  |  | 92 | 18 | 18 | 500 | AC motor | 60 | X | no | no | D | D | Aluminum | 2025-01-02 | 10 | 4 | yes | piece | 1
GCVC PD 050.2/14-47 | GCVC PD | 050.2/14-47 | 4249924 | finoox | GCVC 050.2C/1x4-2348-S-D/4/32/2.10/3600/EXS/1/015023 | 7115 | 4 | 1 | 2348 | Axial | 94196 | 94267 | 240.88 | 26061 | 1180 | VT03150U | 2138 | 0.9 | D | 46.5 | 78.13 | 2025-02-20 | VerticalCompact-BCD_1x4 | 3684 | 569 | 953 |  |  | 241.1 | 35 | 35 | 500 | AC motor | 50 | S | no | no | C | D | Epoxy coated aluminum | 2025-01-02 | 4 | 4 | yes | piece | 1
GCVC PD 035.2/13-34 | GCVC PD | 035.2/13-34 | 4243757 | finoox | GCVC 035.2B/1x3-2345-X-D/4/24/2.10/2160/AXS/1/015023 | 3231 | 3 | 1 | 2345 | Axial | 27618 | 27645 | 108.39 | 6030 | 1020 | VT03149U | 0.272 | 0.42 | C | 33.55 | 64.92 | 2025-09-08 | VerticalCompact-BCD_1x3a | 2244 | 514 | 753 |  |  | 110.1 | 22 | 22 | 350 | AC motor | 60 | X | no | no | B | D | Aluminum | 2025-01-02 | 8 | 4 | yes | piece | 1
GCVC PD 080.2/12-38 | GCVC PD | 080.2/12-38 | 4252750 | finoox | GCVC 080.2D/1x2-2485-1-D/6/40/2.10/2400/AXS/1/015023 | 9130 | 2 | 1 | 2485 | Axial | 76795 | 77054 | 301.1 | 15035 | 535 | VT03061U.1 | 0.62 | 1935-01-01 | B | 38.32 | 69.84 | 2025-03-25 | VerticalCompact-BCD_1x2 | 2484 | 608 | 1153 |  |  | 210.2 | 35 | 35 | 800 | EC motor | 5060 | 1 | no | no | D | D | Aluminum | 2025-01-02 | 8 | 6 | yes | piece | 1
GCVC PD 063.2/23-67 | GCVC PD | 063.2/23-67 | 4247945 | finoox | GCVC 063.2D/2x3-2551-2-D/6/80/2.10/3600/EXS/1/015023 | 33107 | 3 | 2 | 2551 | Axial | 358492 | 359572 | 903.29 | 85721 | 1360 | VT03143U.1 | 14567 | 4 | E | 66.97 | 98.93 | 81.5 | VerticalCompact-BCD_2x3 | 3684 | 800 | 2161 |  |  | 707.9 | 64 | 64 | 630 | EC motor | 5060 | 2 | no | no | D | D | Epoxy coated aluminum | 2025-01-02 | 4 | 6 | yes | piece | 1
GCVC PD 050.2/14-53 | GCVC PD | 050.2/14-53 | 4250086 | finoox | GCVC 050.2C/1x4-2559-2-D/3/32/2.10/3600/AXS/1/015023 | 10353 | 4 | 1 | 2559 | Axial | 83687 | 83.29 | 180.66 | 28979 | 1330 | VT03013U.1 | 2085 | 2025-08-01 | D | 52.75 | 84.38 | 2025-05-15 | VerticalCompact-BCD_1x4 | 3684 | 607 | 953 |  |  | 223.8 | 35 | 35 | 500 | EC motor | 5060 | 2 | no | no | C | D | Aluminum | 2025-01-02 | 4 | 3 | yes | piece | 1
GCVC PD 063.2/11-30 | GCVC PD | 063.2/11-30 | 4250967 | finoox | GCVC 063.2C/1x1-2509-1-D/3/32/2.10/900/EXS/1/015023 | 3790 | 1 | 1 | 2509 | Axial | 17238 | 17.31 | 45.16 | 5212 | 655 | VT03145U.1 | 0.146 | 0.75 | B | 29.89 | 61.16 | 2025-09-03 | VerticalCompact-BCD_1x1 | 984 | 615 | 953 |  |  | 60.1 | 16 | 16 | 630 | EC motor | 5060 | 1 | no | no | C | D | Epoxy coated aluminum | 2025-01-02 | 8 | 3 | yes | piece | 1
GCVC PD 080.2/23-44 | GCVC PD | 080.2/23-44 | 4248622 | finoox | GCVC 080.2D/2x3-2486-1-D/6/80/2.10/3600/AXS/1/015023 | 29511 | 3 | 2 | 2486 | Axial | 246.98 | 248382 | 903.29 | 48037 | 565 | VT03061U.1 | 2194 | 1955-01-01 | C | 43.78 | 75.74 | 78.2 | VerticalCompact-BCD_2x3 | 3684 | 800 | 2161 |  |  | 606.4 | 54 | 54 | 800 | EC motor | 5060 | 1 | no | no | D | D | Aluminum | 2025-01-02 | 4 | 6 | yes | piece | 1
GCVC PD 050.2/24-48 | GCVC PD | 050.2/24-48 | 4245663 | finoox | GCVC 050.2C/2x4-2520-1-D/3/64/2.10/3600/EXS/1/015023 | 16979 | 4 | 2 | 2520 | Axial | 144489 | 144347 | 361.32 | 46557 | 1070 | VT03011U.1 | 2291 | 2025-04-01 | D | 48.11 | 79.98 | 32 | VerticalCompact-BCD_2x4 | 3684 | 800 | 1761 |  |  | 389.3 | 42 | 42 | 500 | EC motor | 5060 | 1 | no | no | C | D | Epoxy coated aluminum | 2025-01-02 | 4 | 3 | yes | piece | 1
GCVC PD 063.2/23-46 | GCVC PD | 063.2/23-46 | 4247971 | finoox | GCVC 063.2D/2x3-2556-2-D/4/80/2.10/3600/AXS/1/015023 | 22219 | 3 | 2 | 2556 | Axial | 213803 | 214137 | 602.19 | 53109 | 850 | VT03144U.1 | 2244 | 0.77 | C | 45.52 | 77.49 | 54.8 | VerticalCompact-BCD_2x3 | 3684 | 800 | 2161 |  |  | 504.5 | 54 | 54 | 630 | EC motor | 5060 | 2 | no | no | D | D | Aluminum | 2025-01-02 | 4 | 4 | yes | piece | 1
GCVC PD 050.2/13-54 | GCVC PD | 050.2/13-54 | 4249867 | finoox | GCVC 050.2C/1x3-2561-2-D/6/32/2.10/2700/EXS/1/015023 | 9964 | 3 | 1 | 2561 | Axial | 96755 | 96.97 | 270.99 | 22323 | 1505 | VT03013U.1 | 2374 | 1938-01-01 | D | 54.08 | 85.59 | 2025-06-22 | VerticalCompact-BCD_1x3 | 2784 | 607 | 953 |  |  | 211.3 | 35 | 35 | 500 | EC motor | 5060 | 2 | no | no | C | D | Epoxy coated aluminum | 2025-01-02 | 6 | 6 | yes | piece | 1
GCVC PD 063.2/14-24 | GCVC PD | 063.2/14-24 | 4251530 | finoox | GCVC 063.2C/1x4-2500-1-D/6/32/2.10/3600/AXS/1/015023 | 12062 | 4 | 1 | 2500 | Axial | 44362 | 44759 | 361.32 | 7416 | 310 | VT03145U.1 | 0.104 | 0.13 | A+ | 2025-06-24 | 55.68 | 29 | VerticalCompact-BCD_1x4 | 3684 | 615 | 953 |  |  | 261.3 | 28 | 28 | 630 | EC motor | 5060 | 1 | no | no | C | D | Aluminum | 2025-01-02 | 6 | 6 | yes | piece | 1
GCVC PD 045.2/21-43 | GCVC PD | 045.2/21-43 | 4244466 | finoox | GCVC 045.2C/2x1-2528-1-D/4/64/2.10/900/EXS/1/015023 | 5116 | 1 | 2 | 2528 | Axial | 35125 | 35295 | 120.44 | 8304 | 1050 | VT03007U.1 | 0.377 | 0.84 | C | 42.93 | 74.44 | 2025-07-10 | VerticalCompact-BCD_2x1 | 984 | 800 | 1761 |  |  | 123 | 22 | 22 | 450 | EC motor | 5060 | 1 | no | no | C | D | Epoxy coated aluminum | 2025-01-02 | 12 | 4 | yes | piece | 1
GCVC PD 045.2/21-44 | GCVC PD | 045.2/21-44 | 4244468 | finoox | GCVC 045.2C/2x1-2529-1-D/3/64/2.10/900/AXS/1/015023 | 4716 | 1 | 2 | 2529 | Axial | 32513 | 32665 | 90.33 | 9156 | 1125 | VT03007U.1 | 0.453 | 1 | D | 44.48 | 75.99 | 2025-03-08 | VerticalCompact-BCD_2x1 | 984 | 800 | 1761 |  |  | 114.3 | 22 | 22 | 450 | EC motor | 5060 | 1 | no | no | C | D | Aluminum | 2025-01-02 | 8 | 3 | yes | piece | 1
GCVC PD 050.2/13-35 | GCVC PD | 050.2/13-35 | 4244283 | finoox | GCVC 050.2B/1x3-2336-D-D/4/24/2.10/2160/AXS/1/015023 | 4182 | 3 | 1 | 2336 | Axial | 35549 | 35627 | 108.39 | 8377 | 660 | VT01437 | 0.397 | 0.33 | C | 35.24 | 66.63 | 2025-09-08 | VerticalCompact-BCD_1x3a | 2244 | 596 | 753 |  |  | 130 | 22 | 22 | 500 | AC motor | 50 | D | no | no | B | D | Aluminum | 2025-01-02 | 6 | 4 | yes | piece | 1
GCVC PD 050.2/12-37 | GCVC PD | 050.2/12-37 | 4249468 | finoox | GCVC 050.2C/1x2-2354-W-D/4/32/2.10/1800/EXS/1/015023 | 3722 | 2 | 1 | 2354 | Axial | 37967 | 37999 | 120.44 | 9182 | 865 | VT03093U | 0.423 | 0.97 | C | 37 | 68.39 | 10 | VerticalCompact-BCD_1x2 | 1884 | 569 | 953 |  |  | 122.7 | 22 | 22 | 500 | AC motor | 50 | W | no | no | C | D | Epoxy coated aluminum | 2025-01-02 | 8 | 4 | yes | piece | 1
GCVC PD 063.2/23-40 | GCVC PD | 063.2/23-40 | 4247843 | finoox | GCVC 063.2D/2x3-2414-1-D/6/80/2.10/3600/EXS/1/015023 | 25665 | 3 | 2 | 2414 | Axial | 203577 | 204361 | 903.29 | 39674 | 770 | VT03145U.1 | 1323 | 2015-01-01 | B | 39.72 | 71.68 | 78.2 | VerticalCompact-BCD_2x3 | 3684 | 800 | 2161 |  |  | 569.1 | 54 | 54 | 630 | EC motor | 5060 | 1 | no | no | D | D | Epoxy coated aluminum | 2025-01-02 | 6 | 6 | yes | piece | 1
GCVC PD 063.2/21-52 | GCVC PD | 063.2/21-52 | 4247263 | finoox | GCVC 063.2D/2x1-2357-S-D/4/80/2.10/1200/AXS/1/015023 | 7912 | 1 | 2 | 2357 | Axial | 88868 | 89081 | 200.73 | 24637 | 1040 | VT01441 | 3035 | 3 | E | 51.89 | 83.54 | 2025-04-19 | VerticalCompact-BCD_2x1 | 1284 | 800 | 2161 |  |  | 225.3 | 35 | 35 | 630 | AC motor | 50 | S | no | no | D | D | Aluminum | 2025-01-02 | 10 | 4 | yes | piece | 1
GCVC PD 050.2/21-32 | GCVC PD | 050.2/21-32 | 4244850 | finoox | GCVC 050.2C/2x1-2387-L-D/3/64/2.10/900/AXS/1/015023 | 3966 | 1 | 2 | 2387 | Axial | 25472 | 25554 | 90.33 | 6445 | 500 | VT01435 | 0.353 | 0.37 | D | 32.26 | 63.77 | 8 | VerticalCompact-BCD_2x1 | 984 | 800 | 1761 |  |  | 126.6 | 18 | 18 | 500 | AC motor | 60 | L | no | no | C | D | Aluminum | 2025-01-02 | 12 | 3 | yes | piece | 1
GCVC PD 050.2/22-24 | GCVC PD | 050.2/22-24 | 4246053 | finoox | GCVC 050.2D/2x2-2389-J-D/6/80/2.10/2400/EXS/1/015023 | 11554 | 2 | 2 | 2389 | Axial | 63984 | 64.48 | 602.19 | 10593 | 450 | VT01437 | 0.327 | 0.17 | A | 2025-03-24 | 56.11 | 49.1 | VerticalCompact-BCD_2x2 | 2484 | 800 | 2161 |  |  | 388.3 | 28 | 28 | 500 | AC motor | 60 | J | no | no | D | D | Epoxy coated aluminum | 2025-01-02 | 10 | 6 | yes | piece | 1
GCVC PD 063.2/13-45 | GCVC PD | 063.2/13-45 | 4252242 | finoox | GCVC 063.2D/1x3-2413-2-D/6/40/2.10/3600/AXS/1/015023 | 12774 | 3 | 1 | 2413 | Axial | 144342 | 144993 | 451.65 | 29608 | 1000 | VT03144U.1 | 1897 | 2025-01-01 | C | 45.41 | 77.09 | 39.2 | VerticalCompact-BCD_1x3 | 3684 | 623 | 1153 |  |  | 307.7 | 42 | 42 | 630 | EC motor | 5060 | 2 | no | no | D | D | Aluminum | 2025-01-02 | 4 | 6 | yes | piece | 1
GCVC PD 050.2/22-52 | GCVC PD | 050.2/22-52 | 4245986 | finoox | GCVC 050.2D/2x2-2347-D-D/4/80/2.10/2400/EXS/1/015023 | 9608 | 2 | 2 | 2347 | Axial | 134358 | 134472 | 401.46 | 33600 | 1390 | VT03150U | 2583 | 1941-01-01 | D | 51.83 | 83.64 | 36.3 | VerticalCompact-BCD_2x2 | 2484 | 800 | 2161 |  |  | 340.6 | 42 | 42 | 500 | AC motor | 50 | D | no | no | D | D | Epoxy coated aluminum | 2025-01-02 | 6 | 4 | yes | piece | 1
GCVC PD 050.2/24-49 | GCVC PD | 050.2/24-49 | 4245517 | finoox | GCVC 050.2C/2x4-2348-S-D/6/64/2.10/3600/EXS/1/015023 | 16934 | 4 | 2 | 2348 | Axial | 226529 | 227388 | 722.63 | 47465 | 1180 | VT03150U | 4399 | 0.9 | D | 48.88 | 80.74 | 62.7 | VerticalCompact-BCD_2x4 | 3684 | 800 | 1761 |  |  | 536.7 | 54 | 54 | 500 | AC motor | 50 | S | no | no | C | D | Epoxy coated aluminum | 2025-01-02 | 4 | 6 | yes | piece | 1
GCVC PD 050.2/12-57 | GCVC PD | 050.2/12-57 | 4250475 | finoox | GCVC 050.2D/1x2-2410-2-D/4/40/2.10/2400/AXS/1/015023 | 6503 | 2 | 1 | 2410 | Axial | 77521 | 77582 | 200.73 | 20637 | 1770 | VT03013U.1 | 2319 | 2025-01-02 | E | 56.92 | 88.44 | 2025-05-17 | VerticalCompact-BCD_1x2 | 2484 | 607 | 1153 |  |  | 176.2 | 35 | 35 | 500 | EC motor | 5060 | 2 | no | no | D | D | Aluminum | 2025-01-02 | 6 | 4 | yes | piece | 1
GCVC PD 063.2/21-66 | GCVC PD | 063.2/21-66 | 4246488 | finoox | GCVC 063.2C/2x1-2412-2-D/3/64/2.10/900/EXS/1/015023 | 9265 | 1 | 2 | 2412 | Axial | 61532 | 61.99 | 90.33 | 30018 | 1510 | VT03143U.1 | 6778 | 5 | E | 65.51 | 97.02 | 9 | VerticalCompact-BCD_2x1 | 984 | 800 | 1761 |  |  | 165 | 28 | 28 | 630 | EC motor | 5060 | 2 | no | no | C | D | Epoxy coated aluminum | 2025-01-02 | 8 | 3 | yes | piece | 1
GCVC PD 080.2/12-36 | GCVC PD | 080.2/12-36 | 4252752 | finoox | GCVC 080.2D/1x2-2485-1-D/4/40/2.10/2400/EXS/1/015023 | 8367 | 2 | 1 | 2485 | Axial | 67915 | 67964 | 200.73 | 17248 | 535 | VT03061U.1 | 0.596 | 1935-01-01 | B | 35.87 | 67.4 | 2025-05-17 | VerticalCompact-BCD_1x2 | 2484 | 608 | 1153 |  |  | 181.2 | 35 | 35 | 800 | EC motor | 5060 | 1 | no | no | D | D | Epoxy coated aluminum | 2025-01-02 | 6 | 4 | yes | piece | 1
GCVC PD 045.2/11-31 | GCVC PD | 045.2/11-31 | 4248841 | finoox | GCVC 045.2C/1x1-2523-1-D/4/32/2.10/900/AXS/1/015023 | 2722 | 1 | 1 | 2523 | Axial | 12535 | 1962-12-01 | 60.22 | 2626 | 675 | VT03007U.1 | 0.058 | 0.3 | A | 30.58 | 61.84 | 2025-01-05 | VerticalCompact-BCD_1x1 | 984 | 535 | 953 |  |  | 61.9 | 16 | 16 | 450 | EC motor | 5060 | 1 | no | no | C | D | Aluminum | 2025-01-02 | 8 | 4 | yes | piece | 1
GCVC PD 050.2/22-41 | GCVC PD | 050.2/22-41 | 4246122 | finoox | GCVC 050.2D/2x2-2517-1-D/6/80/2.10/2400/AXS/1/015023 | 13006 | 2 | 2 | 2517 | Axial | 110477 | 111085 | 602.19 | 19682 | 880 | VT03011U.1 | 0.646 | 0.84 | B | 41.15 | 72.96 | 52 | VerticalCompact-BCD_2x2 | 2484 | 800 | 2161 |  |  | 382.6 | 42 | 42 | 500 | EC motor | 5060 | 1 | no | no | D | D | Aluminum | 2025-01-02 | 8 | 6 | yes | piece | 1
GCVC PD 063.2/22-27 | GCVC PD | 063.2/22-27 | 4246729 | finoox | GCVC 063.2C/2x2-2503-1-D/3/64/2.10/1800/EXS/1/015023 | 11563 | 2 | 2 | 2503 | Axial | 50863 | 50819 | 180.66 | 13065 | 425 | VT03145U.1 | 0.191 | 0.25 | A+ | 26.54 | 58.17 | 2025-09-15 | VerticalCompact-BCD_2x2 | 1884 | 800 | 1761 |  |  | 210.3 | 28 | 28 | 630 | EC motor | 5060 | 1 | no | no | C | D | Epoxy coated aluminum | 2025-01-02 | 8 | 3 | yes | piece | 1
GCVC PD 045.2/23-44 | GCVC PD | 045.2/23-44 | 4244633 | finoox | GCVC 045.2C/2x3-2526-1-D/3/64/2.10/2700/EXS/1/015023 | 11619 | 3 | 2 | 2526 | Axial | 81126 | 80932 | 270.99 | 21842 | 900 | VT03007U.1 | 0.728 | 0.58 | C | 44.15 | 75.9 | 2025-09-23 | VerticalCompact-BCD_2x3 | 2784 | 800 | 1761 |  |  | 289.2 | 35 | 35 | 450 | EC motor | 5060 | 1 | no | no | C | D | Epoxy coated aluminum | 2025-01-02 | 6 | 3 | yes | piece | 1
GCVC PD 045.2/21-45 | GCVC PD | 045.2/21-45 | 4244470 | finoox | GCVC 045.2C/2x1-2529-1-D/6/64/2.10/900/AXS/1/015023 | 5553 | 1 | 2 | 2529 | Axial | 43682 | 44086 | 180.66 | 8377 | 1125 | VT03007U.1 | 0.465 | 1 | C | 44.59 | 76.1 | 2025-03-16 | VerticalCompact-BCD_2x1 | 984 | 800 | 1761 |  |  | 141.9 | 28 | 28 | 450 | EC motor | 5060 | 1 | no | no | C | D | Aluminum | 2025-01-02 | 12 | 6 | yes | piece | 1
GCVC PD 080.2/12-43 | GCVC PD | 080.2/12-43 | 4252878 | finoox | GCVC 080.2D/1x2-2546-2-D/3/40/2.10/2400/AXS/1/015023 | 8076 | 2 | 1 | 2546 | Axial | 72208 | 71785 | 150.55 | 25977 | 730 | VT03060U.1 | 1448 | 2025-03-01 | D | 43.27 | 74.8 | 2025-05-13 | VerticalCompact-BCD_1x2 | 2484 | 613 | 1153 |  |  | 172.6 | 35 | 35 | 800 | EC motor | 5060 | 2 | no | no | D | D | Aluminum | 2025-01-02 | 6 | 3 | yes | piece | 1
GCVC PD 045.2/23-52 | GCVC PD | 045.2/23-52 | 4244597 | finoox | GCVC 045.2C/2x3-0426-W-D/3/64/2.10/2700/EXS/1/015023 | 7878 | 3 | 2 | 426 | Axial | 102372 | 102113 | 270.99 | 33071 | 1360 | VT0326U | 2453 | 2025-02-02 | D | 52.11 | 83.86 | 2025-01-25 | VerticalCompact-BCD_2x3 | 2784 | 800 | 1761 |  |  | 313.6 | 42 | 42 | 450 | AC motor | 50 | W | no | no | C | D | Epoxy coated aluminum | 2025-01-02 | 6 | 3 | yes | piece | 1
GCVC PD 063.2/22-55 | GCVC PD | 063.2/22-55 | 4246641 | finoox | GCVC 063.2C/2x2-2357-S-D/3/64/2.10/1800/EXS/1/015023 | 11221 | 2 | 2 | 2357 | Axial | 100362 | 100482 | 180.66 | 40508 | 1040 | VT01441 | 6232 | 3 | E | 54.91 | 86.54 | 17 | VerticalCompact-BCD_2x2 | 1884 | 800 | 1761 |  |  | 301.7 | 35 | 35 | 630 | AC motor | 50 | S | no | no | C | D | Epoxy coated aluminum | 2025-01-02 | 6 | 3 | yes | piece | 1
GCVC PD 050.2/12-21 | GCVC PD | 050.2/12-21 | 4249507 | finoox | GCVC 050.2C/1x2-2389-J-D/4/32/2.10/1800/AXS/1/015023 | 3520 | 2 | 1 | 2389 | Axial | 23714 | 23786 | 120.44 | 4743 | 450 | VT01437 | 0.164 | 0.17 | B | 2025-06-20 | 51.99 | 2025-08-09 | VerticalCompact-BCD_1x2 | 1884 | 596 | 953 |  |  | 120.8 | 18 | 18 | 500 | AC motor | 60 | J | no | no | C | D | Aluminum | 2025-01-02 | 8 | 4 | yes | piece | 1
GCVC PD 050.2/13-41 | GCVC PD | 050.2/13-41 | 4250662 | finoox | GCVC 050.2D/1x3-2355-X-D/6/40/2.10/3600/AXS/1/015023 | 8149 | 3 | 1 | 2355 | Axial | 86698 | 87078 | 451.65 | 15721 | 810 | VT03093U | 0.861 | 2025-03-01 | C | 41 | 72.68 | 36.9 | VerticalCompact-BCD_1x3 | 3684 | 569 | 1153 |  |  | 297.4 | 35 | 35 | 500 | AC motor | 60 | X | no | no | D | D | Aluminum | 2025-01-02 | 6 | 6 | yes | piece | 1
GCVC PD 050.2/21-38 | GCVC PD | 050.2/21-38 | 4244829 | finoox | GCVC 050.2C/2x1-2355-X-D/3/64/2.10/900/EXS/1/015023 | 4136 | 1 | 2 | 2355 | Axial | 33429 | 33566 | 90.33 | 9940 | 810 | VT03093U | 0.579 | 2025-03-01 | D | 38.39 | 69.9 | 2025-03-08 | VerticalCompact-BCD_2x1 | 984 | 800 | 1761 |  |  | 123.9 | 22 | 22 | 500 | AC motor | 60 | X | no | no | C | D | Epoxy coated aluminum | 2025-01-02 | 8 | 3 | yes | piece | 1
GCVC PD 063.2/23-22 | GCVC PD | 063.2/23-22 | 4246886 | finoox | GCVC 063.2C/2x3-2399-J-D/3/64/2.10/2700/AXS/1/015023 | 12015 | 3 | 2 | 2399 | Axial | 67381 | 67324 | 270.99 | 16089 | 290 | VT01442 | 0.432 | 0.14 | B | 22.25 | 53.99 | 2025-09-23 | VerticalCompact-BCD_2x3 | 2784 | 800 | 1761 |  |  | 324.9 | 35 | 35 | 630 | AC motor | 60 | J | no | no | C | D | Aluminum | 2025-01-02 | 6 | 3 | yes | piece | 1
GCVC PD 040.2/12-49 | GCVC PD | 040.2/12-49 | 4243708 | finoox | GCVC 040.2A/1x2-2408-1-D/2/20/2.10/1200/AXS/2/015023 | 2380 | 2 | 1 | 2408 | Axial | 15979 | 16004 | 2025-09-25 | 8586 | 1630 | VT03142U.1 | 0.853 | 2025-06-02 | E | 49.44 | 80.6 | 2025-01-02 | VerticalCompact-A_1x2 | 1260 | 355 | 507 |  |  | 2025-03-29 | 16 | 16 | 400 | EC motor | 5060 | 1 | no | no | A | D | Aluminum | 2025-01-02 | 8 | 2 | yes | piece | 1
GCVC PD 045.2/21-47 | GCVC PD | 045.2/21-47 | 4244482 | finoox | GCVC 045.2C/2x1-2531-1-D/6/64/2.10/900/AXS/1/015023 | 5553 | 1 | 2 | 2531 | Axial | 48494 | 48862 | 180.66 | 9553 | 1275 | VT03007U.1 | 0.666 | 2025-04-01 | D | 47.28 | 78.79 | 2025-03-16 | VerticalCompact-BCD_2x1 | 984 | 800 | 1761 |  |  | 141.9 | 28 | 28 | 450 | EC motor | 5060 | 1 | no | no | C | D | Aluminum | 2025-01-02 | 12 | 6 | yes | piece | 1
GCVC PD 050.2/12-52 | GCVC PD | 050.2/12-52 | 4244256 | finoox | GCVC 050.2B/1x2-2560-2-D/3/24/2.10/1440/AXS/1/015023 | 4766 | 2 | 1 | 2560 | Axial | 32072 | 32075 | 54.2 | 13076 | 1415 | VT03013U.1 | 1935-01-01 | 2021-01-01 | E | 51.55 | 82.84 | 2025-07-04 | VerticalCompact-BCD_1x2 | 1524 | 607 | 753 |  |  | 88.4 | 22 | 22 | 500 | EC motor | 5060 | 2 | no | no | B | D | Aluminum | 2025-01-02 | 8 | 3 | yes | piece | 1
GCVC PD 050.2/12-52 | GCVC PD | 050.2/12-52 | 4249628 | finoox | GCVC 050.2C/1x2-2561-2-D/6/32/2.10/1800/AXS/1/015023 | 6217 | 2 | 1 | 2561 | Axial | 67266 | 67519 | 180.66 | 14882 | 1505 | VT03013U.1 | 1583 | 1938-01-01 | D | 52.43 | 83.83 | 2025-07-15 | VerticalCompact-BCD_1x2 | 1884 | 607 | 953 |  |  | 144.2 | 35 | 35 | 500 | EC motor | 5060 | 2 | no | no | C | D | Aluminum | 2025-01-02 | 8 | 6 | yes | piece | 1
GCVC PD 050.2/13-55 | GCVC PD | 050.2/13-55 | 4244399 | finoox | GCVC 050.2B/1x3-2561-2-D/4/24/2.10/2160/EXS/1/015023 | 7732 | 3 | 1 | 2561 | Axial | 56209 | 56102 | 108.39 | 19555 | 1505 | VT03013U.1 | 2451 | 1938-01-01 | E | 55.1 | 86.48 | 2025-02-09 | VerticalCompact-BCD_1x3a | 2244 | 607 | 753 |  |  | 137.1 | 28 | 28 | 500 | EC motor | 5060 | 2 | no | no | B | D | Epoxy coated aluminum | 2025-01-02 | 6 | 4 | yes | piece | 1
GCVC PD 080.2/13-24 | GCVC PD | 080.2/13-24 | 4253060 | finoox | GCVC 080.2D/1x3-2493-1-D/3/40/2.10/3600/AXS/1/015023 | 9787 | 3 | 1 | 2493 | Axial | 63194 | 63164 | 225.82 | 15671 | 320 | VT03062U.1 | 0.205 | 0.35 | A+ | 24.33 | 56.01 | 2025-03-19 | VerticalCompact-BCD_1x3 | 3684 | 608 | 1153 |  |  | 242.5 | 35 | 35 | 800 | EC motor | 5060 | 1 | no | no | D | D | Aluminum | 2025-01-02 | 4 | 3 | yes | piece | 1
GCVC PD 063.2/21-21 | GCVC PD | 063.2/21-21 | 4247366 | finoox | GCVC 063.2D/2x1-2502-1-D/6/80/2.10/1200/AXS/1/015023 | 9237 | 1 | 2 | 2502 | Axial | 37582 | 37893 | 301.1 | 6339 | 385 | VT03145U.1 | 0.075 | 0.2 | A+ | 20.59 | 52.25 | 2025-03-25 | VerticalCompact-BCD_2x1 | 1284 | 800 | 2161 |  |  | 208.6 | 22 | 22 | 630 | EC motor | 5060 | 1 | no | no | D | D | Aluminum | 2025-01-02 | 12 | 6 | yes | piece | 1
GCVC PD 063.2/21-24 | GCVC PD | 063.2/21-24 | 4246520 | finoox | GCVC 063.2C/2x1-2503-1-D/3/64/2.10/900/AXS/1/015023 | 6665 | 1 | 2 | 2503 | Axial | 25727 | 25846 | 90.33 | 6532 | 425 | VT03145U.1 | 0.095 | 0.25 | A+ | 23.66 | 55.16 | 8 | VerticalCompact-BCD_2x1 | 984 | 800 | 1761 |  |  | 118.4 | 18 | 18 | 630 | EC motor | 5060 | 1 | no | no | C | D | Aluminum | 2025-01-02 | 12 | 3 | yes | piece | 1
GCVC PD 063.2/23-27 | GCVC PD | 063.2/23-27 | 4247863 | finoox | GCVC 063.2D/2x3-2503-1-D/4/80/2.10/3600/AXS/1/015023 | 20098 | 3 | 2 | 2503 | Axial | 113525 | 113641 | 602.19 | 22872 | 425 | VT03145U.1 | 0.265 | 0.25 | A+ | 2025-05-26 | 58.46 | 51.6 | VerticalCompact-BCD_2x3 | 3684 | 800 | 2161 |  |  | 473.1 | 42 | 42 | 630 | EC motor | 5060 | 1 | no | no | D | D | Aluminum | 2025-01-02 | 6 | 4 | yes | piece | 1
GCVC PD 063.2/23-23 | GCVC PD | 063.2/23-23 | 4246852 | finoox | GCVC 063.2C/2x3-2359-S-D/3/64/2.10/2700/AXS/1/015023 | 12015 | 3 | 2 | 2359 | Axial | 70184 | 70119 | 270.99 | 17048 | 320 | VT01442 | 0.39 | 0.14 | A | 23.24 | 54.99 | 2025-09-23 | VerticalCompact-BCD_2x3 | 2784 | 800 | 1761 |  |  | 324.9 | 35 | 35 | 630 | AC motor | 50 | S | no | no | C | D | Aluminum | 2025-01-02 | 6 | 3 | yes | piece | 1
GCVC PD 050.2/22-53 | GCVC PD | 050.2/22-53 | 4245998 | finoox | GCVC 050.2D/2x2-2349-I-D/4/80/2.10/2400/EXS/1/015023 | 9608 | 2 | 2 | 2349 | Axial | 144001 | 144092 | 401.46 | 37611 | 1590 | VT03150U | 2029-03-01 | 2025-07-01 | D | 52.5 | 84.3 | 36.3 | VerticalCompact-BCD_2x2 | 2484 | 800 | 2161 |  |  | 340.6 | 42 | 42 | 500 | AC motor | 60 | I | no | no | D | D | Epoxy coated aluminum | 2025-01-02 | 6 | 4 | yes | piece | 1
GCVC PD 050.2/22-44 | GCVC PD | 050.2/22-44 | 4245073 | finoox | GCVC 050.2C/2x2-2384-I-D/6/64/2.10/1800/EXS/1/015023 | 8701 | 2 | 2 | 2384 | Axial | 92.47 | 92981 | 361.32 | 18059 | 790 | VT01435 | 1507 | 0.88 | D | 43.82 | 75.45 | 31.2 | VerticalCompact-BCD_2x2 | 1884 | 800 | 1761 |  |  | 280.8 | 35 | 35 | 500 | AC motor | 60 | I | no | no | C | D | Epoxy coated aluminum | 2025-01-02 | 8 | 6 | yes | piece | 1
GCVC PD 063.2/11-15 | GCVC PD | 063.2/11-15 | 4250884 | finoox | GCVC 063.2C/1x1-2399-J-D/3/32/2.10/900/EXS/1/015023 | 3182 | 1 | 1 | 2399 | Axial | 1995-10-01 | 10978 | 45.16 | 2682 | 290 | VT01442 | 0.072 | 0.14 | B | 14.94 | 46.21 | 2025-09-03 | VerticalCompact-BCD_1x1 | 984 | 598 | 953 |  |  | 63.5 | 16 | 16 | 630 | AC motor | 60 | J | no | no | C | D | Epoxy coated aluminum | 2025-01-02 | 12 | 3 | yes | piece | 1
GCVC PD 063.2/12-66 | GCVC PD | 063.2/12-66 | 4251100 | finoox | GCVC 063.2C/1x2-2412-2-D/3/32/2.10/1800/AXS/1/015023 | 7960 | 2 | 1 | 2412 | Axial | 62175 | 62218 | 90.33 | 30018 | 1510 | VT03143U.1 | 6778 | 5 | E | 65.63 | 97.02 | 2025-06-08 | VerticalCompact-BCD_1x2 | 1884 | 611 | 953 |  |  | 155.2 | 35 | 35 | 630 | EC motor | 5060 | 2 | no | no | C | D | Aluminum | 2025-01-02 | 6 | 3 | yes | piece | 1
GCVC PD 063.2/22-65 | GCVC PD | 063.2/22-65 | 4247698 | finoox | GCVC 063.2D/2x2-2551-2-D/4/80/2.10/2400/EXS/1/015023 | 19929 | 2 | 2 | 2551 | Axial | 187924 | 187643 | 401.46 | 61481 | 1360 | VT03143U.1 | 9383 | 4 | E | 64.68 | 96.49 | 39.4 | VerticalCompact-BCD_2x2 | 2484 | 800 | 2161 |  |  | 420.9 | 54 | 54 | 630 | EC motor | 5060 | 2 | no | no | D | D | Epoxy coated aluminum | 2025-01-02 | 6 | 4 | yes | piece | 1
GCVC PD 045.2/11-32 | GCVC PD | 045.2/11-32 | 4243837 | finoox | GCVC 045.2B/1x1-2523-1-D/4/24/2.10/720/AXS/1/015023 | 2371 | 1 | 1 | 2523 | Axial | 9539 | 9605 | 36.13 | 2142 | 675 | VT03007U.1 | 0.058 | 0.3 | B | 32.17 | 63.35 | 2025-02-03 | VerticalCompact-BCD_1x1 | 804 | 535 | 753 |  |  | 45.6 | 16 | 16 | 450 | EC motor | 5060 | 1 | no | no | B | D | Aluminum | 2025-01-02 | 12 | 4 | yes | piece | 1
GCVC PD 063.2/22-39 | GCVC PD | 063.2/22-39 | 4247711 | finoox | GCVC 063.2D/2x2-2553-2-D/6/80/2.10/2400/EXS/1/015023 | 19008 | 2 | 2 | 2553 | Axial | 140342 | 140947 | 602.19 | 27168 | 700 | VT03144U.1 | 0.907 | 0.52 | B | 38.58 | 70.39 | 52 | VerticalCompact-BCD_2x2 | 2484 | 800 | 2161 |  |  | 403.2 | 42 | 42 | 630 | EC motor | 5060 | 2 | no | no | D | D | Epoxy coated aluminum | 2025-01-02 | 8 | 6 | yes | piece | 1
GCVC PD 063.2/21-44 | GCVC PD | 063.2/21-44 | 4247494 | finoox | GCVC 063.2D/2x1-2558-2-D/4/80/2.10/1200/EXS/1/015023 | 9155 | 1 | 2 | 2558 | Axial | 75448 | 75725 | 200.73 | 19861 | 950 | VT03144U.1 | 1032 | 1 | C | 43.56 | 75.21 | 2025-04-19 | VerticalCompact-BCD_2x1 | 1284 | 800 | 2161 |  |  | 188.5 | 35 | 35 | 630 | EC motor | 5060 | 2 | no | no | D | D | Epoxy coated aluminum | 2025-01-02 | 10 | 4 | yes | piece | 1
GCVC PD 080.2/12-38 | GCVC PD | 080.2/12-38 | 4252866 | finoox | GCVC 080.2D/1x2-2543-2-D/3/40/2.10/2400/AXS/1/015023 | 8076 | 2 | 1 | 2543 | Axial | 63181 | 63.12 | 150.55 | 20197 | 575 | VT03060U.1 | 0.73 | 0.78 | C | 38.28 | 69.8 | 2025-05-13 | VerticalCompact-BCD_1x2 | 2484 | 613 | 1153 |  |  | 172.6 | 35 | 35 | 800 | EC motor | 5060 | 2 | no | no | D | D | Aluminum | 2025-01-02 | 6 | 3 | yes | piece | 1
GCVC PD 063.2/23-28 | GCVC PD | 063.2/23-28 | 4247869 | finoox | GCVC 063.2D/2x3-2504-1-D/4/80/2.10/3600/AXS/1/015023 | 20098 | 3 | 2 | 2504 | Axial | 121458 | 121465 | 602.19 | 25053 | 460 | VT03145U.1 | 0.324 | 0.3 | A+ | 28.38 | 60.34 | 51.6 | VerticalCompact-BCD_2x3 | 3684 | 800 | 2161 |  |  | 473.1 | 42 | 42 | 630 | EC motor | 5060 | 1 | no | no | D | D | Aluminum | 2025-01-02 | 6 | 4 | yes | piece | 1
GCVC PD 045.2/22-41 | GCVC PD | 045.2/22-41 | 4244538 | finoox | GCVC 045.2C/2x2-2525-1-D/4/64/2.10/1800/EXS/1/015023 | 8822 | 2 | 2 | 2525 | Axial | 59422 | 59572 | 240.88 | 12938 | 825 | VT03007U.1 | 0.388 | 0.47 | B | 40.58 | 72.21 | 2025-06-20 | VerticalCompact-BCD_2x2 | 1884 | 800 | 1761 |  |  | 217.4 | 28 | 28 | 450 | EC motor | 5060 | 1 | no | no | C | D | Epoxy coated aluminum | 2025-01-02 | 8 | 4 | yes | piece | 1
GCVC PD 050.2/14-55 | GCVC PD | 050.2/14-55 | 4250100 | finoox | GCVC 050.2C/1x4-2561-2-D/6/32/2.10/3600/AXS/1/015023 | 12295 | 4 | 1 | 2561 | Axial | 134824 | 135389 | 361.32 | 29765 | 1505 | VT03013U.1 | 3166 | 1938-01-01 | D | 55.21 | 86.84 | 31.4 | VerticalCompact-BCD_1x4 | 3684 | 607 | 953 |  |  | 279.2 | 42 | 42 | 500 | EC motor | 5060 | 2 | no | no | C | D | Aluminum | 2025-01-02 | 4 | 6 | yes | piece | 1
GCVC PD 050.2/23-33 | GCVC PD | 050.2/23-33 | 4245381 | finoox | GCVC 050.2C/2x3-2512-1-D/6/64/2.10/2700/EXS/1/015023 | 16322 | 3 | 2 | 2512 | Axial | 89927 | 90381 | 541.97 | 15959 | 565 | VT03011U.1 | 0.328 | 0.28 | A+ | 32.87 | 64.62 | 45 | VerticalCompact-BCD_2x3 | 2784 | 800 | 1761 |  |  | 378.4 | 35 | 35 | 500 | EC motor | 5060 | 1 | no | no | C | D | Epoxy coated aluminum | 2025-01-02 | 8 | 6 | yes | piece | 1
GCVC PD 050.2/13-35 | GCVC PD | 050.2/13-35 | 4244352 | finoox | GCVC 050.2B/1x3-2514-1-D/3/24/2.10/2160/AXS/1/015023 | 5658 | 3 | 1 | 2514 | Axial | 31504 | 31577 | 81.3 | 9195 | 695 | VT03011U.1 | 0.278 | 0.47 | B | 34.95 | 66.33 | 2025-08-06 | VerticalCompact-BCD_1x3a | 2244 | 586 | 753 |  |  | 113.8 | 22 | 22 | 500 | EC motor | 5060 | 1 | no | no | B | D | Aluminum | 2025-01-02 | 6 | 3 | yes | piece | 1
GCVC PD 080.3/11-55 | GCVC PD | 080.3/11-55 | 6211904 | finoox | GCVC 080.3D/1x1-3557-2-D/3/40/2.10/1200/EXS/1/015023 | 5765 | 1 | 1 | 3557 | Axial | 46255 | 46372 | 75.27 | 20483 | 1100 | VT01445U.3 | 2708 | 2025-02-04 | E | 55.49 | 86.86 | 2025-01-07 | VerticalCompact-BCD_1x1 | 1284 | 620 | 1153 |  |  | 110.7 | 28 | 28 | 800 | EC motor | 5060 | 2 | no | no | D | D | Epoxy coated aluminum | 2025-01-02 | 8 | 3 | yes | piece | 1
GCVC PD 080.3/11-42 | GCVC PD | 080.3/11-42 | 6122796 | finoox | GCVC 080.3D/1x1-3563-2-D/4/40/2.10/1200/EXS/1/015023 | 5995 | 1 | 1 | 3563 | Axial | 40976 | 41046 | 100.37 | 11319 | 670 | VT01445U.3 | 0.653 | 2015-01-01 | D | 41.72 | 73.09 | 2025-06-08 | VerticalCompact-BCD_1x1 | 1284 | 620 | 1153 |  |  | 117.2 | 22 | 22 | 800 | EC motor | 5060 | 2 | no | no | D | D | Epoxy coated aluminum | 2025-01-02 | 10 | 4 | yes | piece | 1
GCVC PD 040.2/11-42 | GCVC PD | 040.2/11-42 | 4243773 | finoox | GCVC 040.2B/1x1-1734-W-D/4/24/2.10/720/AXS/1/015023 | 1689 | 1 | 1 | 1734 | Axial | 13043 | 13138 | 36.13 | 3297 | 1310 | VT0605 | 0.199 | 0.85 | D | 41.87 | 73.04 | 2025-02-03 | VerticalCompact-BCD_1x1 | 804 | 476 | 753 |  |  | 44.9 | 16 | 16 | 400 | AC motor | 50 | W | no | no | B | D | Aluminum | 2025-01-02 | 12 | 4 | yes | piece | 1
GCVC PD 050.2/13-40 | GCVC PD | 050.2/13-40 | 4244277 | finoox | GCVC 050.2B/1x3-2332-D-D/4/24/2.10/2160/AXS/1/015023 | 4251 | 3 | 1 | 2332 | Axial | 43.83 | 43925 | 108.39 | 11564 | 850 | VT01435 | 0.849 | 0.74 | D | 40.35 | 71.74 | 2025-02-09 | VerticalCompact-BCD_1x3a | 2244 | 596 | 753 |  |  | 138.2 | 28 | 28 | 500 | AC motor | 50 | D | no | no | B | D | Aluminum | 2025-01-02 | 6 | 4 | yes | piece | 1
GCVC PD 050.2/24-43 | GCVC PD | 050.2/24-43 | 4245484 | finoox | GCVC 050.2C/2x4-2332-D-D/6/64/2.10/3600/AXS/1/015023 | 15370 | 4 | 2 | 2332 | Axial | 180755 | 181.11 | 722.63 | 35998 | 850 | VT01435 | 2184 | 0.74 | C | 43.34 | 75.2 | 62.7 | VerticalCompact-BCD_2x4 | 3684 | 800 | 1761 |  |  | 539.7 | 54 | 54 | 500 | AC motor | 50 | D | no | no | C | D | Aluminum | 2025-01-02 | 6 | 6 | yes | piece | 1
GCVC PD 050.2/21-38 | GCVC PD | 050.2/21-38 | 4245768 | finoox | GCVC 050.2D/2x1-2354-W-D/6/80/2.10/1200/AXS/1/015023 | 6205 | 1 | 2 | 2354 | Axial | 55852 | 56355 | 301.1 | 10022 | 865 | VT03093U | 0.409 | 0.97 | B | 37.95 | 69.6 | 2025-01-26 | VerticalCompact-BCD_2x1 | 1284 | 800 | 2161 |  |  | 214.3 | 28 | 28 | 500 | AC motor | 50 | W | no | no | D | D | Aluminum | 2025-01-02 | 10 | 6 | yes | piece | 1
GCVC PD 080.2/12-37 | GCVC PD | 080.2/12-37 | 4252760 | finoox | GCVC 080.2D/1x2-2487-1-D/3/40/2.10/2400/AXS/1/015023 | 7439 | 2 | 1 | 2487 | Axial | 64129 | 63978 | 150.55 | 20724 | 600 | VT03061U.1 | 0.796 | 1985-01-01 | C | 37.4 | 68.93 | 2025-05-13 | VerticalCompact-BCD_1x2 | 2484 | 608 | 1153 |  |  | 166.8 | 35 | 35 | 800 | EC motor | 5060 | 1 | no | no | D | D | Aluminum | 2025-01-02 | 6 | 3 | yes | piece | 1
GCVC PD 045.2/22-36 | GCVC PD | 045.2/22-36 | 4244526 | finoox | GCVC 045.2C/2x2-2523-1-D/4/64/2.10/1800/EXS/1/015023 | 8822 | 2 | 2 | 2523 | Axial | 50695 | 50868 | 240.88 | 10506 | 675 | VT03007U.1 | 0.232 | 0.3 | A | 36.23 | 67.86 | 2025-06-20 | VerticalCompact-BCD_2x2 | 1884 | 800 | 1761 |  |  | 217.4 | 28 | 28 | 450 | EC motor | 5060 | 1 | no | no | C | D | Epoxy coated aluminum | 2025-01-02 | 8 | 4 | yes | piece | 1
GCVC PD 045.2/11-44 | GCVC PD | 045.2/11-44 | 4243864 | finoox | GCVC 045.2B/1x1-2530-1-D/3/24/2.10/720/AXS/1/015023 | 2348 | 1 | 1 | 2530 | Axial | 12711 | 12816 | 2025-01-27 | 4232 | 1200 | VT03007U.1 | 0.281 | 2025-01-01 | D | 43.68 | 74.86 | 2025-04-02 | VerticalCompact-BCD_1x1 | 804 | 535 | 753 |  |  | 42.4 | 16 | 16 | 450 | EC motor | 5060 | 1 | no | no | B | D | Aluminum | 2025-01-02 | 8 | 3 | yes | piece | 1
GCVC PD 063.2/13-37 | GCVC PD | 063.2/13-37 | 4251388 | finoox | GCVC 063.2C/1x3-2511-1-D/3/32/2.10/2700/AXS/1/015023 | 7962 | 3 | 1 | 2511 | Axial | 58183 | 58268 | 135.49 | 17612 | 730 | VT03145U.1 | 0.596 | 1 | C | 36.73 | 68.25 | 2025-05-11 | VerticalCompact-BCD_1x3 | 2784 | 615 | 953 |  |  | 160.7 | 28 | 28 | 630 | EC motor | 5060 | 1 | no | no | C | D | Aluminum | 2025-01-02 | 4 | 3 | yes | piece | 1
GCVC PD 050.2/23-47 | GCVC PD | 050.2/23-47 | 4245425 | finoox | GCVC 050.2C/2x3-2520-1-D/4/64/2.10/2700/AXS/1/015023 | 13554 | 3 | 2 | 2520 | Axial | 129332 | 129318 | 361.32 | 33762 | 1070 | VT03011U.1 | 1756 | 2025-04-01 | C | 46.77 | 78.52 | 32.1 | VerticalCompact-BCD_2x3 | 2784 | 800 | 1761 |  |  | 327.4 | 42 | 42 | 500 | EC motor | 5060 | 1 | no | no | C | D | Aluminum | 2025-01-02 | 6 | 4 | yes | piece | 1
GCVC PD 050.2/24-61 | GCVC PD | 050.2/24-61 | 4245706 | finoox | GCVC 050.2C/2x4-2563-2-D/4/64/2.10/3600/EXS/1/015023 | 23041 | 4 | 2 | 2563 | Axial | 223267 | 223118 | 481.75 | 71760 | 1680 | VT03013U.1 | 8508 | 1975-01-01 | E | 60.51 | 92.37 | 44 | VerticalCompact-BCD_2x4 | 3684 | 800 | 1761 |  |  | 465.9 | 54 | 54 | 500 | EC motor | 5060 | 2 | no | no | C | D | Epoxy coated aluminum | 2025-01-02 | 4 | 4 | yes | piece | 1
GCVC PD 080.2/11-19 | GCVC PD | 080.2/11-19 | 4252511 | finoox | GCVC 080.2D/1x1-2492-1-D/4/40/2.10/1200/EXS/1/015023 | 4614 | 1 | 1 | 2492 | Axial | 21372 | 21474 | 100.37 | 4470 | 295 | VT03062U.1 | 0.058 | 0.3 | A+ | 18.94 | 50.3 | 2025-04-08 | VerticalCompact-BCD_1x1 | 1284 | 608 | 1153 |  |  | 95.4 | 18 | 18 | 800 | EC motor | 5060 | 1 | no | no | D | D | Epoxy coated aluminum | 2025-01-02 | 10 | 4 | yes | piece | 1
GCVC PD 063.2/12-30 | GCVC PD | 063.2/12-30 | 4252054 | finoox | GCVC 063.2D/1x2-2508-1-D/3/40/2.10/2400/AXS/1/015023 | 6675 | 2 | 1 | 2508 | Axial | 45428 | 45387 | 150.55 | 11678 | 615 | VT03145U.1 | 0.219 | 0.65 | A | 30.34 | 61.87 | 2025-09-12 | VerticalCompact-BCD_1x2 | 2484 | 615 | 1153 |  |  | 153.7 | 28 | 28 | 630 | EC motor | 5060 | 1 | no | no | D | D | Aluminum | 2025-01-02 | 6 | 3 | yes | piece | 1
GCVC PD 063.2/23-65 | GCVC PD | 063.2/23-65 | 4247935 | finoox | GCVC 063.2D/2x3-2550-2-D/4/80/2.10/3600/AXS/1/015023 | 27636 | 3 | 2 | 2550 | Axial | 283817 | 283569 | 602.19 | 86889 | 1285 | VT03143U.1 | 11882 | 2026-03-01 | E | 65.07 | 97.03 | 58.2 | VerticalCompact-BCD_2x3 | 3684 | 800 | 2161 |  |  | 618.2 | 64 | 64 | 630 | EC motor | 5060 | 2 | no | no | D | D | Aluminum | 2025-01-02 | 4 | 4 | yes | piece | 1
GCVC PD 063.2/14-43 | GCVC PD | 063.2/14-43 | 4251646 | finoox | GCVC 063.2C/1x4-2556-2-D/4/32/2.10/3600/EXS/1/015023 | 12368 | 4 | 1 | 2556 | Axial | 101462 | 101364 | 240.88 | 29832 | 850 | VT03144U.1 | 1702 | 0.77 | D | 42.66 | 74.29 | 2025-02-20 | VerticalCompact-BCD_1x4 | 3684 | 623 | 953 |  |  | 244.1 | 35 | 35 | 630 | EC motor | 5060 | 2 | no | no | C | D | Epoxy coated aluminum | 2025-01-02 | 4 | 4 | yes | piece | 1
GCVC PD 050.2/11-37 | GCVC PD | 050.2/11-37 | 4250296 | finoox | GCVC 050.2D/1x1-2518-1-D/6/40/2.10/1200/AXS/1/015023 | 3685 | 1 | 1 | 2518 | Axial | 29194 | 29455 | 150.55 | 5282 | 945 | VT03011U.1 | 0.196 | 1 | B | 37.09 | 68.45 | 2025-07-12 | VerticalCompact-BCD_1x1 | 1284 | 586 | 1153 |  |  | 104.1 | 22 | 22 | 500 | EC motor | 5060 | 1 | no | no | D | D | Aluminum | 2025-01-02 | 10 | 6 | yes | piece | 1
GCVC PD 080.2/13-49 | GCVC PD | 080.2/13-49 | 4253110 | finoox | GCVC 080.2D/1x3-2537-2-D/4/40/2.10/3600/EXS/1/015023 | 14391 | 3 | 1 | 2537 | Axial | 126482 | 126366 | 301.1 | 37097 | 750 | VT03059U.2 | 2484 | 2025-05-01 | D | 49.19 | 80.87 | 26 | VerticalCompact-BCD_1x3 | 3684 | 650 | 1153 |  |  | 300.7 | 42 | 42 | 800 | EC motor | 5060 | 2 | no | no | D | D | Epoxy coated aluminum | 2025-01-02 | 4 | 4 | yes | piece | 1
GCVC PD 063.2/11-36 | GCVC PD | 063.2/11-36 | 4251017 | finoox | GCVC 063.2C/1x1-2554-2-D/6/32/2.10/900/EXS/1/015023 | 4717 | 1 | 1 | 2554 | Axial | 27501 | 27687 | 90.33 | 5775 | 750 | VT03144U.1 | 0.315 | 0.6 | C | 36.11 | 67.39 | 2025-08-07 | VerticalCompact-BCD_1x1 | 984 | 623 | 953 |  |  | 78 | 22 | 22 | 630 | EC motor | 5060 | 2 | no | no | C | D | Epoxy coated aluminum | 2025-01-02 | 12 | 6 | yes | piece | 1
GCVC PD 080.3/11-49 | GCVC PD | 080.3/11-49 | 6135475 | finoox | GCVC 080.3D/1x1-3560-2-D/6/40/2.10/1200/EXS/1/015023 | 6834 | 1 | 1 | 3560 | Axial | 66878 | 67389 | 150.55 | 16812 | 990 | VT01445U.3 | 2119 | 2025-01-03 | E | 48.86 | 80.23 | 2025-08-13 | VerticalCompact-BCD_1x1 | 1284 | 620 | 1153 |  |  | 133.1 | 35 | 35 | 800 | EC motor | 5060 | 2 | no | no | D | D | Epoxy coated aluminum | 2025-01-02 | 10 | 6 | yes | piece | 1
GCVC PD 050.2/21-38 | GCVC PD | 050.2/21-38 | 4244778 | finoox | GCVC 050.2C/2x1-2332-D-D/4/64/2.10/900/EXS/1/015023 | 4397 | 1 | 2 | 2332 | Axial | 39446 | 39649 | 120.44 | 9801 | 850 | VT01435 | 0.529 | 0.74 | C | 37.75 | 69.26 | 2025-07-10 | VerticalCompact-BCD_2x1 | 984 | 800 | 1761 |  |  | 136.4 | 22 | 22 | 500 | AC motor | 50 | D | no | no | C | D | Epoxy coated aluminum | 2025-01-02 | 8 | 4 | yes | piece | 1
GCVC PD 050.2/11-27 | GCVC PD | 050.2/11-27 | 4244008 | finoox | GCVC 050.2B/1x1-2333-S-D/3/24/2.10/720/AXS/1/015023 | 1829 | 1 | 1 | 2333 | Axial | 1943-09-01 | 9481 | 2025-01-27 | 2646 | 530 | VT01435 | 0.15 | 0.35 | D | 26.72 | 57.91 | 2025-04-02 | VerticalCompact-BCD_1x1 | 804 | 596 | 753 |  |  | 49.1 | 16 | 16 | 500 | AC motor | 50 | S | no | no | B | D | Aluminum | 2025-01-02 | 12 | 3 | yes | piece | 1
GCVC PD 050.2/21-53 | GCVC PD | 050.2/21-53 | 4244897 | finoox | GCVC 050.2C/2x1-2420-2-D/6/64/2.10/900/EXS/1/015023 | 7493 | 1 | 2 | 2420 | Axial | 70746 | 71.38 | 180.66 | 16536 | 1600 | VT03013U.1 | 1946 | 1965-01-01 | E | 53.4 | 84.91 | 2025-04-17 | VerticalCompact-BCD_2x1 | 984 | 800 | 1761 |  |  | 155.5 | 35 | 35 | 500 | EC motor | 5060 | 2 | no | no | C | D | Epoxy coated aluminum | 2025-01-02 | 8 | 6 | yes | piece | 1
GCVC PD 063.2/23-66 | GCVC PD | 063.2/23-66 | 4247943 | finoox | GCVC 063.2D/2x3-2551-2-D/3/80/2.10/3600/EXS/1/015023 | 26656 | 3 | 2 | 2551 | Axial | 228743 | 227738 | 451.65 | 95377 | 1360 | VT03143U.1 | 13804 | 4 | E | 66.03 | 97.99 | 43.1 | VerticalCompact-BCD_2x3 | 3684 | 800 | 2161 |  |  | 568.7 | 54 | 54 | 630 | EC motor | 5060 | 2 | no | no | D | D | Epoxy coated aluminum | 2025-01-02 | 4 | 3 | yes | piece | 1
GCVC PD 050.2/22-53 | GCVC PD | 050.2/22-53 | 4246158 | finoox | GCVC 050.2D/2x2-2559-2-D/6/80/2.10/2400/AXS/1/015023 | 15103 | 2 | 2 | 2559 | Axial | 152.76 | 153282 | 602.19 | 29846 | 1330 | VT03013U.1 | 2043 | 2025-08-01 | C | 52.86 | 84.67 | 52 | VerticalCompact-BCD_2x2 | 2484 | 800 | 2161 |  |  | 401 | 42 | 42 | 500 | EC motor | 5060 | 2 | no | no | D | D | Aluminum | 2025-01-02 | 8 | 6 | yes | piece | 1
GCVC PD 063.2/22-64 | GCVC PD | 063.2/22-64 | 4246791 | finoox | GCVC 063.2C/2x2-2549-2-D/4/64/2.10/1800/EXS/1/015023 | 17147 | 2 | 2 | 2549 | Axial | 130112 | 130418 | 240.88 | 44250 | 1210 | VT03143U.1 | 7062 | 1986-02-01 | E | 64.41 | 96.04 | 2025-09-22 | VerticalCompact-BCD_2x2 | 1884 | 800 | 1761 |  |  | 319.6 | 42 | 42 | 630 | EC motor | 5060 | 2 | no | no | C | D | Epoxy coated aluminum | 2025-01-02 | 6 | 4 | yes | piece | 1
GCVC PD 063.2/12-38 | GCVC PD | 063.2/12-38 | 4251217 | finoox | GCVC 063.2C/1x2-2553-2-D/6/32/2.10/1800/EXS/1/015023 | 7797 | 2 | 1 | 2553 | Axial | 52507 | 52758 | 180.66 | 10713 | 700 | VT03144U.1 | 0.518 | 0.52 | C | 37.65 | 69.05 | 2025-01-15 | VerticalCompact-BCD_1x2 | 1884 | 623 | 953 |  |  | 144.7 | 28 | 28 | 630 | EC motor | 5060 | 2 | no | no | C | D | Epoxy coated aluminum | 2025-01-02 | 8 | 6 | yes | piece | 1
GCVC PD 045.2/12-46 | GCVC PD | 045.2/12-46 | 4248977 | finoox | GCVC 045.2C/1x2-2530-1-D/6/32/2.10/1800/EXS/1/015023 | 5628 | 2 | 1 | 2530 | Axial | 45978 | 46233 | 180.66 | 8964 | 1200 | VT03007U.1 | 0.559 | 2025-01-01 | C | 46.1 | 77.48 | 2025-01-15 | VerticalCompact-BCD_1x2 | 1884 | 535 | 953 |  |  | 131.1 | 28 | 28 | 450 | EC motor | 5060 | 1 | no | no | C | D | Epoxy coated aluminum | 2025-01-02 | 8 | 6 | yes | piece | 1
GCVC PD 050.2/21-55 | GCVC PD | 050.2/21-55 | 4245945 | finoox | GCVC 050.2D/2x1-2563-2-D/6/80/2.10/1200/EXS/1/015023 | 8989 | 1 | 2 | 2563 | Axial | 91685 | 92172 | 301.1 | 19012 | 1680 | VT03013U.1 | 2045 | 1975-01-01 | D | 55.21 | 86.86 | 2025-04-27 | VerticalCompact-BCD_2x1 | 1284 | 800 | 2161 |  |  | 218.6 | 35 | 35 | 500 | EC motor | 5060 | 2 | no | no | D | D | Epoxy coated aluminum | 2025-01-02 | 10 | 6 | yes | piece | 1
GCVC PD 080.2/11-24 | GCVC PD | 080.2/11-24 | 4252526 | finoox | GCVC 080.2D/1x1-2496-1-D/3/40/2.10/1200/EXS/1/015023 | 4394 | 1 | 1 | 2496 | Axial | 23988 | 24 | 75.27 | 6524 | 390 | VT03062U.1 | 0.117 | 0.6 | A | 24.28 | 55.65 | 2025-04-06 | VerticalCompact-BCD_1x1 | 1284 | 608 | 1153 |  |  | 88.2 | 18 | 18 | 800 | EC motor | 5060 | 1 | no | no | D | D | Epoxy coated aluminum | 2025-01-02 | 10 | 3 | yes | piece | 1
GCVC PD 063.2/23-24 | GCVC PD | 063.2/23-24 | 4247859 | finoox | GCVC 063.2D/2x3-2502-1-D/3/80/2.10/3600/EXS/1/015023 | 19352 | 3 | 2 | 2502 | Axial | 92 | 91837 | 451.65 | 21513 | 385 | VT03145U.1 | 0.21 | 0.2 | A+ | 24.42 | 56.38 | 38.5 | VerticalCompact-BCD_2x3 | 3684 | 800 | 2161 |  |  | 426.7 | 35 | 35 | 630 | EC motor | 5060 | 1 | no | no | D | D | Epoxy coated aluminum | 2025-01-02 | 6 | 3 | yes | piece | 1
GCVC PD 045.2/13-45 | GCVC PD | 045.2/13-45 | 4249053 | finoox | GCVC 045.2C/1x3-2528-1-D/3/32/2.10/2700/EXS/1/015023 | 6319 | 3 | 1 | 2528 | Axial | 44.67 | 44494 | 135.49 | 12795 | 1050 | VT03007U.1 | 0.559 | 0.84 | C | 44.75 | 76.25 | 2025-05-11 | VerticalCompact-BCD_1x3 | 2784 | 535 | 953 |  |  | 152.9 | 28 | 28 | 450 | EC motor | 5060 | 1 | no | no | C | D | Epoxy coated aluminum | 2025-01-02 | 6 | 3 | yes | piece | 1
GCVC PD 063.2/14-40 | GCVC PD | 063.2/14-40 | 4251633 | finoox | GCVC 063.2C/1x4-2554-2-D/3/32/2.10/3600/EXS/1/015023 | 11638 | 4 | 1 | 2554 | Axial | 78877 | 78758 | 180.66 | 27635 | 750 | VT03144U.1 | 1147 | 0.6 | D | 39.9 | 71.53 | 2025-05-15 | VerticalCompact-BCD_1x4 | 3684 | 623 | 953 |  |  | 226.8 | 35 | 35 | 630 | EC motor | 5060 | 2 | no | no | C | D | Epoxy coated aluminum | 2025-01-02 | 4 | 3 | yes | piece | 1
GCVC PD 080.2/11-52 | GCVC PD | 080.2/11-52 | 4252675 | finoox | GCVC 080.2D/1x1-2710-2-D/6/40/2.10/1200/EXS/1/015023 | 6503 | 1 | 1 | 2710 | Axial | 62335 | 62635 | 150.55 | 14977 | 975 | VT03059U.2 | 1977 | 3 | E | 52.15 | 83.52 | 2025-01-13 | VerticalCompact-BCD_1x1 | 1284 | 650 | 1153 |  |  | 123 | 28 | 28 | 800 | EC motor | 5060 | 2 | no | no | D | D | Epoxy coated aluminum | 2025-01-02 | 10 | 6 | yes | piece | 1
GCVC PD 080.3/13-36 | GCVC PD | 080.3/13-36 | 6107383 | finoox | GCVC 080.3D/1x3-3564-2-D/6/40/2.10/3600/AXS/1/015023 | 16250 | 3 | 1 | 3564 | Axial | 99452 | 99737 | 451.65 | 18812 | 440 | VT01445U.3 | 0.662 | 0.6 | B | 36.23 | 67.91 | 36.9 | VerticalCompact-BCD_1x3 | 3684 | 620 | 1153 |  |  | 370.9 | 35 | 35 | 800 | EC motor | 5060 | 2 | no | no | D | D | Aluminum | 2025-01-02 | 6 | 6 | yes | piece | 1
GCVC PD 050.3/21-49 | GCVC PD | 050.3/21-49 | 6212073 | finoox | GCVC 050.3D/2x1-3617-X-D/4/80/2.10/1200/EXS/1/015023 | 5557 | 1 | 2 | 3617 | Axial | 66866 | 67033 | 200.73 | 16497 | 1260 | VT01524 | 1839 | 2025-04-04 | E | 49.04 | 80.69 | 2025-04-19 | VerticalCompact-BCD_2x1 | 1284 | 800 | 2161 |  |  | 190 | 35 | 35 | 500 | AC motor | 60 | X | no | no | D | D | Epoxy coated aluminum | 2025-01-02 | 10 | 4 | yes | piece | 1
GCVC PD 045.2/12-47 | GCVC PD | 045.2/12-47 | 4248914 | finoox | GCVC 045.2C/1x2-0426-W-D/6/32/2.10/1800/AXS/1/015023 | 4042 | 2 | 1 | 426 | Axial | 51627 | 51.93 | 180.66 | 10201 | 1360 | VT0326U | 0.867 | 2025-02-02 | D | 47.26 | 78.64 | 2025-01-15 | VerticalCompact-BCD_1x2 | 1884 | 521 | 953 |  |  | 138.5 | 28 | 28 | 450 | AC motor | 50 | W | no | no | C | D | Aluminum | 2025-01-02 | 8 | 6 | yes | piece | 1
GCVC PD 050.2/12-43 | GCVC PD | 050.2/12-43 | 4249492 | finoox | GCVC 050.2C/1x2-2386-K-D/4/32/2.10/1800/EXS/1/015023 | 3798 | 2 | 1 | 2386 | Axial | 42888 | 42.91 | 120.44 | 11138 | 910 | VT01435 | 0.831 | 0.92 | D | 43.05 | 74.44 | 2025-04-10 | VerticalCompact-BCD_1x2 | 1884 | 596 | 953 |  |  | 127.1 | 28 | 28 | 500 | AC motor | 60 | K | no | no | C | D | Epoxy coated aluminum | 2025-01-02 | 8 | 4 | yes | piece | 1
GCVC PD 063.2/14-38 | GCVC PD | 063.2/14-38 | 4251624 | finoox | GCVC 063.2C/1x4-2553-2-D/3/32/2.10/3600/AXS/1/015023 | 11222 | 4 | 1 | 2553 | Axial | 78305 | 78232 | 180.66 | 25685 | 700 | VT03144U.1 | 0.943 | 0.52 | C | 38.39 | 70.02 | 2025-05-15 | VerticalCompact-BCD_1x4 | 3684 | 623 | 953 |  |  | 226.8 | 35 | 35 | 630 | EC motor | 5060 | 2 | no | no | C | D | Aluminum | 2025-01-02 | 4 | 3 | yes | piece | 1
GCVC PD 080.2/12-20 | GCVC PD | 080.2/12-20 | 4252779 | finoox | GCVC 080.2D/1x2-2491-1-D/4/40/2.10/2400/AXS/1/015023 | 7385 | 2 | 1 | 2491 | Axial | 40.12 | 40182 | 200.73 | 8132 | 270 | VT03062U.1 | 0.094 | 0.25 | A+ | 20 | 51.53 | 2025-03-16 | VerticalCompact-BCD_1x2 | 2484 | 608 | 1153 |  |  | 178.6 | 22 | 22 | 800 | EC motor | 5060 | 1 | no | no | D | D | Aluminum | 2025-01-02 | 8 | 4 | yes | piece | 1
GCVC PD 080.2/22-55 | GCVC PD | 080.2/22-55 | 4248438 | finoox | GCVC 080.2D/2x2-2539-2-D/6/80/2.10/2400/AXS/1/015023 | 24494 | 2 | 2 | 2539 | Axial | 223687 | 224.58 | 602.19 | 49325 | 850 | VT03059U.2 | 4903 | 2019-02-01 | D | 54.83 | 86.64 | 55.2 | VerticalCompact-BCD_2x2 | 2484 | 800 | 2161 |  |  | 462 | 54 | 54 | 800 | EC motor | 5060 | 2 | no | no | D | D | Aluminum | 2025-01-02 | 6 | 6 | yes | piece | 1
GCVC PD 063.2/14-41 | GCVC PD | 063.2/14-41 | 4251637 | finoox | GCVC 063.2C/1x4-2555-2-D/4/32/2.10/3600/AXS/1/015023 | 11849 | 4 | 1 | 2555 | Axial | 100.79 | 100754 | 240.88 | 27959 | 800 | VT03144U.1 | 1429 | 0.69 | C | 41.36 | 72.99 | 2025-02-20 | VerticalCompact-BCD_1x4 | 3684 | 623 | 953 |  |  | 244.1 | 35 | 35 | 630 | EC motor | 5060 | 2 | no | no | C | D | Aluminum | 2025-01-02 | 4 | 4 | yes | piece | 1
GCVC PD 063.2/13-23 | GCVC PD | 063.2/13-23 | 4251324 | finoox | GCVC 063.2C/1x3-2500-1-D/6/32/2.10/2700/AXS/1/015023 | 9408 | 3 | 1 | 2500 | Axial | 33251 | 33553 | 270.99 | 5562 | 310 | VT03145U.1 | 0.078 | 0.13 | A+ | 22.92 | 54.44 | 2025-07-21 | VerticalCompact-BCD_1x3 | 2784 | 615 | 953 |  |  | 199 | 22 | 22 | 630 | EC motor | 5060 | 1 | no | no | C | D | Aluminum | 2025-01-02 | 8 | 6 | yes | piece | 1
GCVC PD 050.2/11-37 | GCVC PD | 050.2/11-37 | 4250299 | finoox | GCVC 050.2D/1x1-2518-1-D/6/40/2.10/1200/EXS/1/015023 | 3937 | 1 | 1 | 2518 | Axial | 28853 | 29095 | 150.55 | 5282 | 945 | VT03011U.1 | 0.196 | 1 | B | 37.09 | 68.45 | 2025-07-12 | VerticalCompact-BCD_1x1 | 1284 | 586 | 1153 |  |  | 104.1 | 22 | 22 | 500 | EC motor | 5060 | 1 | no | no | D | D | Epoxy coated aluminum | 2025-01-02 | 10 | 6 | yes | piece | 1
GCVC PD 045.2/23-44 | GCVC PD | 045.2/23-44 | 4244631 | finoox | GCVC 045.2C/2x3-2526-1-D/4/64/2.10/2700/AXS/1/015023 | 11740 | 3 | 2 | 2526 | Axial | 96065 | 96212 | 361.32 | 21238 | 900 | VT03007U.1 | 0.736 | 0.58 | B | 44.11 | 75.86 | 2025-09-30 | VerticalCompact-BCD_2x3 | 2784 | 800 | 1761 |  |  | 315.3 | 35 | 35 | 450 | EC motor | 5060 | 1 | no | no | C | D | Aluminum | 2025-01-02 | 6 | 4 | yes | piece | 1
GCVC PD 050.2/21-43 | GCVC PD | 050.2/21-43 | 4244962 | finoox | GCVC 050.2C/2x1-2521-1-D/4/64/2.10/900/EXS/1/015023 | 5594 | 1 | 2 | 2521 | Axial | 45186 | 45467 | 120.44 | 11946 | 1135 | VT03011U.1 | 0.691 | 1965-01-01 | D | 43.49 | 75 | 2025-04-11 | VerticalCompact-BCD_2x1 | 984 | 800 | 1761 |  |  | 127.6 | 28 | 28 | 500 | EC motor | 5060 | 1 | no | no | C | D | Epoxy coated aluminum | 2025-01-02 | 8 | 4 | yes | piece | 1
GCVC PD 035.2/13-44 | GCVC PD | 035.2/13-44 | 4243771 | finoox | GCVC 035.2B/1x3-2724-X-D/4/24/2.10/2160/EXS/1/015023 | 3415 | 3 | 1 | 2724 | Axial | 33.86 | 33828 | 108.39 | 8452 | 1550 | VT03167U | 0.672 | 0.95 | D | 44.06 | 75.44 | 2025-09-08 | VerticalCompact-BCD_1x3a | 2244 | 518 | 753 |  |  | 110.8 | 22 | 22 | 350 | AC motor | 60 | X | no | no | B | D | Epoxy coated aluminum | 2025-01-02 | 8 | 4 | yes | piece | 1
GCVC PD 080.3/11-49 | GCVC PD | 080.3/11-49 | 6137629 | finoox | GCVC 080.3D/1x1-3559-2-D/4/40/2.10/1200/AXS/1/015023 | 5835 | 1 | 1 | 3559 | Axial | 59578 | 59856 | 100.37 | 19959 | 1045 | VT01445U.3 | 2366 | 1965-03-01 | E | 48.53 | 79.9 | 2025-01-09 | VerticalCompact-BCD_1x1 | 1284 | 620 | 1153 |  |  | 117.9 | 28 | 28 | 800 | EC motor | 5060 | 2 | no | no | D | D | Aluminum | 2025-01-02 | 8 | 4 | yes | piece | 1
GCVC PD 050.3/12-47 | GCVC PD | 050.3/12-47 | 6149809 | finoox | GCVC 050.3D/1x2-3616-W-D/3/40/2.10/2400/AXS/1/015023 | 4086 | 2 | 1 | 3616 | Axial | 54731 | 54705 | 150.55 | 15667 | 1240 | VT01524 | 1281 | 2025-02-03 | D | 47.24 | 78.77 | 2025-09-12 | VerticalCompact-BCD_1x2 | 2484 | 596 | 1153 |  |  | 163.7 | 28 | 28 | 500 | AC motor | 50 | W | no | no | D | D | Aluminum | 2025-01-02 | 6 | 3 | yes | piece | 1
GCVC PD 045.2/23-56 | GCVC PD | 045.2/23-56 | 4244588 | finoox | GCVC 045.2C/2x3-0423-X-D/3/64/2.10/2700/AXS/1/015023 | 7391 | 3 | 2 | 423 | Axial | 121431 | 121661 | 270.99 | 37815 | 1460 | VT0326U | 3559 | 3 | E | 55.87 | 87.62 | 2025-01-25 | VerticalCompact-BCD_2x3 | 2784 | 800 | 1761 |  |  | 313.6 | 42 | 42 | 450 | AC motor | 60 | X | no | no | C | D | Aluminum | 2025-01-02 | 4 | 3 | yes | piece | 1
GCVC PD 050.2/22-41 | GCVC PD | 050.2/22-41 | 4245014 | finoox | GCVC 050.2C/2x2-2332-D-D/4/64/2.10/1800/EXS/1/015023 | 7268 | 2 | 2 | 2332 | Axial | 79206 | 79252 | 240.88 | 19603 | 850 | VT01435 | 1057 | 0.74 | C | 40.64 | 72.27 | 2025-07-21 | VerticalCompact-BCD_2x2 | 1884 | 800 | 1761 |  |  | 245.3 | 35 | 35 | 500 | AC motor | 50 | D | no | no | C | D | Epoxy coated aluminum | 2025-01-02 | 8 | 4 | yes | piece | 1
GCVC PD 050.2/22-52 | GCVC PD | 050.2/22-52 | 4245999 | finoox | GCVC 050.2D/2x2-2349-I-D/6/80/2.10/2400/EXS/1/015023 | 12105 | 2 | 2 | 2349 | Axial | 176904 | 177664 | 602.19 | 36148 | 1590 | VT03150U | 3388 | 2025-07-01 | D | 51.59 | 83.4 | 55.2 | VerticalCompact-BCD_2x2 | 2484 | 800 | 2161 |  |  | 407.3 | 54 | 54 | 500 | AC motor | 60 | I | no | no | D | D | Epoxy coated aluminum | 2025-01-02 | 6 | 6 | yes | piece | 1
GCVC PD 050.2/11-40 | GCVC PD | 050.2/11-40 | 4249252 | finoox | GCVC 050.2C/1x1-2386-K-D/3/32/2.10/900/AXS/1/015023 | 2146 | 1 | 1 | 2386 | Axial | 19019 | 19128 | 45.16 | 5794 | 910 | VT01435 | 0.409 | 0.92 | D | 40.22 | 71.49 | 2025-09-03 | VerticalCompact-BCD_1x1 | 984 | 596 | 953 |  |  | 64.2 | 16 | 16 | 500 | AC motor | 60 | K | no | no | C | D | Aluminum | 2025-01-02 | 8 | 3 | yes | piece | 1
GCVC PD 063.2/13-54 | GCVC PD | 063.2/13-54 | 4251255 | finoox | GCVC 063.2C/1x3-2357-S-D/3/32/2.10/2700/EXS/1/015023 | 8008 | 3 | 1 | 2357 | Axial | 75223 | 75488 | 135.49 | 30381 | 1040 | VT01441 | 4674 | 3 | E | 53.78 | 85.29 | 12 | VerticalCompact-BCD_1x3 | 2784 | 606 | 953 |  |  | 229 | 35 | 35 | 630 | AC motor | 50 | S | no | no | C | D | Epoxy coated aluminum | 2025-01-02 | 4 | 3 | yes | piece | 1
GCVC PD 050.2/22-34 | GCVC PD | 050.2/22-34 | 4245088 | finoox | GCVC 050.2C/2x2-2387-L-D/6/64/2.10/1800/AXS/1/015023 | 8049 | 2 | 2 | 2387 | Axial | 62779 | 63175 | 361.32 | 11045 | 500 | VT01435 | 0.711 | 0.37 | C | 34.43 | 66.06 | 2025-01-30 | VerticalCompact-BCD_2x2 | 1884 | 800 | 1761 |  |  | 279.8 | 28 | 28 | 500 | AC motor | 60 | L | no | no | C | D | Aluminum | 2025-01-02 | 8 | 6 | yes | piece | 1
GCVC PD 045.2/23-55 | GCVC PD | 045.2/23-55 | 4244604 | finoox | GCVC 045.2C/2x3-2409-1-D/4/64/2.10/2700/EXS/1/015023 | 12567 | 3 | 2 | 2409 | Axial | 130.61 | 130546 | 361.32 | 35863 | 1500 | VT03007U.1 | 3133 | 2025-02-02 | D | 55.42 | 87.16 | 32.1 | VerticalCompact-BCD_2x3 | 2784 | 800 | 1761 |  |  | 317.4 | 42 | 42 | 450 | EC motor | 5060 | 1 | no | no | C | D | Epoxy coated aluminum | 2025-01-02 | 6 | 4 | yes | piece | 1
GCVC PD 050.2/21-24 | GCVC PD | 050.2/21-24 | 4244879 | finoox | GCVC 050.2C/2x1-2391-L-D/6/64/2.10/900/EXS/1/015023 | 5136 | 1 | 2 | 2391 | Axial | 28306 | 28557 | 180.66 | 5035 | 520 | VT01437 | 0.209 | 0.18 | B | 23.59 | 55.1 | 2025-06-15 | VerticalCompact-BCD_2x1 | 984 | 800 | 1761 |  |  | 149 | 22 | 22 | 500 | AC motor | 60 | L | no | no | C | D | Epoxy coated aluminum | 2025-01-02 | 12 | 6 | yes | piece | 1
GCVC PD 050.2/23-29 | GCVC PD | 050.2/23-29 | 4245349 | finoox | GCVC 050.2C/2x3-2391-L-D/3/64/2.10/2700/EXS/1/015023 | 9558 | 3 | 2 | 2391 | Axial | 70911 | 70809 | 270.99 | 17760 | 520 | VT01437 | 0.615 | 0.18 | B | 2025-01-29 | 60.76 | 2025-09-23 | VerticalCompact-BCD_2x3 | 2784 | 800 | 1761 |  |  | 313.6 | 35 | 35 | 500 | AC motor | 60 | L | no | no | C | D | Epoxy coated aluminum | 2025-01-02 | 6 | 3 | yes | piece | 1
GCVC PD 080.2/11-28 | GCVC PD | 080.2/11-28 | 4252537 | finoox | GCVC 080.2D/1x1-2499-1-D/4/40/2.10/1200/AXS/1/015023 | 4427 | 1 | 1 | 2499 | Axial | 31594 | 31687 | 100.37 | 7351 | 465 | VT03062U.1 | 0.195 | 0.95 | B | 28.46 | 59.83 | 2025-06-08 | VerticalCompact-BCD_1x1 | 1284 | 608 | 1153 |  |  | 96.1 | 22 | 22 | 800 | EC motor | 5060 | 1 | no | no | D | D | Aluminum | 2025-01-02 | 10 | 4 | yes | piece | 1
GCVC PD 050.2/23-42 | GCVC PD | 050.2/23-42 | 4246354 | finoox | GCVC 050.2D/2x3-2516-1-D/3/80/2.10/3600/AXS/1/015023 | 15027 | 3 | 2 | 2516 | Axial | 119236 | 119196 | 451.65 | 28868 | 820 | VT03011U.1 | 0.755 | 0.68 | B | 41.65 | 73.61 | 40 | VerticalCompact-BCD_2x3 | 3684 | 800 | 2161 |  |  | 424 | 42 | 42 | 500 | EC motor | 5060 | 1 | no | no | D | D | Aluminum | 2025-01-02 | 4 | 3 | yes | piece | 1
GCVC PD 050.2/21-55 | GCVC PD | 050.2/21-55 | 4245934 | finoox | GCVC 050.2D/2x1-2562-2-D/3/80/2.10/1200/AXS/1/015023 | 6936 | 1 | 2 | 2562 | Axial | 62141 | 62189 | 150.55 | 18784 | 1595 | VT03013U.1 | 1678 | 1965-01-01 | E | 54.71 | 86.36 | 14 | VerticalCompact-BCD_2x1 | 1284 | 800 | 2161 |  |  | 171.6 | 28 | 28 | 500 | EC motor | 5060 | 2 | no | no | D | D | Aluminum | 2025-01-02 | 10 | 3 | yes | piece | 1
GCVC PD 050.2/23-59 | GCVC PD | 050.2/23-59 | 4246417 | finoox | GCVC 050.2D/2x3-2562-2-D/3/80/2.10/3600/EXS/1/015023 | 19439 | 3 | 2 | 2562 | Axial | 177551 | 177.38 | 451.65 | 56351 | 1595 | VT03013U.1 | 5033 | 1965-01-01 | E | 59.17 | 91.14 | 43.1 | VerticalCompact-BCD_2x3 | 3684 | 800 | 2161 |  |  | 457.7 | 54 | 54 | 500 | EC motor | 5060 | 2 | no | no | D | D | Epoxy coated aluminum | 2025-01-02 | 4 | 3 | yes | piece | 1
GCVC PD 063.2/23-63 | GCVC PD | 063.2/23-63 | 4246987 | finoox | GCVC 063.2C/2x3-2547-2-D/4/64/2.10/2700/AXS/1/015023 | 23969 | 3 | 2 | 2547 | Axial | 188993 | 189761 | 361.32 | 57432 | 1055 | VT03143U.1 | 7123 | 2025-01-02 | E | 63.27 | 95.01 | 34.7 | VerticalCompact-BCD_2x3 | 2784 | 800 | 1761 |  |  | 471.1 | 54 | 54 | 630 | EC motor | 5060 | 2 | no | no | C | D | Aluminum | 2025-01-02 | 4 | 4 | yes | piece | 1
GCVC PD 063.2/22-22 | GCVC PD | 063.2/22-22 | 4246717 | finoox | GCVC 063.2C/2x2-2501-1-D/3/64/2.10/1800/EXS/1/015023 | 11563 | 2 | 2 | 2501 | Axial | 43744 | 43719 | 180.66 | 10525 | 345 | VT03145U.1 | 0.124 | 0.15 | A+ | 22.42 | 54.05 | 2025-09-15 | VerticalCompact-BCD_2x2 | 1884 | 800 | 1761 |  |  | 210.3 | 28 | 28 | 630 | EC motor | 5060 | 1 | no | no | C | D | Epoxy coated aluminum | 2025-01-02 | 8 | 3 | yes | piece | 1
GCVC PD 063.2/23-24 | GCVC PD | 063.2/23-24 | 4247856 | finoox | GCVC 063.2D/2x3-2502-1-D/3/80/2.10/3600/AXS/1/015023 | 18372 | 3 | 2 | 2502 | Axial | 93271 | 93.13 | 451.65 | 21513 | 385 | VT03145U.1 | 0.21 | 0.2 | A+ | 24.42 | 56.38 | 38.5 | VerticalCompact-BCD_2x3 | 3684 | 800 | 2161 |  |  | 426.7 | 35 | 35 | 630 | EC motor | 5060 | 1 | no | no | D | D | Aluminum | 2025-01-02 | 6 | 3 | yes | piece | 1
GCVC PD 045.2/14-42 | GCVC PD | 045.2/14-42 | 4249132 | finoox | GCVC 045.2C/1x4-2526-1-D/4/32/2.10/3600/EXS/1/015023 | 8613 | 4 | 1 | 2526 | Axial | 63.64 | 63732 | 240.88 | 14159 | 900 | VT03007U.1 | 0.491 | 0.58 | B | 42.48 | 74.1 | 2025-06-19 | VerticalCompact-BCD_1x4 | 3684 | 535 | 953 |  |  | 216.4 | 28 | 28 | 450 | EC motor | 5060 | 1 | no | no | C | D | Epoxy coated aluminum | 2025-01-02 | 4 | 4 | yes | piece | 1
GCVC PD 063.2/24-34 | GCVC PD | 063.2/24-34 | 4247154 | finoox | GCVC 063.2C/2x4-2505-1-D/4/64/2.10/3600/EXS/1/015023 | 22724 | 4 | 2 | 2505 | Axial | 129971 | 130154 | 481.75 | 29154 | 500 | VT03145U.1 | 0.588 | 0.39 | A | 33.87 | 65.73 | 41.4 | VerticalCompact-BCD_2x4 | 3684 | 800 | 1761 |  |  | 431.2 | 42 | 42 | 630 | EC motor | 5060 | 1 | no | no | C | D | Epoxy coated aluminum | 2025-01-02 | 4 | 4 | yes | piece | 1
GCVC PD 063.2/13-27 | GCVC PD | 063.2/13-27 | 4252285 | finoox | GCVC 063.2D/1x3-2505-1-D/3/40/2.10/3600/EXS/1/015023 | 9718 | 3 | 1 | 2505 | Axial | 57667 | 57619 | 225.82 | 14125 | 500 | VT03145U.1 | 0.192 | 0.39 | A+ | 27.41 | 59.09 | 2025-06-18 | VerticalCompact-BCD_1x3 | 3684 | 615 | 1153 |  |  | 225 | 28 | 28 | 630 | EC motor | 5060 | 1 | no | no | D | D | Epoxy coated aluminum | 2025-01-02 | 4 | 3 | yes | piece | 1
GCVC PD 080.3/22-48 | GCVC PD | 080.3/22-48 | 6146864 | finoox | GCVC 080.3D/2x2-3488-I-D/3/80/2.10/2400/AXS/1/015023 | 14677 | 2 | 2 | 3488 | Axial | 158123 | 158605 | 301.1 | 54652 | 720 | VT01371 | 4715 | 1935-02-01 | E | 48.45 | 80.26 | 31.6 | VerticalCompact-BCD_2x2 | 2484 | 800 | 2161 |  |  | 412.7 | 54 | 54 | 800 | AC motor | 60 | I | no | no | D | D | Aluminum | 2025-01-02 | 4 | 3 | yes | piece | 1
GCVC PD 050.2/11-27 | GCVC PD | 050.2/11-27 | 4249193 | finoox | GCVC 050.2C/1x1-2333-S-D/6/32/2.10/900/EXS/1/015023 | 2711 | 1 | 1 | 2333 | Axial | 15983 | 16126 | 90.33 | 2909 | 530 | VT01435 | 0.15 | 0.35 | C | 26.53 | 57.8 | 2025-06-07 | VerticalCompact-BCD_1x1 | 984 | 596 | 953 |  |  | 77.3 | 16 | 16 | 500 | AC motor | 50 | S | no | no | C | D | Epoxy coated aluminum | 2025-01-02 | 12 | 6 | yes | piece | 1
GCVC PD 050.2/12-27 | GCVC PD | 050.2/12-27 | 4250389 | finoox | GCVC 050.2D/1x2-2337-S-D/6/40/2.10/2400/EXS/1/015023 | 5836 | 2 | 1 | 2337 | Axial | 36423 | 36695 | 301.1 | 6151 | 510 | VT01437 | 0.157 | 0.16 | A | 27.27 | 58.8 | 2025-02-24 | VerticalCompact-BCD_1x2 | 2484 | 596 | 1153 |  |  | 199.4 | 22 | 22 | 500 | AC motor | 50 | S | no | no | D | D | Epoxy coated aluminum | 2025-01-02 | 10 | 6 | yes | piece | 1
GCVC PD 063.2/12-24 | GCVC PD | 063.2/12-24 | 4251097 | finoox | GCVC 063.2C/1x2-2401-L-D/4/32/2.10/1800/AXS/1/015023 | 4894 | 2 | 1 | 2401 | Axial | 26868 | 26948 | 120.44 | 5550 | 340 | VT01442 | 0.179 | 0.16 | B | 23.51 | 54.9 | 10 | VerticalCompact-BCD_1x2 | 1884 | 598 | 953 |  |  | 125.1 | 22 | 22 | 630 | AC motor | 60 | L | no | no | C | D | Aluminum | 2025-01-02 | 8 | 4 | yes | piece | 1
GCVC PD 050.2/24-38 | GCVC PD | 050.2/24-38 | 4245561 | finoox | GCVC 050.2C/2x4-2387-L-D/3/64/2.10/3600/EXS/1/015023 | 12248 | 4 | 2 | 2387 | Axial | 101083 | 101.01 | 361.32 | 25780 | 500 | VT01435 | 1413 | 0.37 | D | 37.93 | 69.79 | 2025-08-30 | VerticalCompact-BCD_2x4 | 3684 | 800 | 1761 |  |  | 427 | 35 | 35 | 500 | AC motor | 60 | L | no | no | C | D | Epoxy coated aluminum | 2025-01-02 | 4 | 3 | yes | piece | 1
GCVC PD 050.2/24-42 | GCVC PD | 050.2/24-42 | 4245536 | finoox | GCVC 050.2C/2x4-2355-X-D/6/64/2.10/3600/AXS/1/015023 | 15214 | 4 | 2 | 2355 | Axial | 171744 | 172221 | 722.63 | 33445 | 810 | VT03093U | 1936-02-01 | 2025-03-01 | C | 41.71 | 73.58 | 62.7 | VerticalCompact-BCD_2x4 | 3684 | 800 | 1761 |  |  | 524.7 | 54 | 54 | 500 | AC motor | 60 | X | no | no | C | D | Aluminum | 2025-01-02 | 6 | 6 | yes | piece | 1
GCVC PD 050.2/23-45 | GCVC PD | 050.2/23-45 | 4246252 | finoox | GCVC 050.2D/2x3-2355-X-D/3/80/2.10/3600/AXS/1/015023 | 11398 | 3 | 2 | 2355 | Axial | 134422 | 134224 | 451.65 | 34235 | 810 | VT03093U | 1691 | 2025-03-01 | C | 45.46 | 77.42 | 40 | VerticalCompact-BCD_2x3 | 3684 | 800 | 2161 |  |  | 442.6 | 42 | 42 | 500 | AC motor | 60 | X | no | no | D | D | Aluminum | 2025-01-02 | 4 | 3 | yes | piece | 1
GCVC PD 050.2/22-47 | GCVC PD | 050.2/22-47 | 4246087 | finoox | GCVC 050.2D/2x2-2421-1-D/3/80/2.10/2400/EXS/1/015023 | 10614 | 2 | 2 | 2421 | Axial | 100092 | 99975 | 301.1 | 28108 | 1150 | VT03011U.1 | 1328 | 1975-01-01 | C | 46.66 | 78.47 | 2025-09-26 | VerticalCompact-BCD_2x2 | 2484 | 800 | 2161 |  |  | 290.4 | 35 | 35 | 500 | EC motor | 5060 | 1 | no | no | D | D | Epoxy coated aluminum | 2025-01-02 | 6 | 3 | yes | piece | 1
GCVC PD 063.2/21-43 | GCVC PD | 063.2/21-43 | 4247487 | finoox | GCVC 063.2D/2x1-2557-2-D/3/80/2.10/1200/EXS/1/015023 | 8523 | 1 | 2 | 2557 | Axial | 61318 | 61312 | 150.55 | 19297 | 900 | VT03144U.1 | 0.858 | 0.85 | D | 42.96 | 74.61 | 14 | VerticalCompact-BCD_2x1 | 1284 | 800 | 2161 |  |  | 172.7 | 28 | 28 | 630 | EC motor | 5060 | 2 | no | no | D | D | Epoxy coated aluminum | 2025-01-02 | 10 | 3 | yes | piece | 1
GCVC PD 045.2/24-52 | GCVC PD | 045.2/24-52 | 4244745 | finoox | GCVC 045.2C/2x4-2530-1-D/4/64/2.10/3600/AXS/1/015023 | 15376 | 4 | 2 | 2530 | Axial | 159522 | 159.77 | 481.75 | 38134 | 1200 | VT03007U.1 | 2204 | 2025-01-01 | C | 51.5 | 83.36 | 44 | VerticalCompact-BCD_2x4 | 3684 | 800 | 1761 |  |  | 415.3 | 54 | 54 | 450 | EC motor | 5060 | 1 | no | no | C | D | Aluminum | 2025-01-02 | 4 | 4 | yes | piece | 1
GCVC PD 080.2/11-35 | GCVC PD | 080.2/11-35 | 4252594 | finoox | GCVC 080.2D/1x1-2543-2-D/3/40/2.10/1200/EXS/1/015023 | 4956 | 1 | 1 | 2543 | Axial | 31478 | 31472 | 75.27 | 10099 | 575 | VT03060U.1 | 0.365 | 0.78 | C | 35.43 | 66.79 | 2025-06-06 | VerticalCompact-BCD_1x1 | 1284 | 613 | 1153 |  |  | 92.3 | 22 | 22 | 800 | EC motor | 5060 | 2 | no | no | D | D | Epoxy coated aluminum | 2025-01-02 | 10 | 3 | yes | piece | 1
GCVC PD 063.2/23-67 | GCVC PD | 063.2/23-67 | 4247946 | finoox | GCVC 063.2D/2x3-2552-2-D/3/80/2.10/3600/AXS/1/015023 | 25878 | 3 | 2 | 2552 | Axial | 242.6 | 240916 | 451.65 | 100866 | 1435 | VT03143U.1 | 16206 | 2025-03-04 | E | 67.19 | 99.16 | 46.4 | VerticalCompact-BCD_2x3 | 3684 | 800 | 2161 |  |  | 574.3 | 64 | 64 | 630 | EC motor | 5060 | 2 | no | no | D | D | Aluminum | 2025-01-02 | 4 | 3 | yes | piece | 1
GCVC PD 050.2/12-42 | GCVC PD | 050.2/12-42 | 4250541 | finoox | GCVC 050.2D/1x2-2519-1-D/4/40/2.10/2400/AXS/1/015023 | 5506 | 2 | 1 | 2519 | Axial | 52168 | 52175 | 200.73 | 11699 | 1010 | VT03011U.1 | 0.457 | 2015-01-01 | B | 41.7 | 73.22 | 2025-08-16 | VerticalCompact-BCD_1x2 | 2484 | 586 | 1153 |  |  | 166.4 | 28 | 28 | 500 | EC motor | 5060 | 1 | no | no | D | D | Aluminum | 2025-01-02 | 8 | 4 | yes | piece | 1
GCVC PD 063.2/12-21 | GCVC PD | 063.2/12-21 | 4251118 | finoox | GCVC 063.2C/1x2-2500-1-D/6/32/2.10/1800/AXS/1/015023 | 6775 | 2 | 1 | 2500 | Axial | 22138 | 22297 | 180.66 | 3708 | 310 | VT03145U.1 | 0.052 | 0.13 | A+ | 21.28 | 52.67 | 2025-06-14 | VerticalCompact-BCD_1x2 | 1884 | 615 | 953 |  |  | 135.1 | 18 | 18 | 630 | EC motor | 5060 | 1 | no | no | C | D | Aluminum | 2025-01-02 | 12 | 6 | yes | piece | 1
GCVC PD 050.2/12-31 | GCVC PD | 050.2/12-31 | 4244212 | finoox | GCVC 050.2B/1x2-2513-1-D/3/24/2.10/1440/AXS/1/015023 | 3807 | 2 | 1 | 2513 | Axial | 19843 | 19856 | 54.2 | 5533 | 630 | VT03011U.1 | 0.145 | 0.37 | B | 31.28 | 62.57 | 2025-06-04 | VerticalCompact-BCD_1x2 | 1524 | 586 | 753 |  |  | 78.8 | 18 | 18 | 500 | EC motor | 5060 | 1 | no | no | B | D | Aluminum | 2025-01-02 | 8 | 3 | yes | piece | 1
GCVC PD 050.2/13-32 | GCVC PD | 050.2/13-32 | 4249791 | finoox | GCVC 050.2C/1x3-2513-1-D/4/32/2.10/2700/AXS/1/015023 | 6912 | 3 | 1 | 2513 | Axial | 44781 | 45061 | 180.66 | 9700 | 630 | VT03011U.1 | 0.206 | 0.37 | A | 32.38 | 63.89 | 15 | VerticalCompact-BCD_1x3 | 2784 | 586 | 953 |  |  | 171 | 28 | 28 | 500 | EC motor | 5060 | 1 | no | no | C | D | Aluminum | 2025-01-02 | 6 | 4 | yes | piece | 1
GCVC PD 050.2/22-43 | GCVC PD | 050.2/22-43 | 4246130 | finoox | GCVC 050.2D/2x2-2518-1-D/4/80/2.10/2400/EXS/1/015023 | 11625 | 2 | 2 | 2518 | Axial | 98138 | 98091 | 401.46 | 21905 | 945 | VT03011U.1 | 0.761 | 1 | B | 43.01 | 74.82 | 34.8 | VerticalCompact-BCD_2x2 | 2484 | 800 | 2161 |  |  | 319.5 | 35 | 35 | 500 | EC motor | 5060 | 1 | no | no | D | D | Epoxy coated aluminum | 2025-01-02 | 8 | 4 | yes | piece | 1
GCVC PD 063.2/21-60 | GCVC PD | 063.2/21-60 | 4246579 | finoox | GCVC 063.2C/2x1-2548-2-D/4/64/2.10/900/AXS/1/015023 | 9359 | 1 | 2 | 2548 | Axial | 65966 | 66516 | 120.44 | 20631 | 1135 | VT03143U.1 | 2914 | 1937-02-01 | E | 60.17 | 91.68 | 2025-05-12 | VerticalCompact-BCD_2x1 | 984 | 800 | 1761 |  |  | 174.8 | 35 | 35 | 630 | EC motor | 5060 | 2 | no | no | C | D | Aluminum | 2025-01-02 | 8 | 4 | yes | piece | 1
GCVC PD 080.2/22-50 | GCVC PD | 080.2/22-50 | 4248427 | finoox | GCVC 080.2D/2x2-2537-2-D/3/80/2.10/2400/EXS/1/015023 | 21005 | 2 | 2 | 2537 | Axial | 141008 | 139.97 | 301.1 | 53020 | 750 | VT03059U.2 | 2026-03-01 | 2025-05-01 | D | 49.61 | 81.42 | 2025-04-28 | VerticalCompact-BCD_2x2 | 2484 | 800 | 2161 |  |  | 366.1 | 42 | 42 | 800 | EC motor | 5060 | 2 | no | no | D | D | Epoxy coated aluminum | 2025-01-02 | 6 | 3 | yes | piece | 1
GCVC PD 080.2/22-56 | GCVC PD | 080.2/22-56 | 4248536 | finoox | GCVC 080.2D/2x2-2710-2-D/3/80/2.10/2400/AXS/1/015023 | 20497 | 2 | 2 | 2710 | Axial | 184245 | 184763 | 301.1 | 73084 | 975 | VT03059U.2 | 7583 | 3 | E | 55.59 | 87.4 | 31.6 | VerticalCompact-BCD_2x2 | 2484 | 800 | 2161 |  |  | 372.3 | 54 | 54 | 800 | EC motor | 5060 | 2 | no | no | D | D | Aluminum | 2025-01-02 | 4 | 3 | yes | piece | 1
GCVC PD 080.3/12-50 | GCVC PD | 080.3/12-50 | 6062741 | finoox | GCVC 080.3D/1x2-3481-D-D/3/40/2.10/2400/AXS/1/015023 | 6635 | 2 | 1 | 3481 | Axial | 87342 | 87628 | 150.55 | 32903 | 850 | VT01526 | 3425 | 2025-03-03 | E | 49.81 | 81.34 | 2025-06-13 | VerticalCompact-BCD_1x2 | 2484 | 611 | 1153 |  |  | 206.6 | 35 | 35 | 800 | AC motor | 50 | D | no | no | D | D | Aluminum | 2025-01-02 | 4 | 3 | yes | piece | 1
GCVC PD 080.3/13-49 | GCVC PD | 080.3/13-49 | 6055236 | finoox | GCVC 080.3D/1x3-3490-K-D/3/40/2.10/3600/EXS/1/015023 | 9736 | 3 | 1 | 3490 | Axial | 110582 | 110359 | 225.82 | 44081 | 770 | VT01371 | 3955 | 2025-04-02 | E | 48.75 | 80.43 | 2025-01-20 | VerticalCompact-BCD_1x3 | 3684 | 605 | 1153 |  |  | 309.3 | 42 | 42 | 800 | AC motor | 60 | K | no | no | D | D | Epoxy coated aluminum | 2025-01-02 | 4 | 3 | yes | piece | 1
GCVC PD 050.2/13-40 | GCVC PD | 050.2/13-40 | 4244279 | finoox | GCVC 050.2B/1x3-2332-D-D/4/24/2.10/2160/EXS/1/015023 | 4456 | 3 | 1 | 2332 | Axial | 42.65 | 42712 | 108.39 | 11564 | 850 | VT01435 | 0.849 | 0.74 | D | 40.35 | 71.74 | 2025-02-09 | VerticalCompact-BCD_1x3a | 2244 | 596 | 753 |  |  | 138.2 | 28 | 28 | 500 | AC motor | 50 | D | no | no | B | D | Epoxy coated aluminum | 2025-01-02 | 6 | 4 | yes | piece | 1
GCVC PD 050.2/21-46 | GCVC PD | 050.2/21-46 | 4244891 | finoox | GCVC 050.2C/2x1-2411-1-D/6/64/2.10/900/EXS/1/015023 | 6352 | 1 | 2 | 2411 | Axial | 57902 | 58316 | 180.66 | 12406 | 1260 | VT03011U.1 | 0.975 | 2025-02-02 | D | 45.6 | 77.1 | 2025-03-16 | VerticalCompact-BCD_2x1 | 984 | 800 | 1761 |  |  | 145.3 | 28 | 28 | 500 | EC motor | 5060 | 1 | no | no | C | D | Epoxy coated aluminum | 2025-01-02 | 12 | 6 | yes | piece | 1
GCVC PD 050.2/21-46 | GCVC PD | 050.2/21-46 | 4245837 | finoox | GCVC 050.2D/2x1-2411-1-D/6/80/2.10/1200/EXS/1/015023 | 7929 | 1 | 2 | 2411 | Axial | 73.35 | 73911 | 301.1 | 14198 | 1260 | VT03011U.1 | 0.896 | 2025-02-02 | C | 46.13 | 77.78 | 2025-04-27 | VerticalCompact-BCD_2x1 | 1284 | 800 | 2161 |  |  | 209.4 | 35 | 35 | 500 | EC motor | 5060 | 1 | no | no | D | D | Epoxy coated aluminum | 2025-01-02 | 10 | 6 | yes | piece | 1
GCVC PD 050.2/22-35 | GCVC PD | 050.2/22-35 | 4246041 | finoox | GCVC 050.2D/2x2-2387-L-D/6/80/2.10/2400/EXS/1/015023 | 11644 | 2 | 2 | 2387 | Axial | 79.13 | 79675 | 602.19 | 13514 | 500 | VT01435 | 0.705 | 0.37 | C | 35.25 | 67.06 | 50.5 | VerticalCompact-BCD_2x2 | 2484 | 800 | 2161 |  |  | 399.8 | 35 | 35 | 500 | AC motor | 60 | L | no | no | D | D | Epoxy coated aluminum | 2025-01-02 | 10 | 6 | yes | piece | 1
GCVC PD 050.2/22-28 | GCVC PD | 050.2/22-28 | 4246061 | finoox | GCVC 050.2D/2x2-2391-L-D/4/80/2.10/2400/AXS/1/015023 | 8649 | 2 | 2 | 2391 | Axial | 67953 | 68128 | 401.46 | 13165 | 520 | VT01437 | 0.403 | 0.18 | B | 28.32 | 60.13 | 34.8 | VerticalCompact-BCD_2x2 | 2484 | 800 | 2161 |  |  | 329.1 | 35 | 35 | 500 | AC motor | 60 | L | no | no | D | D | Aluminum | 2025-01-02 | 8 | 4 | yes | piece | 1
GCVC PD 050.2/24-54 | GCVC PD | 050.2/24-54 | 4245508 | finoox | GCVC 050.2C/2x4-2347-D-D/6/64/2.10/3600/AXS/1/015023 | 15859 | 4 | 2 | 2347 | Axial | 257.34 | 258449 | 722.63 | 55437 | 1390 | VT03150U | 1972-05-01 | 1941-01-01 | D | 53.68 | 85.55 | 65.4 | VerticalCompact-BCD_2x4 | 3684 | 800 | 1761 |  |  | 541.3 | 64 | 64 | 500 | AC motor | 50 | D | no | no | C | D | Aluminum | 2025-01-02 | 4 | 6 | yes | piece | 1
GCVC PD 050.2/11-40 | GCVC PD | 050.2/11-40 | 4249311 | finoox | GCVC 050.2C/1x1-2421-1-D/6/32/2.10/900/EXS/1/015023 | 3242 | 1 | 1 | 2421 | Axial | 27488 | 27672 | 90.33 | 5771 | 1150 | VT03011U.1 | 0.37 | 1975-01-01 | D | 40.29 | 71.56 | 2025-08-07 | VerticalCompact-BCD_1x1 | 984 | 586 | 953 |  |  | 72.9 | 22 | 22 | 500 | EC motor | 5060 | 1 | no | no | C | D | Epoxy coated aluminum | 2025-01-02 | 12 | 6 | yes | piece | 1
GCVC PD 050.2/13-58 | GCVC PD | 050.2/13-58 | 4250716 | finoox | GCVC 050.2D/1x3-2410-2-D/6/40/2.10/3600/AXS/1/015023 | 11663 | 3 | 1 | 2410 | Axial | 145883 | 146542 | 451.65 | 30056 | 1770 | VT03013U.1 | 1957-03-01 | 2025-01-02 | D | 58.07 | 89.75 | 39.2 | VerticalCompact-BCD_1x3 | 3684 | 607 | 1153 |  |  | 306.2 | 42 | 42 | 500 | EC motor | 5060 | 2 | no | no | D | D | Aluminum | 2025-01-02 | 4 | 6 | yes | piece | 1
GCVC PD 063.2/11-25 | GCVC PD | 063.2/11-25 | 4251801 | finoox | GCVC 063.2D/1x1-2506-1-D/6/40/2.10/1200/EXS/1/015023 | 5230 | 1 | 1 | 2506 | Axial | 25404 | 25593 | 150.55 | 4533 | 540 | VT03145U.1 | 0.084 | 0.45 | A+ | 24.96 | 56.33 | 2025-05-12 | VerticalCompact-BCD_1x1 | 1284 | 615 | 1153 |  |  | 104.3 | 18 | 18 | 630 | EC motor | 5060 | 1 | no | no | D | D | Epoxy coated aluminum | 2025-01-02 | 10 | 6 | yes | piece | 1
GCVC PD 050.2/13-40 | GCVC PD | 050.2/13-40 | 4249816 | finoox | GCVC 050.2C/1x3-2517-1-D/6/32/2.10/2700/AXS/1/015023 | 7895 | 3 | 1 | 2517 | Axial | 67148 | 67518 | 270.99 | 12761 | 880 | VT03011U.1 | 0.526 | 0.84 | B | 39.62 | 71.13 | 2025-06-22 | VerticalCompact-BCD_1x3 | 2784 | 586 | 953 |  |  | 197.5 | 35 | 35 | 500 | EC motor | 5060 | 1 | no | no | C | D | Aluminum | 2025-01-02 | 6 | 6 | yes | piece | 1
GCVC PD 050.2/22-47 | GCVC PD | 050.2/22-47 | 4245205 | finoox | GCVC 050.2C/2x2-2522-1-D/6/64/2.10/1800/EXS/1/015023 | 11038 | 2 | 2 | 2522 | Axial | 112202 | 112627 | 361.32 | 23500 | 1200 | VT03011U.1 | 1678 | 2025-09-01 | D | 47.37 | 79 | 32.4 | VerticalCompact-BCD_2x2 | 1884 | 800 | 1761 |  |  | 263 | 42 | 42 | 500 | EC motor | 5060 | 1 | no | no | C | D | Epoxy coated aluminum | 2025-01-02 | 8 | 6 | yes | piece | 1
GCVC PD 063.2/12-59 | GCVC PD | 063.2/12-59 | 4251189 | finoox | GCVC 063.2C/1x2-2547-2-D/4/32/2.10/1800/AXS/1/015023 | 8288 | 2 | 1 | 2547 | Axial | 62578 | 62784 | 120.44 | 19144 | 1055 | VT03143U.1 | 2374 | 2025-01-02 | E | 58.85 | 90.24 | 2025-09-10 | VerticalCompact-BCD_1x2 | 1884 | 611 | 953 |  |  | 163.9 | 35 | 35 | 630 | EC motor | 5060 | 2 | no | no | C | D | Aluminum | 2025-01-02 | 6 | 4 | yes | piece | 1
GCVC PD 063.2/23-30 | GCVC PD | 063.2/23-30 | 4246928 | finoox | GCVC 063.2C/2x3-2502-1-D/6/64/2.10/2700/AXS/1/015023 | 18805 | 3 | 2 | 2502 | Axial | 82459 | 83004 | 541.97 | 14233 | 385 | VT03145U.1 | 0.244 | 0.2 | A+ | 2025-01-30 | 61.85 | 45 | VerticalCompact-BCD_2x3 | 2784 | 800 | 1761 |  |  | 383.7 | 35 | 35 | 630 | EC motor | 5060 | 1 | no | no | C | D | Aluminum | 2025-01-02 | 8 | 6 | yes | piece | 1
GCVC PD 063.2/22-26 | GCVC PD | 063.2/22-26 | 4246724 | finoox | GCVC 063.2C/2x2-2502-1-D/4/64/2.10/1800/EXS/1/015023 | 12282 | 2 | 2 | 2502 | Axial | 52439 | 52.58 | 240.88 | 10962 | 385 | VT03145U.1 | 0.158 | 0.2 | A+ | 25.79 | 57.42 | 2025-06-20 | VerticalCompact-BCD_2x2 | 1884 | 800 | 1761 |  |  | 227.7 | 28 | 28 | 630 | EC motor | 5060 | 1 | no | no | C | D | Epoxy coated aluminum | 2025-01-02 | 8 | 4 | yes | piece | 1
GCVC PD 063.2/11-36 | GCVC PD | 063.2/11-36 | 4251877 | finoox | GCVC 063.2D/1x1-2554-2-D/3/40/2.10/1200/EXS/1/015023 | 4541 | 1 | 1 | 2554 | Axial | 27377 | 27383 | 75.27 | 7999 | 750 | VT03144U.1 | 0.254 | 0.6 | C | 36.15 | 67.52 | 2025-06-06 | VerticalCompact-BCD_1x1 | 1284 | 623 | 1153 |  |  | 87.4 | 22 | 22 | 630 | EC motor | 5060 | 2 | no | no | D | D | Epoxy coated aluminum | 2025-01-02 | 10 | 3 | yes | piece | 1
GCVC PD 050.3/13-48 | GCVC PD | 050.3/13-48 | 6186769 | finoox | GCVC 050.3C/1x3-3616-W-D/4/32/2.10/2700/EXS/1/015023 | 5595 | 3 | 1 | 3616 | Axial | 75598 | 75802 | 180.66 | 20749 | 1240 | VT01524 | 2025-03-02 | 2025-02-03 | E | 48.25 | 79.76 | 2025-06-15 | VerticalCompact-BCD_1x3 | 2784 | 596 | 953 |  |  | 189.2 | 35 | 35 | 500 | AC motor | 50 | W | no | no | C | D | Epoxy coated aluminum | 2025-01-02 | 4 | 4 | yes | piece | 1
GCVC PD 050.2/11-31 | GCVC PD | 050.2/11-31 | 4250140 | finoox | GCVC 050.2D/1x1-2336-D-D/6/40/2.10/1200/AXS/1/015023 | 3168 | 1 | 1 | 2336 | Axial | 22317 | 22514 | 150.55 | 3859 | 660 | VT01437 | 0.123 | 0.33 | B | 30.55 | 61.91 | 2025-05-12 | VerticalCompact-BCD_1x1 | 1284 | 596 | 1153 |  |  | 105.8 | 18 | 18 | 500 | AC motor | 50 | D | no | no | D | D | Aluminum | 2025-01-02 | 10 | 6 | yes | piece | 1
GCVC PD 035.2/13-30 | GCVC PD | 035.2/13-30 | 4243753 | finoox | GCVC 035.2B/1x3-2344-W-D/4/24/2.10/2160/AXS/1/015023 | 3214 | 3 | 1 | 2344 | Axial | 24954 | 2025-01-25 | 108.39 | 5246 | 910 | VT03149U | 0.214 | 0.35 | B | 29.89 | 61.26 | 2025-08-08 | VerticalCompact-BCD_1x3a | 2244 | 514 | 753 |  |  | 109.6 | 18 | 18 | 350 | AC motor | 50 | W | no | no | B | D | Aluminum | 2025-01-02 | 8 | 4 | yes | piece | 1
GCVC PD 050.2/22-38 | GCVC PD | 050.2/22-38 | 4245107 | finoox | GCVC 050.2C/2x2-2390-K-D/3/64/2.10/1800/EXS/1/015023 | 6593 | 2 | 2 | 2390 | Axial | 61109 | 61031 | 180.66 | 17399 | 760 | VT01437 | 0.695 | 0.35 | C | 37.57 | 69.2 | 2025-09-15 | VerticalCompact-BCD_2x2 | 1884 | 800 | 1761 |  |  | 216.6 | 28 | 28 | 500 | AC motor | 60 | K | no | no | C | D | Epoxy coated aluminum | 2025-01-02 | 8 | 3 | yes | piece | 1
GCVC PD 050.2/21-44 | GCVC PD | 050.2/21-44 | 4245753 | finoox | GCVC 050.2D/2x1-2348-S-D/6/80/2.10/1200/EXS/1/015023 | 6844 | 1 | 2 | 2348 | Axial | 73256 | 73816 | 301.1 | 14175 | 1180 | VT03150U | 1036 | 0.9 | D | 44.39 | 76.04 | 2025-04-27 | VerticalCompact-BCD_2x1 | 1284 | 800 | 2161 |  |  | 218.6 | 35 | 35 | 500 | AC motor | 50 | S | no | no | D | D | Epoxy coated aluminum | 2025-01-02 | 10 | 6 | yes | piece | 1
GCVC PD 063.2/24-36 | GCVC PD | 063.2/24-36 | 4247096 | finoox | GCVC 063.2C/2x4-2400-K-D/3/64/2.10/3600/AXS/1/015023 | 15354 | 4 | 2 | 2400 | Axial | 125208 | 125155 | 361.32 | 34692 | 490 | VT01442 | 1293 | 0.34 | C | 35.85 | 67.71 | 32 | VerticalCompact-BCD_2x4 | 3684 | 800 | 1761 |  |  | 423.6 | 42 | 42 | 630 | AC motor | 60 | K | no | no | C | D | Aluminum | 2025-01-02 | 4 | 3 | yes | piece | 1
GCVC PD 050.2/12-50 | GCVC PD | 050.2/12-50 | 4249615 | finoox | GCVC 050.2C/1x2-2559-2-D/4/32/2.10/1800/AXS/1/015023 | 5574 | 2 | 1 | 2559 | Axial | 50435 | 50373 | 120.44 | 14032 | 1330 | VT03013U.1 | 1062 | 2025-08-01 | D | 49.78 | 81.17 | 2025-04-10 | VerticalCompact-BCD_1x2 | 1884 | 607 | 953 |  |  | 126.3 | 28 | 28 | 500 | EC motor | 5060 | 2 | no | no | C | D | Aluminum | 2025-01-02 | 8 | 4 | yes | piece | 1
GCVC PD 045.2/14-36 | GCVC PD | 045.2/14-36 | 4249114 | finoox | GCVC 045.2C/1x4-2523-1-D/4/32/2.10/3600/EXS/1/015023 | 8588 | 4 | 1 | 2523 | Axial | 49442 | 49489 | 240.88 | 10506 | 675 | VT03007U.1 | 0.232 | 0.3 | A | 36.25 | 67.86 | 2025-06-19 | VerticalCompact-BCD_1x4 | 3684 | 535 | 953 |  |  | 216.4 | 28 | 28 | 450 | EC motor | 5060 | 1 | no | no | C | D | Epoxy coated aluminum | 2025-01-02 | 6 | 4 | yes | piece | 1
GCVC PD 063.2/11-36 | GCVC PD | 063.2/11-36 | 4250978 | finoox | GCVC 063.2C/1x1-2511-1-D/6/32/2.10/900/AXS/1/015023 | 4223 | 1 | 1 | 2511 | Axial | 24357 | 24578 | 90.33 | 4807 | 730 | VT03145U.1 | 0.214 | 1 | C | 35.52 | 66.79 | 2025-07-07 | VerticalCompact-BCD_1x1 | 984 | 615 | 953 |  |  | 73.3 | 18 | 18 | 630 | EC motor | 5060 | 1 | no | no | C | D | Aluminum | 2025-01-02 | 12 | 6 | yes | piece | 1
GCVC PD 063.2/22-45 | GCVC PD | 063.2/22-45 | 4247724 | finoox | GCVC 063.2D/2x2-2556-2-D/3/80/2.10/2400/AXS/1/015023 | 14208 | 2 | 2 | 2556 | Axial | 119388 | 119295 | 301.1 | 36393 | 850 | VT03144U.1 | 1455 | 0.77 | C | 44.53 | 76.34 | 2025-04-28 | VerticalCompact-BCD_2x2 | 2484 | 800 | 2161 |  |  | 313.6 | 42 | 42 | 630 | EC motor | 5060 | 2 | no | no | D | D | Aluminum | 2025-01-02 | 6 | 3 | yes | piece | 1
GCVC PD 050.2/21-33 | GCVC PD | 050.2/21-33 | 4244788 | finoox | GCVC 050.2C/2x1-2336-D-D/6/64/2.10/900/AXS/1/015023 | 4821 | 1 | 2 | 2336 | Axial | 35484 | 35.83 | 180.66 | 6505 | 660 | VT01437 | 0.257 | 0.33 | B | 33.08 | 64.59 | 2025-06-15 | VerticalCompact-BCD_2x1 | 984 | 800 | 1761 |  |  | 149 | 22 | 22 | 500 | AC motor | 50 | D | no | no | C | D | Aluminum | 2025-01-02 | 12 | 6 | yes | piece | 1
GCVC PD 050.2/23-32 | GCVC PD | 050.2/23-32 | 4246218 | finoox | GCVC 050.2D/2x3-2337-S-D/6/80/2.10/3600/AXS/1/015023 | 15981 | 3 | 2 | 2337 | Axial | 110.45 | 111415 | 903.29 | 18453 | 510 | VT01437 | 0.471 | 0.16 | A | 31.61 | 63.57 | 75.1 | VerticalCompact-BCD_2x3 | 3684 | 800 | 2161 |  |  | 571.9 | 42 | 42 | 500 | AC motor | 50 | S | no | no | D | D | Aluminum | 2025-01-02 | 6 | 6 | yes | piece | 1
GCVC PD 050.2/22-37 | GCVC PD | 050.2/22-37 | 4246043 | finoox | GCVC 050.2D/2x2-2388-I-D/4/80/2.10/2400/AXS/1/015023 | 8649 | 2 | 2 | 2388 | Axial | 86121 | 86268 | 401.46 | 17869 | 710 | VT01437 | 0.611 | 0.34 | B | 37.41 | 69.22 | 34.8 | VerticalCompact-BCD_2x2 | 2484 | 800 | 2161 |  |  | 329.1 | 35 | 35 | 500 | AC motor | 60 | I | no | no | D | D | Aluminum | 2025-01-02 | 8 | 4 | yes | piece | 1
GCVC PD 063.2/12-52 | GCVC PD | 063.2/12-52 | 4251919 | finoox | GCVC 063.2D/1x2-2357-S-D/3/40/2.10/2400/EXS/1/015023 | 6811 | 2 | 1 | 2357 | Axial | 69611 | 69119 | 150.55 | 25781 | 1040 | VT01441 | 3006 | 3 | E | 52.14 | 83.66 | 2025-05-13 | VerticalCompact-BCD_1x2 | 2484 | 606 | 1153 |  |  | 199.5 | 35 | 35 | 630 | AC motor | 50 | S | no | no | D | D | Epoxy coated aluminum | 2025-01-02 | 6 | 3 | yes | piece | 1
GCVC PD 050.2/22-35 | GCVC PD | 050.2/22-35 | 4245090 | finoox | GCVC 050.2C/2x2-2387-L-D/4/64/2.10/1800/EXS/1/015023 | 7229 | 2 | 2 | 2387 | Axial | 57165 | 57274 | 240.88 | 12272 | 500 | VT01435 | 0.708 | 0.37 | C | 34.88 | 66.51 | 2025-06-20 | VerticalCompact-BCD_2x2 | 1884 | 800 | 1761 |  |  | 244.3 | 28 | 28 | 500 | AC motor | 60 | L | no | no | C | D | Epoxy coated aluminum | 2025-01-02 | 8 | 4 | yes | piece | 1
GCVC PD 063.2/11-41 | GCVC PD | 063.2/11-41 | 4250901 | finoox | GCVC 063.2C/1x1-2413-2-D/3/32/2.10/900/EXS/1/015023 | 4073 | 1 | 1 | 2413 | Axial | 24411 | 24551 | 45.16 | 9367 | 1000 | VT03144U.1 | 0.658 | 2025-01-01 | E | 40.56 | 71.83 | 4 | VerticalCompact-BCD_1x1 | 984 | 623 | 953 |  |  | 64.4 | 18 | 18 | 630 | EC motor | 5060 | 2 | no | no | C | D | Epoxy coated aluminum | 2025-01-02 | 8 | 3 | yes | piece | 1
GCVC PD 050.2/11-46 | GCVC PD | 050.2/11-46 | 4244018 | finoox | GCVC 050.2B/1x1-2347-D-D/3/24/2.10/720/AXS/1/015023 | 1854 | 1 | 1 | 2347 | Axial | 16.25 | 16416 | 2025-01-27 | 6453 | 1390 | VT03150U | 0.734 | 1941-01-01 | E | 45.63 | 76.82 | 2025-04-02 | VerticalCompact-BCD_1x1 | 804 | 569 | 753 |  |  | 48.7 | 16 | 16 | 500 | AC motor | 50 | D | no | no | B | D | Aluminum | 2025-01-02 | 8 | 3 | yes | piece | 1
GCVC PD 063.2/23-34 | GCVC PD | 063.2/23-34 | 4246882 | finoox | GCVC 063.2C/2x3-2398-I-D/6/64/2.10/2700/AXS/1/015023 | 15242 | 3 | 2 | 2398 | Axial | 106433 | 106875 | 541.97 | 19441 | 460 | VT01442 | 0.882 | 0.32 | B | 33.94 | 65.68 | 46.2 | VerticalCompact-BCD_2x3 | 2784 | 800 | 1761 |  |  | 406.3 | 42 | 42 | 630 | AC motor | 60 | I | no | no | C | D | Aluminum | 2025-01-02 | 8 | 6 | yes | piece | 1
GCVC PD 080.2/22-39 | GCVC PD | 080.2/22-39 | 4248346 | finoox | GCVC 080.2D/2x2-2486-1-D/3/80/2.10/2400/AXS/1/015023 | 16329 | 2 | 2 | 2486 | Axial | 124228 | 124119 | 301.1 | 39126 | 565 | VT03061U.1 | 1363 | 1955-01-01 | C | 38.99 | 70.8 | 2025-04-28 | VerticalCompact-BCD_2x2 | 2484 | 800 | 2161 |  |  | 321.7 | 42 | 42 | 800 | EC motor | 5060 | 1 | no | no | D | D | Aluminum | 2025-01-02 | 6 | 3 | yes | piece | 1
GCVC PD 080.2/23-26 | GCVC PD | 080.2/23-26 | 4248651 | finoox | GCVC 080.2D/2x3-2492-1-D/4/80/2.10/3600/EXS/1/015023 | 24920 | 3 | 2 | 2492 | Axial | 125801 | 125834 | 602.19 | 26818 | 295 | VT03062U.1 | 0.345 | 0.3 | A+ | 2025-12-26 | 58.08 | 51.6 | VerticalCompact-BCD_2x3 | 3684 | 800 | 2161 |  |  | 506.8 | 42 | 42 | 800 | EC motor | 5060 | 1 | no | no | D | D | Epoxy coated aluminum | 2025-01-02 | 6 | 4 | yes | piece | 1
GCVC PD 063.2/22-59 | GCVC PD | 063.2/22-59 | 4247673 | finoox | GCVC 063.2D/2x2-2547-2-D/3/80/2.10/2400/EXS/1/015023 | 18337 | 2 | 2 | 2547 | Axial | 135.38 | 135062 | 301.1 | 49011 | 1055 | VT03143U.1 | 4375 | 2025-01-02 | E | 59.03 | 90.84 | 2025-04-28 | VerticalCompact-BCD_2x2 | 2484 | 800 | 2161 |  |  | 385.6 | 42 | 42 | 630 | EC motor | 5060 | 2 | no | no | D | D | Epoxy coated aluminum | 2025-01-02 | 6 | 3 | yes | piece | 1
GCVC PD 063.2/21-40 | GCVC PD | 063.2/21-40 | 4246617 | finoox | GCVC 063.2C/2x1-2556-2-D/4/64/2.10/900/AXS/1/015023 | 7600 | 1 | 2 | 2556 | Axial | 53932 | 54335 | 120.44 | 14916 | 850 | VT03144U.1 | 0.851 | 0.77 | D | 39.77 | 71.28 | 2025-04-11 | VerticalCompact-BCD_2x1 | 984 | 800 | 1761 |  |  | 137.8 | 28 | 28 | 630 | EC motor | 5060 | 2 | no | no | C | D | Aluminum | 2025-01-02 | 8 | 4 | yes | piece | 1
GCVC PD 080.2/11-20 | GCVC PD | 080.2/11-20 | 4252512 | finoox | GCVC 080.2D/1x1-2493-1-D/3/40/2.10/1200/AXS/1/015023 | 4228 | 1 | 1 | 2493 | Axial | 21015 | 21042 | 75.27 | 5224 | 320 | VT03062U.1 | 0.068 | 0.35 | A+ | 19.88 | 51.24 | 2025-04-06 | VerticalCompact-BCD_1x1 | 1284 | 608 | 1153 |  |  | 88.2 | 18 | 18 | 800 | EC motor | 5060 | 1 | no | no | D | D | Aluminum | 2025-01-02 | 10 | 3 | yes | piece | 1
GCVC PD 080.3/13-50 | GCVC PD | 080.3/13-50 | 6193422 | finoox | GCVC 080.3D/1x3-3490-K-D/4/40/2.10/3600/EXS/1/015023 | 10713 | 3 | 1 | 3490 | Axial | 133729 | 133216 | 301.1 | 41073 | 770 | VT01371 | 3978 | 2025-04-02 | E | 49.55 | 81.23 | 26 | VerticalCompact-BCD_1x3 | 3684 | 605 | 1153 |  |  | 331 | 42 | 42 | 800 | AC motor | 60 | K | no | no | D | D | Epoxy coated aluminum | 2025-01-02 | 4 | 4 | yes | piece | 1
GCVC PD 080.3/12-52 | GCVC PD | 080.3/12-52 | 6094671 | finoox | GCVC 080.3D/1x2-3483-K-D/3/40/2.10/2400/AXS/1/015023 | 6645 | 2 | 1 | 3483 | Axial | 92308 | 92548 | 150.55 | 36676 | 960 | VT01526 | 5244 | 4 | E | 52.4 | 83.93 | 2025-06-13 | VerticalCompact-BCD_1x2 | 2484 | 611 | 1153 |  |  | 206.6 | 35 | 35 | 800 | AC motor | 60 | K | no | no | D | D | Aluminum | 2025-01-02 | 4 | 3 | yes | piece | 1
GCVC PD 050.3/22-50 | GCVC PD | 050.3/22-50 | 6169198 | finoox | GCVC 050.3D/2x2-3616-W-D/6/80/2.10/2400/EXS/1/015023 | 11752 | 2 | 2 | 3616 | Axial | 149772 | 150216 | 602.19 | 29692 | 1240 | VT01524 | 2639 | 2025-02-03 | D | 49.68 | 81.49 | 52 | VerticalCompact-BCD_2x2 | 2484 | 800 | 2161 |  |  | 406.2 | 42 | 42 | 500 | AC motor | 50 | W | no | no | D | D | Epoxy coated aluminum | 2025-01-02 | 8 | 6 | yes | piece | 1
GCVC PD 080.2/13-34 | GCVC PD | 080.2/13-34 | 4252993 | finoox | GCVC 080.2D/1x3-2447-1-D/4/40/2.10/3600/EXS/1/015023 | 11163 | 3 | 1 | 2447 | Axial | 96123 | 96213 | 301.1 | 23308 | 490 | VT03062U.1 | 0.675 | 2025-01-01 | B | 33.99 | 65.67 | 2025-02-25 | VerticalCompact-BCD_1x3 | 3684 | 608 | 1153 |  |  | 264.2 | 35 | 35 | 800 | EC motor | 5060 | 1 | no | no | D | D | Epoxy coated aluminum | 2025-01-02 | 4 | 4 | yes | piece | 1
GCVC PD 050.2/24-49 | GCVC PD | 050.2/24-49 | 4245553 | finoox | GCVC 050.2C/2x4-2386-K-D/4/64/2.10/3600/AXS/1/015023 | 12942 | 4 | 2 | 2386 | Axial | 176201 | 176.46 | 481.75 | 44551 | 910 | VT01435 | 3324 | 0.92 | D | 48.6 | 80.46 | 44 | VerticalCompact-BCD_2x4 | 3684 | 800 | 1761 |  |  | 468.9 | 54 | 54 | 500 | AC motor | 60 | K | no | no | C | D | Aluminum | 2025-01-02 | 4 | 4 | yes | piece | 1
GCVC PD 063.2/13-39 | GCVC PD | 063.2/13-39 | 4251317 | finoox | GCVC 063.2C/1x3-2414-1-D/4/32/2.10/2700/AXS/1/015023 | 8417 | 3 | 1 | 2414 | Axial | 65838 | 65825 | 180.66 | 17427 | 770 | VT03145U.1 | 0.71 | 2015-01-01 | C | 38.73 | 70.24 | 2025-06-15 | VerticalCompact-BCD_1x3 | 2784 | 615 | 953 |  |  | 174.2 | 35 | 35 | 630 | EC motor | 5060 | 1 | no | no | C | D | Aluminum | 2025-01-02 | 6 | 4 | yes | piece | 1
GCVC PD 050.2/11-51 | GCVC PD | 050.2/11-51 | 4249301 | finoox | GCVC 050.2C/1x1-2420-2-D/4/32/2.10/900/AXS/1/015023 | 3189 | 1 | 1 | 2420 | Axial | 30163 | 30401 | 60.22 | 8896 | 1600 | VT03013U.1 | 0.938 | 1965-01-01 | E | 50.67 | 81.94 | 2025-04-05 | VerticalCompact-BCD_1x1 | 984 | 607 | 953 |  |  | 68.8 | 22 | 22 | 500 | EC motor | 5060 | 2 | no | no | C | D | Aluminum | 2025-01-02 | 8 | 4 | yes | piece | 1
GCVC PD 063.2/23-35 | GCVC PD | 063.2/23-35 | 4246890 | finoox | GCVC 063.2C/2x3-2400-K-D/3/64/2.10/2700/AXS/1/015023 | 12015 | 3 | 2 | 2400 | Axial | 92377 | 91917 | 270.99 | 26019 | 490 | VT01442 | 0.97 | 0.34 | C | 34.72 | 66.46 | 2025-09-23 | VerticalCompact-BCD_2x3 | 2784 | 800 | 1761 |  |  | 324.9 | 35 | 35 | 630 | AC motor | 60 | K | no | no | C | D | Aluminum | 2025-01-02 | 6 | 3 | yes | piece | 1
GCVC PD 045.2/22-44 | GCVC PD | 045.2/22-44 | 4244548 | finoox | GCVC 045.2C/2x2-2527-1-D/6/64/2.10/1800/AXS/1/015023 | 9496 | 2 | 2 | 2527 | Axial | 78267 | 78984 | 361.32 | 14414 | 975 | VT03007U.1 | 0.62 | 0.68 | B | 44.41 | 76.04 | 31.2 | VerticalCompact-BCD_2x2 | 1884 | 800 | 1761 |  |  | 253.8 | 35 | 35 | 450 | EC motor | 5060 | 1 | no | no | C | D | Aluminum | 2025-01-02 | 8 | 6 | yes | piece | 1
GCVC PD 045.2/13-36 | GCVC PD | 045.2/13-36 | 4243956 | finoox | GCVC 045.2B/1x3-2523-1-D/3/24/2.10/2160/AXS/1/015023 | 5232 | 3 | 1 | 2523 | Axial | 26152 | 26154 | 81.3 | 6872 | 675 | VT03007U.1 | 0.176 | 0.3 | B | 36.09 | 67.47 | 2025-08-06 | VerticalCompact-BCD_1x3a | 2244 | 535 | 753 |  |  | 108.7 | 22 | 22 | 450 | EC motor | 5060 | 1 | no | no | B | D | Aluminum | 2025-01-02 | 6 | 3 | yes | piece | 1
GCVC PD 050.2/12-35 | GCVC PD | 050.2/12-35 | 4244222 | finoox | GCVC 050.2B/1x2-2515-1-D/3/24/2.10/1440/EXS/1/015023 | 3925 | 2 | 1 | 2515 | Axial | 21.82 | 21826 | 54.2 | 6734 | 755 | VT03011U.1 | 0.234 | 0.58 | C | 35.11 | 66.4 | 2025-06-04 | VerticalCompact-BCD_1x2 | 1524 | 586 | 753 |  |  | 78.8 | 18 | 18 | 500 | EC motor | 5060 | 1 | no | no | B | D | Epoxy coated aluminum | 2025-01-02 | 8 | 3 | yes | piece | 1
GCVC PD 045.2/12-37 | GCVC PD | 045.2/12-37 | 4243900 | finoox | GCVC 045.2B/1x2-2524-1-D/3/24/2.10/1440/AXS/1/015023 | 3842 | 2 | 1 | 2524 | Axial | 18865 | 18886 | 54.2 | 5128 | 750 | VT03007U.1 | 0.153 | 0.37 | B | 36.65 | 67.93 | 2025-05-04 | VerticalCompact-BCD_1x2 | 1524 | 535 | 753 |  |  | 75.3 | 16 | 16 | 450 | EC motor | 5060 | 1 | no | no | B | D | Aluminum | 2025-01-02 | 8 | 3 | yes | piece | 1
GCVC PD 080.2/13-23 | GCVC PD | 080.2/13-23 | 4253057 | finoox | GCVC 080.2D/1x3-2492-1-D/4/40/2.10/3600/AXS/1/015023 | 10515 | 3 | 1 | 2492 | Axial | 63481 | 63506 | 301.1 | 13409 | 295 | VT03062U.1 | 0.173 | 0.3 | A+ | 23.39 | 55.07 | 2025-02-25 | VerticalCompact-BCD_1x3 | 3684 | 608 | 1153 |  |  | 264.1 | 35 | 35 | 800 | EC motor | 5060 | 1 | no | no | D | D | Aluminum | 2025-01-02 | 6 | 4 | yes | piece | 1
GCVC PD 063.2/23-35 | GCVC PD | 063.2/23-35 | 4247895 | finoox | GCVC 063.2D/2x3-2508-1-D/3/80/2.10/3600/EXS/1/015023 | 19427 | 3 | 2 | 2508 | Axial | 133798 | 133471 | 451.65 | 35033 | 615 | VT03145U.1 | 0.656 | 0.65 | A | 34.68 | 66.64 | 40 | VerticalCompact-BCD_2x3 | 3684 | 800 | 2161 |  |  | 429.4 | 42 | 42 | 630 | EC motor | 5060 | 1 | no | no | D | D | Epoxy coated aluminum | 2025-01-02 | 4 | 3 | yes | piece | 1
GCVC PD 080.2/12-23 | GCVC PD | 080.2/12-23 | 4252787 | finoox | GCVC 080.2D/1x2-2493-1-D/4/40/2.10/2400/AXS/1/015023 | 7442 | 2 | 1 | 2493 | Axial | 45941 | 45984 | 200.73 | 9751 | 320 | VT03062U.1 | 0.14 | 0.35 | A+ | 23.44 | 54.96 | 2025-08-16 | VerticalCompact-BCD_1x2 | 2484 | 608 | 1153 |  |  | 179.4 | 28 | 28 | 800 | EC motor | 5060 | 1 | no | no | D | D | Aluminum | 2025-01-02 | 8 | 4 | yes | piece | 1
GCVC PD 063.2/21-26 | GCVC PD | 063.2/21-26 | 4247384 | finoox | GCVC 063.2D/2x1-2505-1-D/6/80/2.10/1200/AXS/1/015023 | 9363 | 1 | 2 | 2505 | Axial | 47948 | 48345 | 301.1 | 8379 | 500 | VT03145U.1 | 0.138 | 0.39 | A+ | 2025-12-26 | 57.77 | 2025-01-26 | VerticalCompact-BCD_2x1 | 1284 | 800 | 2161 |  |  | 210 | 28 | 28 | 630 | EC motor | 5060 | 1 | no | no | D | D | Aluminum | 2025-01-02 | 10 | 6 | yes | piece | 1
GCVC PD 063.2/23-32 | GCVC PD | 063.2/23-32 | 4246947 | finoox | GCVC 063.2C/2x3-2505-1-D/3/64/2.10/2700/EXS/1/015023 | 16323 | 3 | 2 | 2505 | Axial | 84653 | 84425 | 270.99 | 23453 | 500 | VT03145U.1 | 0.429 | 0.39 | A | 31.63 | 63.38 | 2025-09-23 | VerticalCompact-BCD_2x3 | 2784 | 800 | 1761 |  |  | 304.5 | 35 | 35 | 630 | EC motor | 5060 | 1 | no | no | C | D | Epoxy coated aluminum | 2025-01-02 | 6 | 3 | yes | piece | 1
GCVC PD 080.2/21-32 | GCVC PD | 080.2/21-32 | 4248054 | finoox | GCVC 080.2D/2x1-2483-1-D/3/80/2.10/1200/AXS/1/015023 | 7791 | 1 | 2 | 2483 | Axial | 56446 | 56506 | 150.55 | 16102 | 470 | VT03061U.1 | 0.406 | 0.9 | B | 32.31 | 63.96 | 14 | VerticalCompact-BCD_2x1 | 1284 | 800 | 2161 |  |  | 176.7 | 28 | 28 | 800 | EC motor | 5060 | 1 | no | no | D | D | Aluminum | 2025-01-02 | 10 | 3 | yes | piece | 1
GCVC PD 080.2/23-52 | GCVC PD | 080.2/23-52 | 4248699 | finoox | GCVC 080.2D/2x3-2537-2-D/4/80/2.10/3600/AXS/1/015023 | 31601 | 3 | 2 | 2537 | Axial | 260353 | 260.53 | 602.19 | 74194 | 750 | VT03059U.2 | 4968 | 2025-05-01 | D | 51.92 | 83.88 | 58.2 | VerticalCompact-BCD_2x3 | 3684 | 800 | 2161 |  |  | 588.9 | 64 | 64 | 800 | EC motor | 5060 | 2 | no | no | D | D | Aluminum | 2025-01-02 | 4 | 4 | yes | piece | 1
GCVC PD 080.3/13-59 | GCVC PD | 080.3/13-59 | 6202954 | finoox | GCVC 080.3D/1x3-3558-2-D/4/40/2.10/3600/AXS/1/015023 | 14763 | 3 | 1 | 3558 | Axial | 159903 | 158651 | 301.1 | 55933 | 1060 | VT01445U.3 | 7462 | 2025-04-04 | E | 59.26 | 90.94 | 2025-07-27 | VerticalCompact-BCD_1x3 | 3684 | 620 | 1153 |  |  | 332.1 | 54 | 54 | 800 | EC motor | 5060 | 2 | no | no | D | D | Aluminum | 2025-01-02 | 4 | 4 | yes | piece | 1
GCVC PD 080.3/22-48 | GCVC PD | 080.3/22-48 | 6064175 | finoox | GCVC 080.3D/2x2-3563-2-D/6/80/2.10/2400/AXS/1/015023 | 25942 | 2 | 2 | 3563 | Axial | 193099 | 193959 | 602.19 | 39716 | 670 | VT01445U.3 | 2684 | 2015-01-01 | D | 48.26 | 80.07 | 55.2 | VerticalCompact-BCD_2x2 | 2484 | 800 | 2161 |  |  | 499.6 | 54 | 54 | 800 | EC motor | 5060 | 2 | no | no | D | D | Aluminum | 2025-01-02 | 6 | 6 | yes | piece | 1
GCVC PD 050.3/11-45 | GCVC PD | 050.3/11-45 | 6107633 | finoox | GCVC 050.3C/1x1-3617-X-D/4/32/2.10/900/EXS/1/015023 | 2327 | 1 | 1 | 3617 | Axial | 25781 | 25949 | 60.22 | 7314 | 1260 | VT01524 | 0.951 | 2025-04-04 | E | 45.14 | 76.41 | 2025-02-05 | VerticalCompact-BCD_1x1 | 984 | 596 | 953 |  |  | 69.6 | 18 | 18 | 500 | AC motor | 60 | X | no | no | C | D | Epoxy coated aluminum | 2025-01-02 | 8 | 4 | yes | piece | 1
GCVC PD 050.2/13-35 | GCVC PD | 050.2/13-35 | 4249667 | finoox | GCVC 050.2C/1x3-2336-D-D/4/32/2.10/2700/AXS/1/015023 | 5212 | 3 | 1 | 2336 | Axial | 48233 | 48306 | 180.66 | 10681 | 660 | VT01437 | 0.379 | 0.33 | B | 34.94 | 66.45 | 15 | VerticalCompact-BCD_1x3 | 2784 | 596 | 953 |  |  | 178.2 | 28 | 28 | 500 | AC motor | 50 | D | no | no | C | D | Aluminum | 2025-01-02 | 6 | 4 | yes | piece | 1
GCVC PD 050.2/24-33 | GCVC PD | 050.2/24-33 | 4245551 | finoox | GCVC 050.2C/2x4-2385-J-D/6/64/2.10/3600/EXS/1/015023 | 16488 | 4 | 2 | 2385 | Axial | 107608 | 108218 | 722.63 | 18662 | 430 | VT01435 | 1067 | 0.32 | C | 33.05 | 64.92 | 60.1 | VerticalCompact-BCD_2x4 | 3684 | 800 | 1761 |  |  | 534.7 | 42 | 42 | 500 | AC motor | 60 | J | no | no | C | D | Epoxy coated aluminum | 2025-01-02 | 6 | 6 | yes | piece | 1
GCVC PD 050.2/22-32 | GCVC PD | 050.2/22-32 | 4246028 | finoox | GCVC 050.2D/2x2-2385-J-D/4/80/2.10/2400/EXS/1/015023 | 9336 | 2 | 2 | 2385 | Axial | 63813 | 64001 | 401.46 | 12334 | 430 | VT01435 | 0.529 | 0.32 | B | 32.09 | 63.89 | 33.5 | VerticalCompact-BCD_2x2 | 2484 | 800 | 2161 |  |  | 338.2 | 28 | 28 | 500 | AC motor | 60 | J | no | no | D | D | Epoxy coated aluminum | 2025-01-02 | 8 | 4 | yes | piece | 1
GCVC PD 063.2/21-59 | GCVC PD | 063.2/21-59 | 4247257 | finoox | GCVC 063.2D/2x1-2356-D-D/4/80/2.10/1200/AXS/1/015023 | 8057 | 1 | 2 | 2356 | Axial | 106763 | 107254 | 200.73 | 32640 | 1330 | VT01441 | 4906 | 5 | E | 58.79 | 90.44 | 2025-09-20 | VerticalCompact-BCD_2x1 | 1284 | 800 | 2161 |  |  | 228 | 42 | 42 | 630 | AC motor | 50 | D | no | no | D | D | Aluminum | 2025-01-02 | 8 | 4 | yes | piece | 1
GCVC PD 050.2/11-30 | GCVC PD | 050.2/11-30 | 4250206 | finoox | GCVC 050.2D/1x1-2387-L-D/6/40/2.10/1200/AXS/1/015023 | 3150 | 1 | 1 | 2387 | Axial | 19.87 | 20051 | 150.55 | 3378 | 500 | VT01435 | 0.176 | 0.37 | C | 29.67 | 61.04 | 2025-04-12 | VerticalCompact-BCD_1x1 | 1284 | 596 | 1153 |  |  | 108.3 | 16 | 16 | 500 | AC motor | 60 | L | no | no | D | D | Aluminum | 2025-01-02 | 12 | 6 | yes | piece | 1
GCVC PD 050.2/23-29 | GCVC PD | 050.2/23-29 | 4246302 | finoox | GCVC 050.2D/2x3-2391-L-D/6/80/2.10/3600/AXS/1/015023 | 15981 | 3 | 2 | 2391 | Axial | 111564 | 112532 | 903.29 | 18665 | 520 | VT01437 | 0.611 | 0.18 | B | 29.27 | 61.24 | 75.1 | VerticalCompact-BCD_2x3 | 3684 | 800 | 2161 |  |  | 571.9 | 42 | 42 | 500 | AC motor | 60 | L | no | no | D | D | Aluminum | 2025-01-02 | 6 | 6 | yes | piece | 1
GCVC PD 080.2/11-12 | GCVC PD | 080.2/11-12 | 4252498 | finoox | GCVC 080.2D/1x1-2489-1-D/3/40/2.10/1200/EXS/1/015023 | 4394 | 1 | 1 | 2489 | Axial | 15431 | 15417 | 75.27 | 3519 | 220 | VT03062U.1 | 0.03 | 0.15 | A+ | 2013-12-01 | 43.49 | 2025-03-06 | VerticalCompact-BCD_1x1 | 1284 | 608 | 1153 |  |  | 88 | 16 | 16 | 800 | EC motor | 5060 | 1 | no | no | D | D | Epoxy coated aluminum | 2025-01-02 | 10 | 3 | yes | piece | 1
GCVC PD 063.2/21-27 | GCVC PD | 063.2/21-27 | 4247392 | finoox | GCVC 063.2D/2x1-2506-1-D/4/80/2.10/1200/EXS/1/015023 | 8488 | 1 | 2 | 2506 | Axial | 46008 | 46189 | 200.73 | 9811 | 540 | VT03145U.1 | 0.158 | 0.45 | A+ | 27.25 | 58.9 | 2025-01-18 | VerticalCompact-BCD_2x1 | 1284 | 800 | 2161 |  |  | 178.9 | 28 | 28 | 630 | EC motor | 5060 | 1 | no | no | D | D | Epoxy coated aluminum | 2025-01-02 | 10 | 4 | yes | piece | 1
GCVC PD 063.2/21-36 | GCVC PD | 063.2/21-36 | 4246599 | finoox | GCVC 063.2C/2x1-2553-2-D/4/64/2.10/900/AXS/1/015023 | 7600 | 1 | 2 | 2553 | Axial | 46921 | 47253 | 120.44 | 12117 | 700 | VT03144U.1 | 0.488 | 0.52 | C | 35.63 | 67.14 | 2025-04-11 | VerticalCompact-BCD_2x1 | 984 | 800 | 1761 |  |  | 137.8 | 28 | 28 | 630 | EC motor | 5060 | 2 | no | no | C | D | Aluminum | 2025-01-02 | 8 | 4 | yes | piece | 1
GCVC PD 063.2/24-38 | GCVC PD | 063.2/24-38 | 4247169 | finoox | GCVC 063.2C/2x4-2508-1-D/4/64/2.10/3600/AXS/1/015023 | 21832 | 4 | 2 | 2508 | Axial | 154972 | 155213 | 481.75 | 36511 | 615 | VT03145U.1 | 1018 | 0.65 | B | 38.09 | 69.95 | 44 | VerticalCompact-BCD_2x4 | 3684 | 800 | 1761 |  |  | 436.2 | 54 | 54 | 630 | EC motor | 5060 | 1 | no | no | C | D | Aluminum | 2025-01-02 | 4 | 4 | yes | piece | 1
GCVC PD 050.2/12-38 | GCVC PD | 050.2/12-38 | 4249582 | finoox | GCVC 050.2C/1x2-2517-1-D/4/32/2.10/1800/EXS/1/015023 | 4794 | 2 | 1 | 2517 | Axial | 37994 | 38026 | 120.44 | 9192 | 880 | VT03011U.1 | 0.338 | 0.84 | C | 38.1 | 69.49 | 10 | VerticalCompact-BCD_1x2 | 1884 | 586 | 953 |  |  | 116.5 | 22 | 22 | 500 | EC motor | 5060 | 1 | no | no | C | D | Epoxy coated aluminum | 2025-01-02 | 8 | 4 | yes | piece | 1
GCVC PD 050.2/11-39 | GCVC PD | 050.2/11-39 | 4250301 | finoox | GCVC 050.2D/1x1-2519-1-D/4/40/2.10/1200/AXS/1/015023 | 3169 | 1 | 1 | 2519 | Axial | 26713 | 26808 | 100.37 | 5849 | 1010 | VT03011U.1 | 0.229 | 2015-01-01 | B | 38.85 | 70.21 | 2025-06-08 | VerticalCompact-BCD_1x1 | 1284 | 586 | 1153 |  |  | 89.6 | 22 | 22 | 500 | EC motor | 5060 | 1 | no | no | D | D | Aluminum | 2025-01-02 | 10 | 4 | yes | piece | 1
GCVC PD 050.2/12-53 | GCVC PD | 050.2/12-53 | 4249630 | finoox | GCVC 050.2C/1x2-2561-2-D/4/32/2.10/1800/EXS/1/015023 | 5803 | 2 | 1 | 2561 | Axial | 52529 | 52459 | 120.44 | 15982 | 1505 | VT03013U.1 | 1533 | 1938-01-01 | E | 52.52 | 83.91 | 2025-04-10 | VerticalCompact-BCD_1x2 | 1884 | 607 | 953 |  |  | 126.3 | 28 | 28 | 500 | EC motor | 5060 | 2 | no | no | C | D | Epoxy coated aluminum | 2025-01-02 | 8 | 4 | yes | piece | 1
GCVC PD 080.3/13-52 | GCVC PD | 080.3/13-52 | 6125405 | finoox | GCVC 080.3D/1x3-3562-2-D/6/40/2.10/3600/AXS/1/015023 | 16499 | 3 | 1 | 3562 | Axial | 165977 | 166685 | 451.65 | 36342 | 800 | VT01445U.3 | 3356 | 1985-01-01 | D | 52.36 | 84.04 | 39.4 | VerticalCompact-BCD_1x3 | 3684 | 620 | 1153 |  |  | 375.6 | 54 | 54 | 800 | EC motor | 5060 | 2 | no | no | D | D | Aluminum | 2025-01-02 | 4 | 6 | yes | piece | 1
GCVC PD 063.2/11-16 | GCVC PD | 063.2/11-16 | 4250848 | finoox | GCVC 063.2C/1x1-2359-S-D/3/32/2.10/900/AXS/1/015023 | 3079 | 1 | 1 | 2359 | Axial | 11627 | 11656 | 45.16 | 2841 | 320 | VT01442 | 0.065 | 0.14 | B | 15.94 | 47.21 | 2025-09-03 | VerticalCompact-BCD_1x1 | 984 | 598 | 953 |  |  | 63.5 | 16 | 16 | 630 | AC motor | 50 | S | no | no | C | D | Aluminum | 2025-01-02 | 12 | 3 | yes | piece | 1
GCVC PD 063.2/12-59 | GCVC PD | 063.2/12-59 | 4251911 | finoox | GCVC 063.2D/1x2-2356-D-D/4/40/2.10/2400/AXS/1/015023 | 7128 | 2 | 1 | 2356 | Axial | 107272 | 107772 | 200.73 | 32640 | 1330 | VT01441 | 4906 | 5 | E | 58.91 | 90.44 | 2025-03-18 | VerticalCompact-BCD_1x2 | 2484 | 606 | 1153 |  |  | 215.5 | 42 | 42 | 630 | AC motor | 50 | D | no | no | D | D | Aluminum | 2025-01-02 | 4 | 4 | yes | piece | 1
GCVC PD 080.2/13-18 | GCVC PD | 080.2/13-18 | 4253045 | finoox | GCVC 080.2D/1x3-2489-1-D/4/40/2.10/3600/AXS/1/015023 | 10488 | 3 | 1 | 2489 | Axial | 50212 | 50316 | 301.1 | 9803 | 220 | VT03062U.1 | 0.091 | 0.15 | A+ | 17.51 | 49.19 | 2025-05-24 | VerticalCompact-BCD_1x3 | 3684 | 608 | 1153 |  |  | 263.5 | 28 | 28 | 800 | EC motor | 5060 | 1 | no | no | D | D | Aluminum | 2025-01-02 | 6 | 4 | yes | piece | 1
GCVC PD 063.2/24-47 | GCVC PD | 063.2/24-47 | 4247244 | finoox | GCVC 063.2C/2x4-2557-2-D/4/64/2.10/3600/EXS/1/015023 | 25345 | 4 | 2 | 2557 | Axial | 209417 | 209409 | 481.75 | 63423 | 900 | VT03144U.1 | 4016 | 0.85 | D | 46.66 | 78.53 | 44 | VerticalCompact-BCD_2x4 | 3684 | 800 | 1761 |  |  | 469.8 | 54 | 54 | 630 | EC motor | 5060 | 2 | no | no | C | D | Epoxy coated aluminum | 2025-01-02 | 4 | 4 | yes | piece | 1
GCVC PD 063.2/11-61 | GCVC PD | 063.2/11-61 | 4251867 | finoox | GCVC 063.2D/1x1-2552-2-D/6/40/2.10/1200/EXS/1/015023 | 6397 | 1 | 1 | 2552 | Axial | 62722 | 63018 | 150.55 | 15126 | 1435 | VT03143U.1 | 1985-02-01 | 2025-03-04 | E | 60.92 | 92.29 | 2025-01-13 | VerticalCompact-BCD_1x1 | 1284 | 611 | 1153 |  |  | 127.9 | 28 | 28 | 630 | EC motor | 5060 | 2 | no | no | D | D | Epoxy coated aluminum | 2025-01-02 | 10 | 6 | yes | piece | 1
GCVC PD 050.2/22-57 | GCVC PD | 050.2/22-57 | 4246176 | finoox | GCVC 050.2D/2x2-2562-2-D/6/80/2.10/2400/AXS/1/015023 | 15337 | 2 | 2 | 2562 | Axial | 179872 | 180614 | 602.19 | 35977 | 1595 | VT03013U.1 | 3488 | 1965-01-01 | D | 56.87 | 88.68 | 55.2 | VerticalCompact-BCD_2x2 | 2484 | 800 | 2161 |  |  | 407.3 | 54 | 54 | 500 | EC motor | 5060 | 2 | no | no | D | D | Aluminum | 2025-01-02 | 6 | 6 | yes | piece | 1
GCVC PD 050.2/11-43 | GCVC PD | 050.2/11-43 | 4250318 | finoox | GCVC 050.2D/1x1-2522-1-D/3/40/2.10/1200/AXS/1/015023 | 3016 | 1 | 1 | 2522 | Axial | 25914 | 25968 | 75.27 | 7075 | 1200 | VT03011U.1 | 0.369 | 2025-09-01 | D | 42.77 | 74.13 | 2025-06-06 | VerticalCompact-BCD_1x1 | 1284 | 586 | 1153 |  |  | 82.3 | 22 | 22 | 500 | EC motor | 5060 | 1 | no | no | D | D | Aluminum | 2025-01-02 | 10 | 3 | yes | piece | 1
GCVC PD 063.2/13-21 | GCVC PD | 063.2/13-21 | 4251331 | finoox | GCVC 063.2C/1x3-2501-1-D/3/32/2.10/2700/EXS/1/015023 | 8237 | 3 | 1 | 2501 | Axial | 32692 | 32653 | 135.49 | 7894 | 345 | VT03145U.1 | 0.093 | 0.15 | A+ | 21.29 | 52.8 | 2025-01-11 | VerticalCompact-BCD_1x3 | 2784 | 615 | 953 |  |  | 160.1 | 22 | 22 | 630 | EC motor | 5060 | 1 | no | no | C | D | Epoxy coated aluminum | 2025-01-02 | 6 | 3 | yes | piece | 1
GCVC PD 080.2/13-50 | GCVC PD | 080.2/13-50 | 4253102 | finoox | GCVC 080.2D/1x3-2536-2-D/6/40/2.10/3600/AXS/1/015023 | 15584 | 3 | 1 | 2536 | Axial | 145247 | 145907 | 451.65 | 29871 | 700 | VT03059U.2 | 2072 | 2025-04-01 | D | 49.81 | 81.49 | 39.2 | VerticalCompact-BCD_1x3 | 3684 | 650 | 1153 |  |  | 347 | 42 | 42 | 800 | EC motor | 5060 | 2 | no | no | D | D | Aluminum | 2025-01-02 | 4 | 6 | yes | piece | 1
GCVC PD 063.2/23-65 | GCVC PD | 063.2/23-65 | 4246993 | finoox | GCVC 063.2C/2x3-2548-2-D/4/64/2.10/2700/EXS/1/015023 | 24837 | 3 | 2 | 2548 | Axial | 189611 | 190012 | 361.32 | 61894 | 1135 | VT03143U.1 | 8743 | 1937-02-01 | E | 64.7 | 96.45 | 34.7 | VerticalCompact-BCD_2x3 | 2784 | 800 | 1761 |  |  | 471.1 | 54 | 54 | 630 | EC motor | 5060 | 2 | no | no | C | D | Epoxy coated aluminum | 2025-01-02 | 4 | 4 | yes | piece | 1
GCVC PD 080.3/12-51 | GCVC PD | 080.3/12-51 | 6205864 | finoox | GCVC 080.3D/1x2-3559-2-D/3/40/2.10/2400/EXS/1/015023 | 10032 | 2 | 1 | 3559 | Axial | 94177 | 94276 | 150.55 | 42051 | 1045 | VT01445U.3 | 1959-04-01 | 1965-03-01 | E | 50.93 | 82.45 | 2025-06-13 | VerticalCompact-BCD_1x2 | 2484 | 620 | 1153 |  |  | 207.8 | 35 | 35 | 800 | EC motor | 5060 | 2 | no | no | D | D | Epoxy coated aluminum | 2025-01-02 | 4 | 3 | yes | piece | 1
GCVC PD 050.2/13-43 | GCVC PD | 050.2/13-43 | 4250666 | finoox | GCVC 050.2D/1x3-2384-I-D/3/40/2.10/3600/AXS/1/015023 | 6045 | 3 | 1 | 2384 | Axial | 67932 | 67867 | 225.82 | 17406 | 790 | VT01435 | 1055 | 0.88 | D | 43.49 | 75.17 | 2025-03-19 | VerticalCompact-BCD_1x3 | 3684 | 596 | 1153 |  |  | 237.9 | 35 | 35 | 500 | AC motor | 60 | I | no | no | D | D | Aluminum | 2025-01-02 | 4 | 3 | yes | piece | 1
GCVC PD 050.2/22-34 | GCVC PD | 050.2/22-34 | 4245091 | finoox | GCVC 050.2C/2x2-2387-L-D/6/64/2.10/1800/EXS/1/015023 | 8661 | 2 | 2 | 2387 | Axial | 62151 | 62518 | 361.32 | 11045 | 500 | VT01435 | 0.711 | 0.37 | C | 34.43 | 66.06 | 2025-01-30 | VerticalCompact-BCD_2x2 | 1884 | 800 | 1761 |  |  | 279.8 | 28 | 28 | 500 | AC motor | 60 | L | no | no | C | D | Epoxy coated aluminum | 2025-01-02 | 8 | 6 | yes | piece | 1
GCVC PD 050.2/14-26 | GCVC PD | 050.2/14-26 | 4249992 | finoox | GCVC 050.2C/1x4-2391-L-D/6/32/2.10/3600/AXS/1/015023 | 7737 | 4 | 1 | 2391 | Axial | 57848 | 58217 | 361.32 | 10071 | 520 | VT01437 | 0.418 | 0.18 | B | 26.48 | 58.11 | 29 | VerticalCompact-BCD_1x4 | 3684 | 596 | 953 |  |  | 266.4 | 28 | 28 | 500 | AC motor | 60 | L | no | no | C | D | Aluminum | 2025-01-02 | 6 | 6 | yes | piece | 1
GCVC PD 050.2/12-24 | GCVC PD | 050.2/12-24 | 4249523 | finoox | GCVC 050.2C/1x2-2391-L-D/6/32/2.10/1800/EXS/1/015023 | 4449 | 2 | 1 | 2391 | Axial | 28732 | 28.93 | 180.66 | 5035 | 520 | VT01437 | 0.209 | 0.18 | B | 23.71 | 55.1 | 2025-08-14 | VerticalCompact-BCD_1x2 | 1884 | 596 | 953 |  |  | 138.7 | 22 | 22 | 500 | AC motor | 60 | L | no | no | C | D | Epoxy coated aluminum | 2025-01-02 | 8 | 6 | yes | piece | 1
GCVC PD 050.2/24-59 | GCVC PD | 050.2/24-59 | 4245600 | finoox | GCVC 050.2C/2x4-2420-2-D/3/64/2.10/3600/AXS/1/015023 | 20825 | 4 | 2 | 2420 | Axial | 186457 | 185815 | 361.32 | 73445 | 1600 | VT03013U.1 | 7352 | 1965-01-01 | E | 59.26 | 91.12 | 34.6 | VerticalCompact-BCD_2x4 | 3684 | 800 | 1761 |  |  | 431 | 54 | 54 | 500 | EC motor | 5060 | 2 | no | no | C | D | Aluminum | 2025-01-02 | 4 | 3 | yes | piece | 1
GCVC PD 063.2/23-33 | GCVC PD | 063.2/23-33 | 4247804 | finoox | GCVC 063.2D/2x3-2398-I-D/6/80/2.10/3600/AXS/1/015023 | 19969 | 3 | 2 | 2398 | Axial | 150104 | 150925 | 903.29 | 26307 | 460 | VT01442 | 0.831 | 0.32 | B | 32.86 | 64.82 | 75.1 | VerticalCompact-BCD_2x3 | 3684 | 800 | 2161 |  |  | 583.3 | 42 | 42 | 630 | AC motor | 60 | I | no | no | D | D | Aluminum | 2025-01-02 | 6 | 6 | yes | piece | 1
GCVC PD 063.2/22-31 | GCVC PD | 063.2/22-31 | 4246677 | finoox | GCVC 063.2C/2x2-2398-I-D/3/64/2.10/1800/EXS/1/015023 | 9085 | 2 | 2 | 2398 | Axial | 58625 | 58545 | 180.66 | 16258 | 460 | VT01442 | 0.565 | 0.32 | C | 30.91 | 62.54 | 2025-09-15 | VerticalCompact-BCD_2x2 | 1884 | 800 | 1761 |  |  | 223.9 | 28 | 28 | 630 | AC motor | 60 | I | no | no | C | D | Epoxy coated aluminum | 2025-01-02 | 8 | 3 | yes | piece | 1
GCVC PD 080.2/23-36 | GCVC PD | 080.2/23-36 | 4248677 | finoox | GCVC 080.2D/2x3-2499-1-D/4/80/2.10/3600/AXS/1/015023 | 23811 | 3 | 2 | 2499 | Axial | 189323 | 189595 | 602.19 | 44107 | 465 | VT03062U.1 | 1168 | 0.95 | B | 35.65 | 67.61 | 54.8 | VerticalCompact-BCD_2x3 | 3684 | 800 | 2161 |  |  | 513 | 54 | 54 | 800 | EC motor | 5060 | 1 | no | no | D | D | Aluminum | 2025-01-02 | 4 | 4 | yes | piece | 1
GCVC PD 050.2/23-39 | GCVC PD | 050.2/23-39 | 4245399 | finoox | GCVC 050.2C/2x3-2515-1-D/6/64/2.10/2700/EXS/1/015023 | 16419 | 3 | 2 | 2515 | Axial | 114174 | 114514 | 541.97 | 21671 | 755 | VT03011U.1 | 0.688 | 0.58 | B | 39.07 | 70.81 | 46.2 | VerticalCompact-BCD_2x3 | 2784 | 800 | 1761 |  |  | 380.6 | 42 | 42 | 500 | EC motor | 5060 | 1 | no | no | C | D | Epoxy coated aluminum | 2025-01-02 | 8 | 6 | yes | piece | 1
GCVC PD 080.2/11-31 | GCVC PD | 080.2/11-31 | 4252468 | finoox | GCVC 080.2D/1x1-2484-1-D/3/40/2.10/1200/AXS/1/015023 | 4465 | 1 | 1 | 2484 | Axial | 29482 | 29509 | 75.27 | 8626 | 505 | VT03061U.1 | 0.243 | 2015-01-01 | B | 30.94 | 62.3 | 2025-06-06 | VerticalCompact-BCD_1x1 | 1284 | 608 | 1153 |  |  | 89.4 | 22 | 22 | 800 | EC motor | 5060 | 1 | no | no | D | D | Aluminum | 2025-01-02 | 10 | 3 | yes | piece | 1
GCVC PD 080.2/13-52 | GCVC PD | 080.2/13-52 | 4253114 | finoox | GCVC 080.2D/1x3-2538-2-D/6/40/2.10/3600/AXS/1/015023 | 15596 | 3 | 1 | 2538 | Axial | 160703 | 161403 | 451.65 | 34606 | 800 | VT03059U.2 | 3073 | 1989-01-01 | D | 52.48 | 84.17 | 39.4 | VerticalCompact-BCD_1x3 | 3684 | 650 | 1153 |  |  | 347.4 | 54 | 54 | 800 | EC motor | 5060 | 2 | no | no | D | D | Aluminum | 2025-01-02 | 4 | 6 | yes | piece | 1
GCVC PD 063.2/14-41 | GCVC PD | 063.2/14-41 | 4251636 | finoox | GCVC 063.2C/1x4-2555-2-D/3/32/2.10/3600/AXS/1/015023 | 11222 | 4 | 1 | 2555 | Axial | 84478 | 84126 | 180.66 | 29590 | 800 | VT03144U.1 | 1938-01-01 | 0.69 | D | 41.32 | 72.95 | 2025-05-15 | VerticalCompact-BCD_1x4 | 3684 | 623 | 953 |  |  | 226.8 | 35 | 35 | 630 | EC motor | 5060 | 2 | no | no | C | D | Aluminum | 2025-01-02 | 4 | 3 | yes | piece | 1
GCVC PD 050.2/21-55 | GCVC PD | 050.2/21-55 | 4244999 | finoox | GCVC 050.2C/2x1-2563-2-D/6/64/2.10/900/EXS/1/015023 | 7493 | 1 | 2 | 2563 | Axial | 71332 | 71.97 | 180.66 | 16736 | 1680 | VT03013U.1 | 2197 | 1975-01-01 | E | 54.72 | 86.23 | 2025-04-17 | VerticalCompact-BCD_2x1 | 984 | 800 | 1761 |  |  | 155.5 | 35 | 35 | 500 | EC motor | 5060 | 2 | no | no | C | D | Epoxy coated aluminum | 2025-01-02 | 8 | 6 | yes | piece | 1
GCVC PD 063.2/23-33 | GCVC PD | 063.2/23-33 | 4247887 | finoox | GCVC 063.2D/2x3-2507-1-D/4/80/2.10/3600/AXS/1/015023 | 20188 | 3 | 2 | 2507 | Axial | 149005 | 149338 | 602.19 | 31634 | 580 | VT03145U.1 | 0.569 | 0.55 | A+ | 33.21 | 65.17 | 51.7 | VerticalCompact-BCD_2x3 | 3684 | 800 | 2161 |  |  | 473.2 | 42 | 42 | 630 | EC motor | 5060 | 1 | no | no | D | D | Aluminum | 2025-01-02 | 4 | 4 | yes | piece | 1
GCVC PD 063.2/12-29 | GCVC PD | 063.2/12-29 | 4252048 | finoox | GCVC 063.2D/1x2-2507-1-D/3/40/2.10/2400/AXS/1/015023 | 6675 | 2 | 1 | 2507 | Axial | 43411 | 43415 | 150.55 | 10922 | 580 | VT03145U.1 | 0.184 | 0.55 | A+ | 28.93 | 60.46 | 2025-09-12 | VerticalCompact-BCD_1x2 | 2484 | 615 | 1153 |  |  | 153.7 | 28 | 28 | 630 | EC motor | 5060 | 1 | no | no | D | D | Aluminum | 2025-01-02 | 6 | 3 | yes | piece | 1
GCVC PD 050.2/23-45 | GCVC PD | 050.2/23-45 | 4245422 | finoox | GCVC 050.2C/2x3-2519-1-D/4/64/2.10/2700/EXS/1/015023 | 14261 | 3 | 2 | 2519 | Axial | 121911 | 121863 | 361.32 | 31699 | 1010 | VT03011U.1 | 1478 | 2015-01-01 | C | 45.44 | 77.19 | 32.1 | VerticalCompact-BCD_2x3 | 2784 | 800 | 1761 |  |  | 327.4 | 42 | 42 | 500 | EC motor | 5060 | 1 | no | no | C | D | Epoxy coated aluminum | 2025-01-02 | 6 | 4 | yes | piece | 1
GCVC PD 050.2/14-56 | GCVC PD | 050.2/14-56 | 4250098 | finoox | GCVC 050.2C/1x4-2561-2-D/3/32/2.10/3600/AXS/1/015023 | 10353 | 4 | 1 | 2561 | Axial | 88776 | 88393 | 180.66 | 32975 | 1505 | VT03013U.1 | 3009 | 1938-01-01 | E | 55.5 | 87.13 | 2025-05-15 | VerticalCompact-BCD_1x4 | 3684 | 607 | 953 |  |  | 223.8 | 35 | 35 | 500 | EC motor | 5060 | 2 | no | no | C | D | Aluminum | 2025-01-02 | 4 | 3 | yes | piece | 1
GCVC PD 050.2/21-53 | GCVC PD | 050.2/21-53 | 4245932 | finoox | GCVC 050.2D/2x1-2561-2-D/4/80/2.10/1200/EXS/1/015023 | 7761 | 1 | 2 | 2561 | Axial | 69522 | 69692 | 200.73 | 17494 | 1505 | VT03013U.1 | 1436 | 1938-01-01 | D | 53.22 | 84.87 | 2025-04-19 | VerticalCompact-BCD_2x1 | 1284 | 800 | 2161 |  |  | 187.4 | 35 | 35 | 500 | EC motor | 5060 | 2 | no | no | D | D | Epoxy coated aluminum | 2025-01-02 | 10 | 4 | yes | piece | 1
GCVC PD 063.2/24-26 | GCVC PD | 063.2/24-26 | 4247127 | finoox | GCVC 063.2C/2x4-2501-1-D/4/64/2.10/3600/AXS/1/015023 | 21476 | 4 | 2 | 2501 | Axial | 95216 | 95.27 | 481.75 | 19548 | 345 | VT03145U.1 | 0.253 | 0.15 | A+ | 26.44 | 58.3 | 40.1 | VerticalCompact-BCD_2x4 | 3684 | 800 | 1761 |  |  | 429 | 35 | 35 | 630 | EC motor | 5060 | 1 | no | no | C | D | Aluminum | 2025-01-02 | 6 | 4 | yes | piece | 1
GCVC PD 080.3/21-50 | GCVC PD | 080.3/21-50 | 6172002 | finoox | GCVC 080.3D/2x1-3481-D-D/3/80/2.10/1200/AXS/1/015023 | 6978 | 1 | 2 | 3481 | Axial | 86921 | 87203 | 150.55 | 32903 | 850 | VT01526 | 3425 | 2025-03-03 | E | 49.69 | 81.34 | 2025-04-15 | VerticalCompact-BCD_2x1 | 1284 | 800 | 2161 |  |  | 217.7 | 35 | 35 | 800 | AC motor | 50 | D | no | no | D | D | Aluminum | 2025-01-02 | 8 | 3 | yes | piece | 1
GCVC PD 050.2/23-33 | GCVC PD | 050.2/23-33 | 4245313 | finoox | GCVC 050.2C/2x3-2385-J-D/3/64/2.10/2700/EXS/1/015023 | 9624 | 3 | 2 | 2385 | Axial | 67681 | 67592 | 270.99 | 16590 | 430 | VT01435 | 0.797 | 0.32 | C | 33.12 | 64.87 | 2025-09-23 | VerticalCompact-BCD_2x3 | 2784 | 800 | 1761 |  |  | 329.1 | 35 | 35 | 500 | AC motor | 60 | J | no | no | C | D | Epoxy coated aluminum | 2025-01-02 | 6 | 3 | yes | piece | 1
GCVC PD 063.2/11-49 | GCVC PD | 063.2/11-49 | 4251674 | finoox | GCVC 063.2D/1x1-2357-S-D/4/40/2.10/1200/EXS/1/015023 | 4450 | 1 | 1 | 2357 | Axial | 43.09 | 43149 | 100.37 | 12319 | 1040 | VT01441 | 1517 | 3 | E | 49.16 | 80.53 | 2025-01-09 | VerticalCompact-BCD_1x1 | 1284 | 606 | 1153 |  |  | 113.8 | 28 | 28 | 630 | AC motor | 50 | S | no | no | D | D | Epoxy coated aluminum | 2025-01-02 | 10 | 4 | yes | piece | 1
GCVC PD 050.2/14-46 | GCVC PD | 050.2/14-46 | 4250015 | finoox | GCVC 050.2C/1x4-2421-1-D/4/32/2.10/3600/AXS/1/015023 | 8815 | 4 | 1 | 2421 | Axial | 94467 | 94599 | 240.88 | 25016 | 1150 | VT03011U.1 | 1436 | 1975-01-01 | D | 45.91 | 77.53 | 2025-02-20 | VerticalCompact-BCD_1x4 | 3684 | 586 | 953 |  |  | 222.7 | 35 | 35 | 500 | EC motor | 5060 | 1 | no | no | C | D | Aluminum | 2025-01-02 | 4 | 4 | yes | piece | 1
GCVC PD 050.2/23-61 | GCVC PD | 050.2/23-61 | 4245353 | finoox | GCVC 050.2C/2x3-2410-2-D/4/64/2.10/2700/AXS/1/015023 | 17093 | 3 | 2 | 2410 | Axial | 187787 | 188531 | 361.32 | 56764 | 1770 | VT03013U.1 | 7424 | 2025-01-02 | E | 60.5 | 92.24 | 34.7 | VerticalCompact-BCD_2x3 | 2784 | 800 | 1761 |  |  | 360.2 | 54 | 54 | 500 | EC motor | 5060 | 2 | no | no | C | D | Aluminum | 2025-01-02 | 4 | 4 | yes | piece | 1
GCVC PD 050.2/11-47 | GCVC PD | 050.2/11-47 | 4249378 | finoox | GCVC 050.2C/1x1-2559-2-D/3/32/2.10/900/AXS/1/015023 | 3097 | 1 | 1 | 2559 | Axial | 21899 | 22029 | 45.16 | 7245 | 1330 | VT03013U.1 | 0.521 | 2025-08-01 | D | 47.08 | 78.35 | 4 | VerticalCompact-BCD_1x1 | 984 | 607 | 953 |  |  | 63.9 | 18 | 18 | 500 | EC motor | 5060 | 2 | no | no | C | D | Aluminum | 2025-01-02 | 8 | 3 | yes | piece | 1
GCVC PD 063.2/24-38 | GCVC PD | 063.2/24-38 | 4247177 | finoox | GCVC 063.2C/2x4-2509-1-D/3/64/2.10/3600/EXS/1/015023 | 21086 | 4 | 2 | 2509 | Axial | 136103 | 135973 | 361.32 | 41694 | 655 | VT03145U.1 | 1165 | 0.75 | B | 38.33 | 70.19 | 32 | VerticalCompact-BCD_2x4 | 3684 | 800 | 1761 |  |  | 396.4 | 42 | 42 | 630 | EC motor | 5060 | 1 | no | no | C | D | Epoxy coated aluminum | 2025-01-02 | 4 | 3 | yes | piece | 1
GCVC PD 045.2/13-48 | GCVC PD | 045.2/13-48 | 4243984 | finoox | GCVC 045.2B/1x3-2530-1-D/3/24/2.10/2160/AXS/1/015023 | 5232 | 3 | 1 | 2530 | Axial | 37803 | 37802 | 81.3 | 12695 | 1200 | VT03007U.1 | 0.842 | 2025-01-01 | D | 48.25 | 79.63 | 2025-08-06 | VerticalCompact-BCD_1x3a | 2244 | 535 | 753 |  |  | 108.7 | 22 | 22 | 450 | EC motor | 5060 | 1 | no | no | B | D | Aluminum | 2025-01-02 | 6 | 3 | yes | piece | 1
GCVC PD 045.2/11-47 | GCVC PD | 045.2/11-47 | 4248903 | finoox | GCVC 045.2C/1x1-2533-1-D/3/32/2.10/900/EXS/1/015023 | 2770 | 1 | 1 | 2533 | Axial | 18517 | 18608 | 45.16 | 5834 | 1425 | VT03007U.1 | 0.448 | 2025-09-01 | D | 46.88 | 78.14 | 2025-09-03 | VerticalCompact-BCD_1x1 | 984 | 535 | 953 |  |  | 57.5 | 16 | 16 | 450 | EC motor | 5060 | 1 | no | no | C | D | Epoxy coated aluminum | 2025-01-02 | 8 | 3 | yes | piece | 1
GCVC PD 050.2/12-54 | GCVC PD | 050.2/12-54 | 4249635 | finoox | GCVC 050.2C/1x2-2562-2-D/3/32/2.10/1800/EXS/1/015023 | 5520 | 2 | 1 | 2562 | Axial | 46745 | 46795 | 90.33 | 17489 | 1595 | VT03013U.1 | 1978-01-01 | 1965-01-01 | E | 53.98 | 85.37 | 8 | VerticalCompact-BCD_1x2 | 1884 | 607 | 953 |  |  | 117.7 | 28 | 28 | 500 | EC motor | 5060 | 2 | no | no | C | D | Epoxy coated aluminum | 2025-01-02 | 6 | 3 | yes | piece | 1
GCVC PD 063.2/21-16 | GCVC PD | 063.2/21-16 | 4247357 | finoox | GCVC 063.2D/2x1-2500-1-D/6/80/2.10/1200/EXS/1/015023 | 9849 | 1 | 2 | 2500 | Axial | 30199 | 30.48 | 301.1 | 4997 | 310 | VT03145U.1 | 0.049 | 0.13 | A+ | 15.92 | 47.57 | 2025-03-25 | VerticalCompact-BCD_2x1 | 1284 | 800 | 2161 |  |  | 208.6 | 22 | 22 | 630 | EC motor | 5060 | 1 | no | no | D | D | Epoxy coated aluminum | 2025-01-02 | 12 | 6 | yes | piece | 1
GCVC PD 063.2/11-19 | GCVC PD | 063.2/11-19 | 4251781 | finoox | GCVC 063.2D/1x1-2503-1-D/3/40/2.10/1200/EXS/1/015023 | 4254 | 1 | 1 | 2503 | Axial | 16865 | 16877 | 75.27 | 3959 | 425 | VT03145U.1 | 0.043 | 0.25 | A+ | 19.31 | 50.67 | 2025-03-06 | VerticalCompact-BCD_1x1 | 1284 | 615 | 1153 |  |  | 82.4 | 16 | 16 | 630 | EC motor | 5060 | 1 | no | no | D | D | Epoxy coated aluminum | 2025-01-02 | 10 | 3 | yes | piece | 1
GCVC PD 080.3/21-58 | GCVC PD | 080.3/21-58 | 6099077 | finoox | GCVC 080.3D/2x1-3558-2-D/4/80/2.10/1200/EXS/1/015023 | 11084 | 1 | 2 | 3558 | Axial | 110366 | 110786 | 200.73 | 37289 | 1060 | VT01445U.3 | 4975 | 2025-04-04 | E | 57.53 | 89.18 | 2025-09-20 | VerticalCompact-BCD_2x1 | 1284 | 800 | 2161 |  |  | 236.2 | 42 | 42 | 800 | EC motor | 5060 | 2 | no | no | D | D | Epoxy coated aluminum | 2025-01-02 | 8 | 4 | yes | piece | 1
GCVC PD 045.2/11-44 | GCVC PD | 045.2/11-44 | 4248824 | finoox | GCVC 045.2C/1x1-0426-W-D/6/32/2.10/900/AXS/1/015023 | 2483 | 1 | 1 | 426 | Axial | 25509 | 25721 | 90.33 | 5100 | 1360 | VT0326U | 0.433 | 2025-02-02 | D | 44.37 | 75.63 | 2025-07-07 | VerticalCompact-BCD_1x1 | 984 | 521 | 953 |  |  | 74.4 | 18 | 18 | 450 | AC motor | 50 | W | no | no | C | D | Aluminum | 2025-01-02 | 12 | 6 | yes | piece | 1
GCVC PD 063.2/24-35 | GCVC PD | 063.2/24-35 | 4247055 | finoox | GCVC 063.2C/2x4-2358-D-D/4/64/2.10/3600/AXS/1/015023 | 16769 | 4 | 2 | 2358 | Axial | 127299 | 127557 | 481.75 | 27643 | 430 | VT01442 | 0.965 | 0.32 | B | 34.55 | 66.41 | 41.4 | VerticalCompact-BCD_2x4 | 3684 | 800 | 1761 |  |  | 458.4 | 42 | 42 | 630 | AC motor | 50 | D | no | no | C | D | Aluminum | 2025-01-02 | 4 | 4 | yes | piece | 1
GCVC PD 063.2/23-26 | GCVC PD | 063.2/23-26 | 4247770 | finoox | GCVC 063.2D/2x3-2359-S-D/4/80/2.10/3600/EXS/1/015023 | 17534 | 3 | 2 | 2359 | Axial | 103451 | 103614 | 602.19 | 20578 | 320 | VT01442 | 0.376 | 0.14 | A+ | 2025-05-25 | 57.46 | 50.2 | VerticalCompact-BCD_2x3 | 3684 | 800 | 2161 |  |  | 490.9 | 35 | 35 | 630 | AC motor | 50 | S | no | no | D | D | Epoxy coated aluminum | 2025-01-02 | 6 | 4 | yes | piece | 1
GCVC PD 050.2/23-38 | GCVC PD | 050.2/23-38 | 4245329 | finoox | GCVC 050.2C/2x3-2388-I-D/4/64/2.10/2700/AXS/1/015023 | 9975 | 3 | 2 | 2388 | Axial | 103746 | 103.83 | 361.32 | 23667 | 710 | VT01437 | 0.961 | 0.34 | C | 37.72 | 69.47 | 32.1 | VerticalCompact-BCD_2x3 | 2784 | 800 | 1761 |  |  | 341.8 | 42 | 42 | 500 | AC motor | 60 | I | no | no | C | D | Aluminum | 2025-01-02 | 6 | 4 | yes | piece | 1
GCVC PD 050.2/22-49 | GCVC PD | 050.2/22-49 | 4245122 | finoox | GCVC 050.2C/2x2-2411-1-D/3/64/2.10/1800/AXS/1/015023 | 8540 | 2 | 2 | 2411 | Axial | 85.16 | 85293 | 180.66 | 27541 | 1260 | VT03011U.1 | 1834 | 2025-02-02 | D | 48.91 | 80.54 | 17 | VerticalCompact-BCD_2x2 | 1884 | 800 | 1761 |  |  | 208 | 35 | 35 | 500 | EC motor | 5060 | 1 | no | no | C | D | Aluminum | 2025-01-02 | 6 | 3 | yes | piece | 1
GCVC PD 063.2/12-66 | GCVC PD | 063.2/12-66 | 4251102 | finoox | GCVC 063.2C/1x2-2412-2-D/3/32/2.10/1800/EXS/1/015023 | 8187 | 2 | 1 | 2412 | Axial | 59182 | 59232 | 90.33 | 30018 | 1510 | VT03143U.1 | 6778 | 5 | E | 65.63 | 97.02 | 8 | VerticalCompact-BCD_1x2 | 1884 | 611 | 953 |  |  | 154.7 | 28 | 28 | 630 | EC motor | 5060 | 2 | no | no | C | D | Epoxy coated aluminum | 2025-01-02 | 6 | 3 | yes | piece | 1
GCVC PD 045.2/11-39 | GCVC PD | 045.2/11-39 | 4248868 | finoox | GCVC 045.2C/1x1-2527-1-D/4/32/2.10/900/EXS/1/015023 | 2852 | 1 | 1 | 2527 | Axial | 16.54 | 16651 | 60.22 | 3846 | 975 | VT03007U.1 | 0.153 | 0.68 | C | 38.56 | 69.82 | 2025-01-05 | VerticalCompact-BCD_1x1 | 984 | 535 | 953 |  |  | 61.9 | 16 | 16 | 450 | EC motor | 5060 | 1 | no | no | C | D | Epoxy coated aluminum | 2025-01-02 | 8 | 4 | yes | piece | 1
GCVC PD 063.2/21-44 | GCVC PD | 063.2/21-44 | 4247490 | finoox | GCVC 063.2D/2x1-2558-2-D/3/80/2.10/1200/AXS/1/015023 | 8181 | 1 | 2 | 2558 | Axial | 65287 | 65316 | 150.55 | 20400 | 950 | VT03144U.1 | 1004 | 1 | D | 44.17 | 75.82 | 2025-03-15 | VerticalCompact-BCD_2x1 | 1284 | 800 | 2161 |  |  | 173.9 | 35 | 35 | 630 | EC motor | 5060 | 2 | no | no | D | D | Aluminum | 2025-01-02 | 10 | 3 | yes | piece | 1
GCVC PD 050.2/21-36 | GCVC PD | 050.2/21-36 | 4244933 | finoox | GCVC 050.2C/2x1-2516-1-D/6/64/2.10/900/EXS/1/015023 | 6284 | 1 | 2 | 2516 | Axial | 40879 | 41233 | 180.66 | 7863 | 820 | VT03011U.1 | 0.285 | 0.68 | B | 36.26 | 67.77 | 2025-06-15 | VerticalCompact-BCD_2x1 | 984 | 800 | 1761 |  |  | 144.2 | 22 | 22 | 500 | EC motor | 5060 | 1 | no | no | C | D | Epoxy coated aluminum | 2025-01-02 | 12 | 6 | yes | piece | 1
GCVC PD 063.2/13-40 | GCVC PD | 063.2/13-40 | 4251430 | finoox | GCVC 063.2C/1x3-2555-2-D/3/32/2.10/2700/AXS/1/015023 | 8810 | 3 | 1 | 2555 | Axial | 66629 | 66747 | 135.49 | 22193 | 800 | VT03144U.1 | 1035 | 0.69 | D | 40.18 | 71.7 | 12 | VerticalCompact-BCD_1x3 | 2784 | 623 | 953 |  |  | 173.8 | 35 | 35 | 630 | EC motor | 5060 | 2 | no | no | C | D | Aluminum | 2025-01-02 | 4 | 3 | yes | piece | 1
GCVC PD 063.2/11-38 | GCVC PD | 063.2/11-38 | 4251883 | finoox | GCVC 063.2D/1x1-2555-2-D/3/40/2.10/1200/EXS/1/015023 | 4541 | 1 | 1 | 2555 | Axial | 28524 | 28525 | 75.27 | 8548 | 800 | VT03144U.1 | 0.305 | 0.69 | C | 37.6 | 68.97 | 2025-06-06 | VerticalCompact-BCD_1x1 | 1284 | 623 | 1153 |  |  | 87.4 | 22 | 22 | 630 | EC motor | 5060 | 2 | no | no | D | D | Epoxy coated aluminum | 2025-01-02 | 10 | 3 | yes | piece | 1
GCVC PD 050.2/11-36 | GCVC PD | 050.2/11-36 | 4250292 | finoox | GCVC 050.2D/1x1-2517-1-D/4/40/2.10/1200/EXS/1/015023 | 3332 | 1 | 1 | 2517 | Axial | 23.71 | 23776 | 100.37 | 5104 | 880 | VT03011U.1 | 0.157 | 0.84 | B | 35.92 | 67.28 | 2025-04-08 | VerticalCompact-BCD_1x1 | 1284 | 586 | 1153 |  |  | 88.9 | 18 | 18 | 500 | EC motor | 5060 | 1 | no | no | D | D | Epoxy coated aluminum | 2025-01-02 | 10 | 4 | yes | piece | 1
GCVC PD 045.2/12-41 | GCVC PD | 045.2/12-41 | 4243910 | finoox | GCVC 045.2B/1x2-2526-1-D/3/24/2.10/1440/EXS/1/015023 | 3998 | 2 | 1 | 2526 | Axial | 20.82 | 20824 | 54.2 | 6230 | 900 | VT03007U.1 | 0.249 | 0.58 | C | 40.5 | 71.78 | 2025-06-04 | VerticalCompact-BCD_1x2 | 1524 | 535 | 753 |  |  | 75.4 | 18 | 18 | 450 | EC motor | 5060 | 1 | no | no | B | D | Epoxy coated aluminum | 2025-01-02 | 8 | 3 | yes | piece | 1
GCVC PD 050.2/22-30 | GCVC PD | 050.2/22-30 | 4245031 | finoox | GCVC 050.2C/2x2-2337-S-D/3/64/2.10/1800/EXS/1/015023 | 6593 | 2 | 2 | 2337 | Axial | 47296 | 47263 | 180.66 | 11754 | 510 | VT01437 | 0.317 | 0.16 | B | 29.91 | 61.54 | 2025-09-15 | VerticalCompact-BCD_2x2 | 1884 | 800 | 1761 |  |  | 216.6 | 28 | 28 | 500 | AC motor | 50 | S | no | no | C | D | Epoxy coated aluminum | 2025-01-02 | 8 | 3 | yes | piece | 1
GCVC PD 050.2/12-41 | GCVC PD | 050.2/12-41 | 4249476 | finoox | GCVC 050.2C/1x2-2384-I-D/3/32/2.10/1800/AXS/1/015023 | 3336 | 2 | 1 | 2384 | Axial | 34.82 | 34784 | 90.33 | 10407 | 790 | VT01435 | 0.73 | 0.88 | D | 41.45 | 72.84 | 2025-06-07 | VerticalCompact-BCD_1x2 | 1884 | 596 | 953 |  |  | 117.8 | 22 | 22 | 500 | AC motor | 60 | I | no | no | C | D | Aluminum | 2025-01-02 | 8 | 3 | yes | piece | 1
GCVC PD 050.2/12-32 | GCVC PD | 050.2/12-32 | 4244182 | finoox | GCVC 050.2B/1x2-2388-I-D/3/24/2.10/1440/AXS/1/015023 | 2766 | 2 | 1 | 2388 | Axial | 22272 | 22295 | 54.2 | 6639 | 710 | VT01437 | 0.333 | 0.34 | D | 32.19 | 63.48 | 2025-06-04 | VerticalCompact-BCD_1x2 | 1524 | 596 | 753 |  |  | 83.6 | 18 | 18 | 500 | AC motor | 60 | I | no | no | B | D | Aluminum | 2025-01-02 | 8 | 3 | yes | piece | 1
GCVC PD 050.2/22-24 | GCVC PD | 050.2/22-24 | 4246050 | finoox | GCVC 050.2D/2x2-2389-J-D/6/80/2.10/2400/AXS/1/015023 | 10559 | 2 | 2 | 2389 | Axial | 64338 | 64855 | 602.19 | 10593 | 450 | VT01437 | 0.327 | 0.17 | A | 2025-03-24 | 56.11 | 49.1 | VerticalCompact-BCD_2x2 | 2484 | 800 | 2161 |  |  | 388.3 | 28 | 28 | 500 | AC motor | 60 | J | no | no | D | D | Aluminum | 2025-01-02 | 10 | 6 | yes | piece | 1
GCVC PD 050.2/11-21 | GCVC PD | 050.2/11-21 | 4249287 | finoox | GCVC 050.2C/1x1-2391-L-D/6/32/2.10/900/EXS/1/015023 | 2703 | 1 | 1 | 2391 | Axial | 14155 | 14282 | 90.33 | 2518 | 520 | VT01437 | 0.104 | 0.18 | B | 20.82 | 52.09 | 2025-06-07 | VerticalCompact-BCD_1x1 | 984 | 596 | 953 |  |  | 74.7 | 16 | 16 | 500 | AC motor | 60 | L | no | no | C | D | Epoxy coated aluminum | 2025-01-02 | 12 | 6 | yes | piece | 1
GCVC PD 050.2/12-41 | GCVC PD | 050.2/12-41 | 4250423 | finoox | GCVC 050.2D/1x2-2355-X-D/3/40/2.10/2400/EXS/1/015023 | 4322 | 2 | 1 | 2355 | Axial | 43821 | 43788 | 150.55 | 11412 | 810 | VT03093U | 0.564 | 2025-03-01 | C | 41.13 | 72.65 | 2025-09-12 | VerticalCompact-BCD_1x2 | 2484 | 569 | 1153 |  |  | 158.1 | 28 | 28 | 500 | AC motor | 60 | X | no | no | D | D | Epoxy coated aluminum | 2025-01-02 | 6 | 3 | yes | piece | 1
GCVC PD 050.2/13-50 | GCVC PD | 050.2/13-50 | 4250635 | finoox | GCVC 050.2D/1x3-2347-D-D/6/40/2.10/3600/EXS/1/015023 | 9239 | 3 | 1 | 2347 | Axial | 122273 | 122959 | 451.65 | 24281 | 1390 | VT03150U | 1987 | 1941-01-01 | D | 50.19 | 81.87 | 39.2 | VerticalCompact-BCD_1x3 | 3684 | 569 | 1153 |  |  | 306.2 | 42 | 42 | 500 | AC motor | 50 | D | no | no | D | D | Epoxy coated aluminum | 2025-01-02 | 4 | 6 | yes | piece | 1
GCVC PD 080.2/13-28 | GCVC PD | 080.2/13-28 | 4253069 | finoox | GCVC 080.2D/1x3-2495-1-D/4/40/2.10/3600/AXS/1/015023 | 10558 | 3 | 1 | 2495 | Axial | 78892 | 79053 | 301.1 | 17081 | 365 | VT03062U.1 | 0.306 | 0.5 | A+ | 28 | 59.68 | 2025-02-25 | VerticalCompact-BCD_1x3 | 3684 | 608 | 1153 |  |  | 264.2 | 35 | 35 | 800 | EC motor | 5060 | 1 | no | no | D | D | Aluminum | 2025-01-02 | 4 | 4 | yes | piece | 1
GCVC PD 063.2/24-41 | GCVC PD | 063.2/24-41 | 4247219 | finoox | GCVC 063.2C/2x4-2553-2-D/3/64/2.10/3600/EXS/1/015023 | 23700 | 4 | 2 | 2553 | Axial | 151972 | 151808 | 361.32 | 51371 | 700 | VT03144U.1 | 1886 | 0.52 | C | 41.17 | 73.03 | 34.6 | VerticalCompact-BCD_2x4 | 3684 | 800 | 1761 |  |  | 434.9 | 54 | 54 | 630 | EC motor | 5060 | 2 | no | no | C | D | Epoxy coated aluminum | 2025-01-02 | 4 | 3 | yes | piece | 1
GCVC PD 063.2/11-41 | GCVC PD | 063.2/11-41 | 4251899 | finoox | GCVC 063.2D/1x1-2558-2-D/4/40/2.10/1200/AXS/1/015023 | 4567 | 1 | 1 | 2558 | Axial | 38741 | 38924 | 100.37 | 9930 | 950 | VT03144U.1 | 0.516 | 1 | C | 40.83 | 72.2 | 2025-06-08 | VerticalCompact-BCD_1x1 | 1284 | 623 | 1153 |  |  | 94.7 | 22 | 22 | 630 | EC motor | 5060 | 2 | no | no | D | D | Aluminum | 2025-01-02 | 10 | 4 | yes | piece | 1
GCVC PD 063.2/13-46 | GCVC PD | 063.2/13-46 | 4252393 | finoox | GCVC 063.2D/1x3-2558-2-D/3/40/2.10/3600/EXS/1/015023 | 10575 | 3 | 1 | 2558 | Axial | 92702 | 92607 | 225.82 | 30600 | 950 | VT03144U.1 | 1506 | 1 | D | 45.9 | 77.58 | 2025-03-19 | VerticalCompact-BCD_1x3 | 3684 | 623 | 1153 |  |  | 238.2 | 35 | 35 | 630 | EC motor | 5060 | 2 | no | no | D | D | Epoxy coated aluminum | 2025-01-02 | 4 | 3 | yes | piece | 1
GCVC PD 080.2/21-35 | GCVC PD | 080.2/21-35 | 4248064 | finoox | GCVC 080.2D/2x1-2484-1-D/4/80/2.10/1200/EXS/1/015023 | 8711 | 1 | 2 | 2484 | Axial | 65934 | 66097 | 200.73 | 16154 | 505 | VT03061U.1 | 0.501 | 2015-01-01 | B | 34.5 | 66.15 | 2025-04-19 | VerticalCompact-BCD_2x1 | 1284 | 800 | 2161 |  |  | 192.5 | 35 | 35 | 800 | EC motor | 5060 | 1 | no | no | D | D | Epoxy coated aluminum | 2025-01-02 | 10 | 4 | yes | piece | 1
GCVC PD 050.2/13-45 | GCVC PD | 050.2/13-45 | 4244377 | finoox | GCVC 050.2B/1x3-2520-1-D/4/24/2.10/2160/AXS/1/015023 | 5919 | 3 | 1 | 2520 | Axial | 48424 | 48517 | 108.39 | 13706 | 1070 | VT03011U.1 | 0.95 | 2025-04-01 | D | 44.77 | 76.15 | 2025-02-09 | VerticalCompact-BCD_1x3a | 2244 | 586 | 753 |  |  | 123.3 | 28 | 28 | 500 | EC motor | 5060 | 1 | no | no | B | D | Aluminum | 2025-01-02 | 6 | 4 | yes | piece | 1
GCVC PD 050.2/21-52 | GCVC PD | 050.2/21-52 | 4245926 | finoox | GCVC 050.2D/2x1-2560-2-D/4/80/2.10/1200/EXS/1/015023 | 7761 | 1 | 2 | 2560 | Axial | 66735 | 66904 | 200.73 | 16449 | 1415 | VT03013U.1 | 1202 | 2021-01-01 | D | 51.88 | 83.53 | 2025-04-19 | VerticalCompact-BCD_2x1 | 1284 | 800 | 2161 |  |  | 187.4 | 35 | 35 | 500 | EC motor | 5060 | 2 | no | no | D | D | Epoxy coated aluminum | 2025-01-02 | 10 | 4 | yes | piece | 1
GCVC PD 050.2/14-44 | GCVC PD | 050.2/14-44 | 4250066 | finoox | GCVC 050.2C/1x4-2519-1-D/4/32/2.10/3600/EXS/1/015023 | 9267 | 4 | 1 | 2519 | Axial | 83.26 | 83332 | 240.88 | 21133 | 1010 | VT03011U.1 | 0.985 | 2015-01-01 | C | 43.81 | 75.43 | 2025-02-20 | VerticalCompact-BCD_1x4 | 3684 | 586 | 953 |  |  | 222.7 | 35 | 35 | 500 | EC motor | 5060 | 1 | no | no | C | D | Epoxy coated aluminum | 2025-01-02 | 4 | 4 | yes | piece | 1
GCVC PD 050.2/11-41 | GCVC PD | 050.2/11-41 | 4249368 | finoox | GCVC 050.2C/1x1-2521-1-D/6/32/2.10/900/AXS/1/015023 | 3074 | 1 | 1 | 2521 | Axial | 27264 | 27454 | 90.33 | 5550 | 1135 | VT03011U.1 | 0.359 | 1965-01-01 | C | 40.54 | 71.81 | 2025-08-07 | VerticalCompact-BCD_1x1 | 984 | 586 | 953 |  |  | 72.9 | 22 | 22 | 500 | EC motor | 5060 | 1 | no | no | C | D | Aluminum | 2025-01-02 | 12 | 6 | yes | piece | 1
GCVC PD 080.3/22-47 | GCVC PD | 080.3/22-47 | 6146142 | finoox | GCVC 080.3D/2x2-3563-2-D/3/80/2.10/2400/AXS/1/015023 | 21638 | 2 | 2 | 3563 | Axial | 139275 | 138136 | 301.1 | 48153 | 670 | VT01445U.3 | 2562 | 2015-01-01 | D | 47.38 | 79.18 | 2025-04-28 | VerticalCompact-BCD_2x2 | 2484 | 800 | 2161 |  |  | 403.7 | 42 | 42 | 800 | EC motor | 5060 | 2 | no | no | D | D | Aluminum | 2025-01-02 | 6 | 3 | yes | piece | 1
GCVC PD 050.2/11-35 | GCVC PD | 050.2/11-35 | 4249182 | finoox | GCVC 050.2C/1x1-2332-D-D/3/32/2.10/900/AXS/1/015023 | 2146 | 1 | 1 | 2332 | Axial | 17468 | 17561 | 45.16 | 5091 | 850 | VT01435 | 0.26 | 0.74 | D | 35.15 | 66.42 | 2025-09-03 | VerticalCompact-BCD_1x1 | 984 | 596 | 953 |  |  | 64.2 | 16 | 16 | 500 | AC motor | 50 | D | no | no | C | D | Aluminum | 2025-01-02 | 8 | 3 | yes | piece | 1
GCVC PD 063.2/13-54 | GCVC PD | 063.2/13-54 | 4252163 | finoox | GCVC 063.2D/1x3-2357-S-D/4/40/2.10/3600/AXS/1/015023 | 9836 | 3 | 1 | 2357 | Axial | 129906 | 129998 | 301.1 | 36956 | 1040 | VT01441 | 4552 | 3 | E | 53.62 | 85.3 | 26 | VerticalCompact-BCD_1x3 | 3684 | 606 | 1153 |  |  | 316.5 | 42 | 42 | 630 | AC motor | 50 | S | no | no | D | D | Aluminum | 2025-01-02 | 4 | 4 | yes | piece | 1
GCVC PD 050.2/12-46 | GCVC PD | 050.2/12-46 | 4244196 | finoox | GCVC 050.2B/1x2-2411-1-D/3/24/2.10/1440/AXS/1/015023 | 3808 | 2 | 1 | 2411 | Axial | 30369 | 30395 | 54.2 | 11645 | 1260 | VT03011U.1 | 0.999 | 2025-02-02 | E | 45.97 | 77.25 | 2025-07-04 | VerticalCompact-BCD_1x2 | 1524 | 586 | 753 |  |  | 79.2 | 22 | 22 | 500 | EC motor | 5060 | 1 | no | no | B | D | Aluminum | 2025-01-02 | 8 | 3 | yes | piece | 1
GCVC PD 050.2/13-56 | GCVC PD | 050.2/13-56 | 4250729 | finoox | GCVC 050.2D/1x3-2420-2-D/3/40/2.10/3600/EXS/1/015023 | 9729 | 3 | 1 | 2420 | Axial | 91046 | 90955 | 225.82 | 29554 | 1600 | VT03013U.1 | 2593 | 1965-01-01 | E | 55.96 | 87.64 | 2025-03-19 | VerticalCompact-BCD_1x3 | 3684 | 607 | 1153 |  |  | 236.7 | 35 | 35 | 500 | EC motor | 5060 | 2 | no | no | D | D | Epoxy coated aluminum | 2025-01-02 | 4 | 3 | yes | piece | 1
GCVC PD 063.2/22-21 | GCVC PD | 063.2/22-21 | 4247567 | finoox | GCVC 063.2D/2x2-2399-J-D/6/80/2.10/2400/EXS/1/015023 | 15138 | 2 | 2 | 2399 | Axial | 69997 | 70527 | 602.19 | 11745 | 290 | VT01442 | 0.286 | 0.14 | A | 20.87 | 52.68 | 50.5 | VerticalCompact-BCD_2x2 | 2484 | 800 | 2161 |  |  | 397.3 | 35 | 35 | 630 | AC motor | 60 | J | no | no | D | D | Epoxy coated aluminum | 2025-01-02 | 10 | 6 | yes | piece | 1
GCVC PD 045.2/21-48 | GCVC PD | 045.2/21-48 | 4244429 | finoox | GCVC 045.2C/2x1-2419-1-D/3/64/2.10/900/EXS/1/015023 | 4938 | 1 | 2 | 2419 | Axial | 36512 | 36689 | 90.33 | 11407 | 1350 | VT03007U.1 | 0.739 | 1965-01-01 | D | 47.64 | 79.15 | 2025-03-08 | VerticalCompact-BCD_2x1 | 984 | 800 | 1761 |  |  | 114.3 | 22 | 22 | 450 | EC motor | 5060 | 1 | no | no | C | D | Epoxy coated aluminum | 2025-01-02 | 8 | 3 | yes | piece | 1
GCVC PD 063.2/22-67 | GCVC PD | 063.2/22-67 | 4247583 | finoox | GCVC 063.2D/2x2-2412-2-D/3/80/2.10/2400/EXS/1/015023 | 18613 | 2 | 2 | 2412 | Axial | 173854 | 174324 | 301.1 | 70908 | 1510 | VT03143U.1 | 12581 | 5 | E | 66.69 | 98.5 | 31.6 | VerticalCompact-BCD_2x2 | 2484 | 800 | 2161 |  |  | 391.8 | 54 | 54 | 630 | EC motor | 5060 | 2 | no | no | D | D | Epoxy coated aluminum | 2025-01-02 | 4 | 3 | yes | piece | 1
GCVC PD 063.2/11-27 | GCVC PD | 063.2/11-27 | 4250947 | finoox | GCVC 063.2C/1x1-2506-1-D/4/32/2.10/900/AXS/1/015023 | 3759 | 1 | 1 | 2506 | Axial | 17223 | 17385 | 60.22 | 3949 | 540 | VT03145U.1 | 0.089 | 0.45 | A | 26.93 | 58.2 | 2025-01-05 | VerticalCompact-BCD_1x1 | 984 | 615 | 953 |  |  | 64.5 | 16 | 16 | 630 | EC motor | 5060 | 1 | no | no | C | D | Aluminum | 2025-01-02 | 8 | 4 | yes | piece | 1
GCVC PD 063.2/22-36 | GCVC PD | 063.2/22-36 | 4246762 | finoox | GCVC 063.2C/2x2-2509-1-D/3/64/2.10/1800/AXS/1/015023 | 11138 | 2 | 2 | 2509 | Axial | 69703 | 69.63 | 180.66 | 20847 | 655 | VT03145U.1 | 0.583 | 0.75 | B | 35.55 | 67.18 | 2025-09-16 | VerticalCompact-BCD_2x2 | 1884 | 800 | 1761 |  |  | 211.2 | 35 | 35 | 630 | EC motor | 5060 | 1 | no | no | C | D | Aluminum | 2025-01-02 | 8 | 3 | yes | piece | 1
GCVC PD 063.2/22-32 | GCVC PD | 063.2/22-32 | 4247645 | finoox | GCVC 063.2D/2x2-2507-1-D/6/80/2.10/2400/EXS/1/015023 | 17784 | 2 | 2 | 2507 | Axial | 108504 | 109055 | 602.19 | 19506 | 580 | VT03145U.1 | 0.4 | 0.55 | A+ | 32 | 63.81 | 52 | VerticalCompact-BCD_2x2 | 2484 | 800 | 2161 |  |  | 386.4 | 42 | 42 | 630 | EC motor | 5060 | 1 | no | no | D | D | Epoxy coated aluminum | 2025-01-02 | 8 | 6 | yes | piece | 1
GCVC PD 050.2/12-38 | GCVC PD | 050.2/12-38 | 4249580 | finoox | GCVC 050.2C/1x2-2517-1-D/6/32/2.10/1800/AXS/1/015023 | 5237 | 2 | 1 | 2517 | Axial | 44864 | 45.13 | 180.66 | 8507 | 880 | VT03011U.1 | 0.351 | 0.84 | B | 37.98 | 69.37 | 2025-01-15 | VerticalCompact-BCD_1x2 | 1884 | 586 | 953 |  |  | 134.5 | 28 | 28 | 500 | EC motor | 5060 | 1 | no | no | C | D | Aluminum | 2025-01-02 | 8 | 6 | yes | piece | 1
GCVC PD 063.2/21-56 | GCVC PD | 063.2/21-56 | 4247424 | finoox | GCVC 063.2D/2x1-2547-2-D/3/80/2.10/1200/AXS/1/015023 | 9891 | 1 | 2 | 2547 | Axial | 72.44 | 72453 | 150.55 | 24506 | 1055 | VT03143U.1 | 2188 | 2025-01-02 | E | 56.18 | 87.83 | 2025-03-15 | VerticalCompact-BCD_2x1 | 1284 | 800 | 2161 |  |  | 209.9 | 35 | 35 | 630 | EC motor | 5060 | 2 | no | no | D | D | Aluminum | 2025-01-02 | 10 | 3 | yes | piece | 1
GCVC PD 045.2/24-49 | GCVC PD | 045.2/24-49 | 4244732 | finoox | GCVC 045.2C/2x4-2528-1-D/3/64/2.10/3600/AXS/1/015023 | 14185 | 4 | 2 | 2528 | Axial | 123927 | 123.87 | 361.32 | 34121 | 1050 | VT03007U.1 | 1949-01-01 | 0.84 | C | 48.65 | 80.51 | 32 | VerticalCompact-BCD_2x4 | 3684 | 800 | 1761 |  |  | 375.5 | 42 | 42 | 450 | EC motor | 5060 | 1 | no | no | C | D | Aluminum | 2025-01-02 | 4 | 3 | yes | piece | 1
GCVC PD 080.3/22-61 | GCVC PD | 080.3/22-61 | 6084873 | finoox | GCVC 080.3D/2x2-3557-2-D/3/80/2.10/2400/EXS/1/015023 | 22777 | 2 | 2 | 3557 | Axial | 186053 | 186384 | 301.1 | 81932 | 1100 | VT01445U.3 | 10832 | 2025-02-04 | E | 61.07 | 92.88 | 31.6 | VerticalCompact-BCD_2x2 | 2484 | 800 | 2161 |  |  | 409.9 | 54 | 54 | 800 | EC motor | 5060 | 2 | no | no | D | D | Epoxy coated aluminum | 2025-01-02 | 4 | 3 | yes | piece | 1
GCVC PD 080.3/22-57 | GCVC PD | 080.3/22-57 | 6175739 | finoox | GCVC 080.3D/2x2-3561-2-D/3/80/2.10/2400/AXS/1/015023 | 21943 | 2 | 2 | 3561 | Axial | 178963 | 179391 | 301.1 | 68878 | 930 | VT01445U.3 | 6615 | 1975-02-01 | E | 56.62 | 88.43 | 31.6 | VerticalCompact-BCD_2x2 | 2484 | 800 | 2161 |  |  | 409.9 | 54 | 54 | 800 | EC motor | 5060 | 2 | no | no | D | D | Aluminum | 2025-01-02 | 4 | 3 | yes | piece | 1
GCVC PD 063.2/21-22 | GCVC PD | 063.2/21-22 | 4247277 | finoox | GCVC 063.2D/2x1-2359-S-D/3/80/2.10/1200/EXS/1/015023 | 6654 | 1 | 2 | 2359 | Axial | 31392 | 31363 | 150.55 | 7197 | 320 | VT01442 | 0.124 | 0.14 | A+ | 21.89 | 53.54 | 2025-02-13 | VerticalCompact-BCD_2x1 | 1284 | 800 | 2161 |  |  | 169.7 | 22 | 22 | 630 | AC motor | 50 | S | no | no | D | D | Epoxy coated aluminum | 2025-01-02 | 10 | 3 | yes | piece | 1
GCVC PD 063.2/22-22 | GCVC PD | 063.2/22-22 | 4247525 | finoox | GCVC 063.2D/2x2-2359-S-D/6/80/2.10/2400/EXS/1/015023 | 15138 | 2 | 2 | 2359 | Axial | 73198 | 73856 | 602.19 | 12371 | 320 | VT01442 | 0.256 | 0.14 | A+ | 22.25 | 54.06 | 50.5 | VerticalCompact-BCD_2x2 | 2484 | 800 | 2161 |  |  | 397.3 | 35 | 35 | 630 | AC motor | 50 | S | no | no | D | D | Epoxy coated aluminum | 2025-01-02 | 10 | 6 | yes | piece | 1
GCVC PD 050.2/21-29 | GCVC PD | 050.2/21-29 | 4244838 | finoox | GCVC 050.2C/2x1-2385-J-D/3/64/2.10/900/AXS/1/015023 | 3966 | 1 | 2 | 2385 | Axial | 22793 | 22852 | 90.33 | 5530 | 430 | VT01435 | 0.266 | 0.32 | C | 28.59 | 60.1 | 8 | VerticalCompact-BCD_2x1 | 984 | 800 | 1761 |  |  | 126.6 | 18 | 18 | 500 | AC motor | 60 | J | no | no | C | D | Aluminum | 2025-01-02 | 12 | 3 | yes | piece | 1
GCVC PD 063.2/14-27 | GCVC PD | 063.2/14-27 | 4251508 | finoox | GCVC 063.2C/1x4-2401-L-D/3/32/2.10/3600/AXS/1/015023 | 7809 | 4 | 1 | 2401 | Axial | 49369 | 49352 | 180.66 | 12121 | 340 | VT01442 | 0.355 | 0.16 | B | 26.51 | 58.14 | 2025-09-14 | VerticalCompact-BCD_1x4 | 3684 | 598 | 953 |  |  | 223 | 28 | 28 | 630 | AC motor | 60 | L | no | no | C | D | Aluminum | 2025-01-02 | 4 | 3 | yes | piece | 1
GCVC PD 050.2/13-38 | GCVC PD | 050.2/13-38 | 4244307 | finoox | GCVC 050.2B/1x3-2355-X-D/4/24/2.10/2160/AXS/1/015023 | 4195 | 3 | 1 | 2355 | Axial | 40973 | 41064 | 108.39 | 10379 | 810 | VT03093U | 0.895 | 2025-03-01 | D | 37.57 | 68.95 | 2025-02-09 | VerticalCompact-BCD_1x3a | 2244 | 569 | 753 |  |  | 132.6 | 28 | 28 | 500 | AC motor | 60 | X | no | no | B | D | Aluminum | 2025-01-02 | 6 | 4 | yes | piece | 1
GCVC PD 050.2/13-56 | GCVC PD | 050.2/13-56 | 4244339 | finoox | GCVC 050.2B/1x3-2420-2-D/4/24/2.10/2160/EXS/1/015023 | 7732 | 3 | 1 | 2420 | Axial | 59216 | 58853 | 108.39 | 21770 | 1600 | VT03013U.1 | 2025-05-03 | 1965-01-01 | E | 55.72 | 87.11 | 2025-02-09 | VerticalCompact-BCD_1x3a | 2244 | 607 | 753 |  |  | 137.1 | 28 | 28 | 500 | EC motor | 5060 | 2 | no | no | B | D | Epoxy coated aluminum | 2025-01-02 | 6 | 4 | yes | piece | 1
GCVC PD 050.2/12-54 | GCVC PD | 050.2/12-54 | 4249541 | finoox | GCVC 050.2C/1x2-2420-2-D/6/32/2.10/1800/EXS/1/015023 | 6532 | 2 | 1 | 2420 | Axial | 70044 | 70224 | 180.66 | 16536 | 1600 | VT03013U.1 | 1946 | 1965-01-01 | E | 53.52 | 84.91 | 2025-07-15 | VerticalCompact-BCD_1x2 | 1884 | 607 | 953 |  |  | 144.2 | 35 | 35 | 500 | EC motor | 5060 | 2 | no | no | C | D | Epoxy coated aluminum | 2025-01-02 | 8 | 6 | yes | piece | 1
GCVC PD 050.2/12-49 | GCVC PD | 050.2/12-49 | 4244154 | finoox | GCVC 050.2B/1x2-2347-D-D/3/24/2.10/1440/AXS/1/015023 | 2825 | 2 | 1 | 2347 | Axial | 31878 | 31881 | 54.2 | 12905 | 1390 | VT03150U | 1468 | 1941-01-01 | E | 48.54 | 79.83 | 2025-07-04 | VerticalCompact-BCD_1x2 | 1524 | 569 | 753 |  |  | 88.4 | 22 | 22 | 500 | AC motor | 50 | D | no | no | B | D | Aluminum | 2025-01-02 | 8 | 3 | yes | piece | 1
GCVC PD 050.2/24-54 | GCVC PD | 050.2/24-54 | 4245511 | finoox | GCVC 050.2C/2x4-2347-D-D/6/64/2.10/3600/EXS/1/015023 | 16934 | 4 | 2 | 2347 | Axial | 251123 | 252065 | 722.63 | 55437 | 1390 | VT03150U | 1972-05-01 | 1941-01-01 | D | 53.68 | 85.55 | 62.7 | VerticalCompact-BCD_2x4 | 3684 | 800 | 1761 |  |  | 536.7 | 54 | 54 | 500 | AC motor | 50 | D | no | no | C | D | Epoxy coated aluminum | 2025-01-02 | 4 | 6 | yes | piece | 1
GCVC PD 050.2/22-46 | GCVC PD | 050.2/22-46 | 4246085 | finoox | GCVC 050.2D/2x2-2421-1-D/4/80/2.10/2400/AXS/1/015023 | 11044 | 2 | 2 | 2421 | Axial | 120955 | 121069 | 401.46 | 27711 | 1150 | VT03011U.1 | 1347 | 1975-01-01 | C | 46.46 | 78.27 | 36.3 | VerticalCompact-BCD_2x2 | 2484 | 800 | 2161 |  |  | 322.2 | 42 | 42 | 500 | EC motor | 5060 | 1 | no | no | D | D | Aluminum | 2025-01-02 | 6 | 4 | yes | piece | 1
GCVC PD 080.2/13-33 | GCVC PD | 080.2/13-33 | 4253087 | finoox | GCVC 080.2D/1x3-2499-1-D/4/40/2.10/3600/EXS/1/015023 | 11163 | 3 | 1 | 2499 | Axial | 92707 | 92777 | 301.1 | 22054 | 465 | VT03062U.1 | 0.584 | 0.95 | B | 32.92 | 64.6 | 2025-02-25 | VerticalCompact-BCD_1x3 | 3684 | 608 | 1153 |  |  | 264.2 | 35 | 35 | 800 | EC motor | 5060 | 1 | no | no | D | D | Epoxy coated aluminum | 2025-01-02 | 4 | 4 | yes | piece | 1
GCVC PD 050.2/22-39 | GCVC PD | 050.2/22-39 | 4245164 | finoox | GCVC 050.2C/2x2-2516-1-D/3/64/2.10/1800/AXS/1/015023 | 8516 | 2 | 2 | 2516 | Axial | 63081 | 63036 | 180.66 | 17632 | 820 | VT03011U.1 | 0.538 | 0.68 | B | 39.44 | 71.07 | 2025-09-16 | VerticalCompact-BCD_2x2 | 1884 | 800 | 1761 |  |  | 207.9 | 35 | 35 | 500 | EC motor | 5060 | 1 | no | no | C | D | Aluminum | 2025-01-02 | 8 | 3 | yes | piece | 1
GCVC PD 080.2/23-54 | GCVC PD | 080.2/23-54 | 4248710 | finoox | GCVC 080.2D/2x3-2539-2-D/3/80/2.10/3600/AXS/1/015023 | 29337 | 3 | 2 | 2539 | Axial | 232.12 | 230686 | 451.65 | 90958 | 850 | VT03059U.2 | 7074 | 2019-02-01 | E | 53.86 | 85.82 | 43.1 | VerticalCompact-BCD_2x3 | 3684 | 800 | 2161 |  |  | 539.4 | 54 | 54 | 800 | EC motor | 5060 | 2 | no | no | D | D | Aluminum | 2025-01-02 | 4 | 3 | yes | piece | 1
GCVC PD 080.2/13-54 | GCVC PD | 080.2/13-54 | 4253131 | finoox | GCVC 080.2D/1x3-2541-2-D/4/40/2.10/3600/AXS/1/015023 | 13860 | 3 | 1 | 2541 | Axial | 149344 | 148497 | 301.1 | 47921 | 950 | VT03059U.2 | 4995 | 1982-02-01 | E | 54.1 | 85.78 | 2025-07-27 | VerticalCompact-BCD_1x3 | 3684 | 650 | 1153 |  |  | 303.9 | 54 | 54 | 800 | EC motor | 5060 | 2 | no | no | D | D | Aluminum | 2025-01-02 | 4 | 4 | yes | piece | 1
GCVC PD 050.2/12-41 | GCVC PD | 050.2/12-41 | 4249595 | finoox | GCVC 050.2C/1x2-2519-1-D/6/32/2.10/1800/EXS/1/015023 | 5542 | 2 | 1 | 2519 | Axial | 49149 | 49392 | 180.66 | 9800 | 1010 | VT03011U.1 | 0.512 | 2015-01-01 | C | 40.87 | 72.26 | 2025-01-15 | VerticalCompact-BCD_1x2 | 1884 | 586 | 953 |  |  | 134.5 | 28 | 28 | 500 | EC motor | 5060 | 1 | no | no | C | D | Epoxy coated aluminum | 2025-01-02 | 8 | 6 | yes | piece | 1
GCVC PD 063.2/22-59 | GCVC PD | 063.2/22-59 | 4247670 | finoox | GCVC 063.2D/2x2-2547-2-D/3/80/2.10/2400/AXS/1/015023 | 17632 | 2 | 2 | 2547 | Axial | 140479 | 139685 | 301.1 | 49011 | 1055 | VT03143U.1 | 4375 | 2025-01-02 | E | 59.03 | 90.84 | 2025-04-28 | VerticalCompact-BCD_2x2 | 2484 | 800 | 2161 |  |  | 385.6 | 42 | 42 | 630 | EC motor | 5060 | 2 | no | no | D | D | Aluminum | 2025-01-02 | 6 | 3 | yes | piece | 1
GCVC PD 063.2/12-16 | GCVC PD | 063.2/12-16 | 4252008 | finoox | GCVC 063.2D/1x2-2500-1-D/6/40/2.10/2400/AXS/1/015023 | 8264 | 2 | 1 | 2500 | Axial | 30577 | 30803 | 301.1 | 4997 | 310 | VT03145U.1 | 0.049 | 0.13 | A+ | 2025-04-16 | 47.57 | 2025-02-24 | VerticalCompact-BCD_1x2 | 2484 | 615 | 1153 |  |  | 196.3 | 22 | 22 | 630 | EC motor | 5060 | 1 | no | no | D | D | Aluminum | 2025-01-02 | 10 | 6 | yes | piece | 1
GCVC PD 050.2/12-31 | GCVC PD | 050.2/12-31 | 4249555 | finoox | GCVC 050.2C/1x2-2513-1-D/4/32/2.10/1800/AXS/1/015023 | 4575 | 2 | 1 | 2513 | Axial | 30186 | 30289 | 120.44 | 6466 | 630 | VT03011U.1 | 0.137 | 0.37 | A | 30.74 | 62.13 | 10 | VerticalCompact-BCD_1x2 | 1884 | 586 | 953 |  |  | 116.5 | 22 | 22 | 500 | EC motor | 5060 | 1 | no | no | C | D | Aluminum | 2025-01-02 | 8 | 4 | yes | piece | 1
GCVC PD 063.2/22-61 | GCVC PD | 063.2/22-61 | 4247679 | finoox | GCVC 063.2D/2x2-2548-2-D/3/80/2.10/2400/EXS/1/015023 | 18337 | 2 | 2 | 2548 | Axial | 140552 | 139531 | 301.1 | 52645 | 1135 | VT03143U.1 | 5364 | 1937-02-01 | E | 60.51 | 92.32 | 2025-04-28 | VerticalCompact-BCD_2x2 | 2484 | 800 | 2161 |  |  | 385.6 | 42 | 42 | 630 | EC motor | 5060 | 2 | no | no | D | D | Epoxy coated aluminum | 2025-01-02 | 6 | 3 | yes | piece | 1
GCVC PD 063.2/23-33 | GCVC PD | 063.2/23-33 | 4246948 | finoox | GCVC 063.2C/2x3-2505-1-D/4/64/2.10/2700/EXS/1/015023 | 17461 | 3 | 2 | 2505 | Axial | 96.33 | 96404 | 361.32 | 21866 | 500 | VT03145U.1 | 0.441 | 0.39 | A | 32.73 | 64.48 | 2025-09-30 | VerticalCompact-BCD_2x3 | 2784 | 800 | 1761 |  |  | 330.6 | 35 | 35 | 630 | EC motor | 5060 | 1 | no | no | C | D | Epoxy coated aluminum | 2025-01-02 | 6 | 4 | yes | piece | 1
GCVC PD 045.2/23-49 | GCVC PD | 045.2/23-49 | 4244651 | finoox | GCVC 045.2C/2x3-2529-1-D/3/64/2.10/2700/EXS/1/015023 | 11619 | 3 | 2 | 2529 | Axial | 92827 | 92606 | 270.99 | 27469 | 1125 | VT03007U.1 | 1358 | 1 | D | 49.02 | 80.76 | 2025-09-23 | VerticalCompact-BCD_2x3 | 2784 | 800 | 1761 |  |  | 289.2 | 35 | 35 | 450 | EC motor | 5060 | 1 | no | no | C | D | Epoxy coated aluminum | 2025-01-02 | 6 | 3 | yes | piece | 1
GCVC PD 080.2/13-61 | GCVC PD | 080.2/13-61 | 4253201 | finoox | GCVC 080.2D/1x3-2659-L-D/4/40/2.10/3600/EXS/1/015023 | 10483 | 3 | 1 | 2659 | Axial | 144.7 | 143965 | 301.1 | 48107 | 1070 | VT01384U | 5354 | 2025-03-03 | E | 60.53 | 92.21 | 26 | VerticalCompact-BCD_1x3 | 3684 | 641 | 1153 |  |  | 309.7 | 42 | 42 | 800 | AC motor | 60 | L | no | no | D | D | Epoxy coated aluminum | 2025-01-02 | 4 | 4 | yes | piece | 1
GCVC PD 035.2/13-44 | GCVC PD | 035.2/13-44 | 4243768 | finoox | GCVC 035.2B/1x3-2724-X-D/3/24/2.10/2160/AXS/1/015023 | 3007 | 3 | 1 | 2724 | Axial | 30484 | 30547 | 81.3 | 8714 | 1550 | VT03167U | 0.663 | 0.95 | D | 44.23 | 75.6 | 2025-08-06 | VerticalCompact-BCD_1x3a | 2244 | 518 | 753 |  |  | 101.8 | 22 | 22 | 350 | AC motor | 60 | X | no | no | B | D | Aluminum | 2025-01-02 | 6 | 3 | yes | piece | 1
GCVC PD 045.2/14-53 | GCVC PD | 045.2/14-53 | 4249088 | finoox | GCVC 045.2C/1x4-0423-X-D/6/32/2.10/3600/AXS/1/015023 | 6945 | 4 | 1 | 423 | Axial | 113211 | 113726 | 361.32 | 23039 | 1460 | VT0326U | 2502 | 3 | D | 53.43 | 85.05 | 31.4 | VerticalCompact-BCD_1x4 | 3684 | 521 | 953 |  |  | 269.9 | 42 | 42 | 450 | AC motor | 60 | X | no | no | C | D | Aluminum | 2025-01-02 | 4 | 6 | yes | piece | 1
GCVC PD 050.2/22-36 | GCVC PD | 050.2/22-36 | 4245972 | finoox | GCVC 050.2D/2x2-2336-D-D/6/80/2.10/2400/AXS/1/015023 | 10638 | 2 | 2 | 2336 | Axial | 89.98 | 90613 | 602.19 | 15435 | 660 | VT01437 | 0.494 | 0.33 | B | 36.13 | 67.93 | 50.5 | VerticalCompact-BCD_2x2 | 2484 | 800 | 2161 |  |  | 389.6 | 35 | 35 | 500 | AC motor | 50 | D | no | no | D | D | Aluminum | 2025-01-02 | 8 | 6 | yes | piece | 1
GCVC PD 050.2/12-33 | GCVC PD | 050.2/12-33 | 4249430 | finoox | GCVC 050.2C/1x2-2336-D-D/3/32/2.10/1800/AXS/1/015023 | 3319 | 2 | 1 | 2336 | Axial | 28259 | 28257 | 90.33 | 7423 | 660 | VT01437 | 0.25 | 0.33 | B | 33.4 | 64.79 | 2025-06-07 | VerticalCompact-BCD_1x2 | 1884 | 596 | 953 |  |  | 112.7 | 22 | 22 | 500 | AC motor | 50 | D | no | no | C | D | Aluminum | 2025-01-02 | 8 | 3 | yes | piece | 1
GCVC PD 050.2/13-32 | GCVC PD | 050.2/13-32 | 4249663 | finoox | GCVC 050.2C/1x3-2333-S-D/3/32/2.10/2700/EXS/1/015023 | 5090 | 3 | 1 | 2333 | Axial | 39.02 | 38952 | 135.49 | 10261 | 530 | VT01435 | 0.447 | 0.35 | C | 31.83 | 63.34 | 2025-01-11 | VerticalCompact-BCD_1x3 | 2784 | 596 | 953 |  |  | 172.3 | 22 | 22 | 500 | AC motor | 50 | S | no | no | C | D | Epoxy coated aluminum | 2025-01-02 | 6 | 3 | yes | piece | 1
GCVC PD 080.2/11-30 | GCVC PD | 080.2/11-30 | 4252445 | finoox | GCVC 080.2D/1x1-2447-1-D/4/40/2.10/1200/EXS/1/015023 | 4638 | 1 | 1 | 2447 | Axial | 32111 | 32186 | 100.37 | 7769 | 490 | VT03062U.1 | 0.225 | 2025-01-01 | B | 29.53 | 60.9 | 2025-06-08 | VerticalCompact-BCD_1x1 | 1284 | 608 | 1153 |  |  | 96.1 | 22 | 22 | 800 | EC motor | 5060 | 1 | no | no | D | D | Epoxy coated aluminum | 2025-01-02 | 10 | 4 | yes | piece | 1
GCVC PD 050.2/12-48 | GCVC PD | 050.2/12-48 | 4249457 | finoox | GCVC 050.2C/1x2-2349-I-D/4/32/2.10/1800/EXS/1/015023 | 3839 | 2 | 1 | 2349 | Axial | 53925 | 53834 | 120.44 | 16835 | 1590 | VT03150U | 1776 | 2025-07-01 | E | 47.85 | 79.24 | 2025-04-10 | VerticalCompact-BCD_1x2 | 1884 | 569 | 953 |  |  | 126.3 | 28 | 28 | 500 | AC motor | 60 | I | no | no | C | D | Epoxy coated aluminum | 2025-01-02 | 8 | 4 | yes | piece | 1
GCVC PD 050.2/23-39 | GCVC PD | 050.2/23-39 | 4246284 | finoox | GCVC 050.2D/2x3-2388-I-D/6/80/2.10/3600/AXS/1/015023 | 15981 | 3 | 2 | 2388 | Axial | 147047 | 147864 | 903.29 | 25664 | 710 | VT01437 | 0.935 | 0.34 | B | 38.52 | 70.48 | 75.1 | VerticalCompact-BCD_2x3 | 3684 | 800 | 2161 |  |  | 571.9 | 42 | 42 | 500 | AC motor | 60 | I | no | no | D | D | Aluminum | 2025-01-02 | 6 | 6 | yes | piece | 1
GCVC PD 050.2/12-34 | GCVC PD | 050.2/12-34 | 4244187 | finoox | GCVC 050.2B/1x2-2390-K-D/4/24/2.10/1440/AXS/1/015023 | 2901 | 2 | 1 | 2390 | Axial | 26409 | 26526 | 72.26 | 6524 | 760 | VT01437 | 0.376 | 0.35 | D | 33.66 | 64.95 | 2025-01-06 | VerticalCompact-BCD_1x2 | 1524 | 596 | 753 |  |  | 89.8 | 22 | 22 | 500 | AC motor | 60 | K | no | no | B | D | Aluminum | 2025-01-02 | 8 | 4 | yes | piece | 1
GCVC PD 050.2/24-49 | GCVC PD | 050.2/24-49 | 4245610 | finoox | GCVC 050.2C/2x4-2421-1-D/4/64/2.10/3600/EXS/1/015023 | 18559 | 4 | 2 | 2421 | Axial | 184087 | 184.23 | 481.75 | 50032 | 1150 | VT03011U.1 | 2872 | 1975-01-01 | D | 48.68 | 80.54 | 44 | VerticalCompact-BCD_2x4 | 3684 | 800 | 1761 |  |  | 429.1 | 54 | 54 | 500 | EC motor | 5060 | 1 | no | no | C | D | Epoxy coated aluminum | 2025-01-02 | 4 | 4 | yes | piece | 1
GCVC PD 063.2/21-30 | GCVC PD | 063.2/21-30 | 4247324 | finoox | GCVC 063.2D/2x1-2400-K-D/6/80/2.10/1200/AXS/1/015023 | 8125 | 1 | 2 | 2400 | Axial | 52419 | 52855 | 301.1 | 9300 | 490 | VT01442 | 0.316 | 0.34 | B | 30.34 | 61.99 | 2025-01-26 | VerticalCompact-BCD_2x1 | 1284 | 800 | 2161 |  |  | 216.8 | 28 | 28 | 630 | AC motor | 60 | K | no | no | D | D | Aluminum | 2025-01-02 | 10 | 6 | yes | piece | 1
GCVC PD 080.2/23-31 | GCVC PD | 080.2/23-31 | 4248661 | finoox | GCVC 080.2D/2x3-2495-1-D/4/80/2.10/3600/AXS/1/015023 | 23811 | 3 | 2 | 2495 | Axial | 157782 | 158099 | 602.19 | 34161 | 365 | VT03062U.1 | 0.612 | 0.5 | A+ | 30.73 | 62.69 | 54.8 | VerticalCompact-BCD_2x3 | 3684 | 800 | 2161 |  |  | 513 | 54 | 54 | 800 | EC motor | 5060 | 1 | no | no | D | D | Aluminum | 2025-01-02 | 4 | 4 | yes | piece | 1
GCVC PD 063.2/13-29 | GCVC PD | 063.2/13-29 | 4252291 | finoox | GCVC 063.2D/1x3-2506-1-D/3/40/2.10/3600/EXS/1/015023 | 9718 | 3 | 1 | 2506 | Axial | 60846 | 60794 | 225.82 | 15253 | 540 | VT03145U.1 | 0.231 | 0.45 | A+ | 2025-03-29 | 60.71 | 2025-06-18 | VerticalCompact-BCD_1x3 | 3684 | 615 | 1153 |  |  | 225 | 28 | 28 | 630 | EC motor | 5060 | 1 | no | no | D | D | Epoxy coated aluminum | 2025-01-02 | 4 | 3 | yes | piece | 1
GCVC PD 080.2/13-15 | GCVC PD | 080.2/13-15 | 4253043 | finoox | GCVC 080.2D/1x3-2488-1-D/4/40/2.10/3600/EXS/1/015023 | 11093 | 3 | 1 | 2488 | Axial | 44974 | 45035 | 301.1 | 8620 | 195 | VT03062U.1 | 0.074 | 0.12 | A+ | 2025-12-15 | 46.8 | 2025-05-24 | VerticalCompact-BCD_1x3 | 3684 | 608 | 1153 |  |  | 263.5 | 28 | 28 | 800 | EC motor | 5060 | 1 | no | no | D | D | Epoxy coated aluminum | 2025-01-02 | 6 | 4 | yes | piece | 1
GCVC PD 063.2/12-34 | GCVC PD | 063.2/12-34 | 4252076 | finoox | GCVC 063.2D/1x2-2511-1-D/4/40/2.10/2400/EXS/1/015023 | 7568 | 2 | 1 | 2511 | Axial | 57939 | 58022 | 200.73 | 13493 | 730 | VT03145U.1 | 0.361 | 1 | B | 34 | 65.53 | 2025-08-16 | VerticalCompact-BCD_1x2 | 2484 | 615 | 1153 |  |  | 168.1 | 28 | 28 | 630 | EC motor | 5060 | 1 | no | no | D | D | Epoxy coated aluminum | 2025-01-02 | 6 | 4 | yes | piece | 1
GCVC PD 050.2/13-55 | GCVC PD | 050.2/13-55 | 4249873 | finoox | GCVC 050.2C/1x3-2562-2-D/6/32/2.10/2700/EXS/1/015023 | 9964 | 3 | 1 | 2562 | Axial | 100647 | 100763 | 270.99 | 23712 | 1595 | VT03013U.1 | 2809 | 1965-01-01 | E | 55.31 | 86.82 | 2025-06-22 | VerticalCompact-BCD_1x3 | 2784 | 607 | 953 |  |  | 211.3 | 35 | 35 | 500 | EC motor | 5060 | 2 | no | no | C | D | Epoxy coated aluminum | 2025-01-02 | 6 | 6 | yes | piece | 1
GCVC PD 063.2/13-24 | GCVC PD | 063.2/13-24 | 4252274 | finoox | GCVC 063.2D/1x3-2503-1-D/4/40/2.10/3600/EXS/1/015023 | 10553 | 3 | 1 | 2503 | Axial | 55878 | 55903 | 301.1 | 11436 | 425 | VT03145U.1 | 0.132 | 0.25 | A+ | 23.76 | 55.45 | 2025-05-24 | VerticalCompact-BCD_1x3 | 3684 | 615 | 1153 |  |  | 246.6 | 28 | 28 | 630 | EC motor | 5060 | 1 | no | no | D | D | Epoxy coated aluminum | 2025-01-02 | 6 | 4 | yes | piece | 1
GCVC PD 045.2/22-51 | GCVC PD | 045.2/22-51 | 4244578 | finoox | GCVC 045.2C/2x2-2532-1-D/6/64/2.10/1800/AXS/1/015023 | 9496 | 2 | 2 | 2532 | Axial | 102583 | 103466 | 361.32 | 20286 | 1350 | VT03007U.1 | 1574 | 1965-01-01 | D | 51.4 | 83.03 | 31.2 | VerticalCompact-BCD_2x2 | 1884 | 800 | 1761 |  |  | 253.8 | 35 | 35 | 450 | EC motor | 5060 | 1 | no | no | C | D | Aluminum | 2025-01-02 | 8 | 6 | yes | piece | 1
GCVC PD 045.2/11-46 | GCVC PD | 045.2/11-46 | 4248898 | finoox | GCVC 045.2C/1x1-2532-1-D/4/32/2.10/900/EXS/1/015023 | 2861 | 1 | 1 | 2532 | Axial | 21063 | 21186 | 60.22 | 5383 | 1350 | VT03007U.1 | 0.387 | 1965-01-01 | D | 45.63 | 76.89 | 2025-02-05 | VerticalCompact-BCD_1x1 | 984 | 535 | 953 |  |  | 62 | 18 | 18 | 450 | EC motor | 5060 | 1 | no | no | C | D | Epoxy coated aluminum | 2025-01-02 | 8 | 4 | yes | piece | 1
GCVC PD 050.2/21-34 | GCVC PD | 050.2/21-34 | 4245862 | finoox | GCVC 050.2D/2x1-2514-1-D/3/80/2.10/1200/AXS/1/015023 | 5882 | 1 | 2 | 2514 | Axial | 34921 | 34957 | 150.55 | 8119 | 695 | VT03011U.1 | 0.161 | 0.47 | A | 33.53 | 65.18 | 2025-02-13 | VerticalCompact-BCD_2x1 | 1284 | 800 | 2161 |  |  | 161 | 22 | 22 | 500 | EC motor | 5060 | 1 | no | no | D | D | Aluminum | 2025-01-02 | 10 | 3 | yes | piece | 1
GCVC PD 045.2/14-47 | GCVC PD | 045.2/14-47 | 4249150 | finoox | GCVC 045.2C/1x4-2529-1-D/4/32/2.10/3600/EXS/1/015023 | 8632 | 4 | 1 | 2529 | Axial | 74699 | 74762 | 240.88 | 17837 | 1125 | VT03007U.1 | 0.916 | 1 | C | 47.33 | 78.95 | 2025-02-20 | VerticalCompact-BCD_1x4 | 3684 | 535 | 953 |  |  | 217 | 35 | 35 | 450 | EC motor | 5060 | 1 | no | no | C | D | Epoxy coated aluminum | 2025-01-02 | 4 | 4 | yes | piece | 1
GCVC PD 035.2/12-42 | GCVC PD | 035.2/12-42 | 4243749 | finoox | GCVC 035.2B/1x2-2724-X-D/4/24/2.10/1440/AXS/1/015023 | 2473 | 2 | 1 | 2724 | Axial | 23878 | 23951 | 72.26 | 5635 | 1550 | VT03167U | 0.448 | 0.95 | D | 42.4 | 73.68 | 6 | VerticalCompact-BCD_1x2 | 1524 | 518 | 753 |  |  | 76.6 | 18 | 18 | 350 | AC motor | 60 | X | no | no | B | D | Aluminum | 2025-01-02 | 8 | 4 | yes | piece | 1
GCVC PD 045.2/12-50 | GCVC PD | 045.2/12-50 | 4243881 | finoox | GCVC 045.2B/1x2-0423-X-D/4/24/2.10/1440/AXS/1/015023 | 2749 | 2 | 1 | 423 | Axial | 35071 | 35.15 | 72.26 | 10235 | 1460 | VT0326U | 1317 | 3 | E | 50.01 | 81.29 | 2025-01-06 | VerticalCompact-BCD_1x2 | 1524 | 521 | 753 |  |  | 89 | 22 | 22 | 450 | AC motor | 60 | X | no | no | B | D | Aluminum | 2025-01-02 | 8 | 4 | yes | piece | 1
GCVC PD 050.2/22-35 | GCVC PD | 050.2/22-35 | 4245964 | finoox | GCVC 050.2D/2x2-2333-S-D/3/80/2.10/2400/AXS/1/015023 | 7806 | 2 | 2 | 2333 | Axial | 66596 | 66455 | 301.1 | 15513 | 530 | VT01435 | 0.59 | 0.35 | C | 34.91 | 66.72 | 2025-09-26 | VerticalCompact-BCD_2x2 | 2484 | 800 | 2161 |  |  | 310.3 | 35 | 35 | 500 | AC motor | 50 | S | no | no | D | D | Aluminum | 2025-01-02 | 8 | 3 | yes | piece | 1
GCVC PD 050.2/13-28 | GCVC PD | 050.2/13-28 | 4244287 | finoox | GCVC 050.2B/1x3-2337-S-D/4/24/2.10/2160/AXS/1/015023 | 4173 | 3 | 1 | 2337 | Axial | 28888 | 28929 | 108.39 | 6430 | 510 | VT01437 | 0.249 | 0.16 | B | 2025-03-28 | 59.69 | 2025-09-08 | VerticalCompact-BCD_1x3a | 2244 | 596 | 753 |  |  | 130 | 22 | 22 | 500 | AC motor | 50 | S | no | no | B | D | Aluminum | 2025-01-02 | 8 | 4 | yes | piece | 1
GCVC PD 050.2/13-45 | GCVC PD | 050.2/13-45 | 4249726 | finoox | GCVC 050.2C/1x3-2386-K-D/6/32/2.10/2700/AXS/1/015023 | 6227 | 3 | 1 | 2386 | Axial | 76938 | 77412 | 270.99 | 15295 | 910 | VT01435 | 1282 | 0.92 | D | 44.76 | 76.27 | 2025-06-22 | VerticalCompact-BCD_1x3 | 2784 | 596 | 953 |  |  | 212.4 | 35 | 35 | 500 | AC motor | 60 | K | no | no | C | D | Aluminum | 2025-01-02 | 6 | 6 | yes | piece | 1
GCVC PD 080.2/21-45 | GCVC PD | 080.2/21-45 | 4248043 | finoox | GCVC 080.2D/2x1-2449-2-D/4/80/2.10/1200/AXS/1/015023 | 8933 | 1 | 2 | 2449 | Axial | 91401 | 91606 | 200.73 | 25827 | 770 | VT03060U.1 | 1739 | 2025-05-01 | D | 44.87 | 76.52 | 2025-04-19 | VerticalCompact-BCD_2x1 | 1284 | 800 | 2161 |  |  | 198.3 | 35 | 35 | 800 | EC motor | 5060 | 2 | no | no | D | D | Aluminum | 2025-01-02 | 10 | 4 | yes | piece | 1
GCVC PD 050.2/22-35 | GCVC PD | 050.2/22-35 | 4246038 | finoox | GCVC 050.2D/2x2-2387-L-D/6/80/2.10/2400/AXS/1/015023 | 10651 | 2 | 2 | 2387 | Axial | 79713 | 80291 | 602.19 | 13514 | 500 | VT01435 | 0.705 | 0.37 | C | 35.25 | 67.06 | 50.5 | VerticalCompact-BCD_2x2 | 2484 | 800 | 2161 |  |  | 399.8 | 35 | 35 | 500 | AC motor | 60 | L | no | no | D | D | Aluminum | 2025-01-02 | 10 | 6 | yes | piece | 1
GCVC PD 050.2/24-37 | GCVC PD | 050.2/24-37 | 4245563 | finoox | GCVC 050.2C/2x4-2387-L-D/6/64/2.10/3600/EXS/1/015023 | 16488 | 4 | 2 | 2387 | Axial | 123707 | 124299 | 722.63 | 22089 | 500 | VT01435 | 1423 | 0.37 | C | 37.21 | 69.07 | 60.1 | VerticalCompact-BCD_2x4 | 3684 | 800 | 1761 |  |  | 534.7 | 42 | 42 | 500 | AC motor | 60 | L | no | no | C | D | Epoxy coated aluminum | 2025-01-02 | 6 | 6 | yes | piece | 1
GCVC PD 050.2/14-56 | GCVC PD | 050.2/14-56 | 4250010 | finoox | GCVC 050.2C/1x4-2420-2-D/6/32/2.10/3600/AXS/1/015023 | 12295 | 4 | 1 | 2420 | Axial | 144.6 | 144.64 | 361.32 | 33072 | 1600 | VT03013U.1 | 3892 | 1965-01-01 | E | 56.29 | 87.92 | 31.4 | VerticalCompact-BCD_1x4 | 3684 | 607 | 953 |  |  | 279.2 | 42 | 42 | 500 | EC motor | 5060 | 2 | no | no | C | D | Aluminum | 2025-01-02 | 4 | 6 | yes | piece | 1
GCVC PD 080.2/21-15 | GCVC PD | 080.2/21-15 | 4248090 | finoox | GCVC 080.2D/2x1-2489-1-D/3/80/2.10/1200/EXS/1/015023 | 7642 | 1 | 2 | 2489 | Axial | 30863 | 30835 | 150.55 | 7038 | 220 | VT03062U.1 | 0.06 | 0.15 | A+ | 14.85 | 46.5 | 2025-02-13 | VerticalCompact-BCD_2x1 | 1284 | 800 | 2161 |  |  | 174.1 | 22 | 22 | 800 | EC motor | 5060 | 1 | no | no | D | D | Epoxy coated aluminum | 2025-01-02 | 10 | 3 | yes | piece | 1
GCVC PD 063.2/12-33 | GCVC PD | 063.2/12-33 | 4252067 | finoox | GCVC 063.2D/1x2-2510-1-D/4/40/2.10/2400/AXS/1/015023 | 7147 | 2 | 1 | 2510 | Axial | 55265 | 55199 | 200.73 | 12754 | 695 | VT03145U.1 | 0.31 | 0.9 | A | 32.83 | 64.35 | 2025-08-16 | VerticalCompact-BCD_1x2 | 2484 | 615 | 1153 |  |  | 168.1 | 28 | 28 | 630 | EC motor | 5060 | 1 | no | no | D | D | Aluminum | 2025-01-02 | 8 | 4 | yes | piece | 1
GCVC PD 063.2/11-32 | GCVC PD | 063.2/11-32 | 4250976 | finoox | GCVC 063.2C/1x1-2511-1-D/3/32/2.10/900/AXS/1/015023 | 3681 | 1 | 1 | 2511 | Axial | 19181 | 19293 | 45.16 | 5871 | 730 | VT03145U.1 | 0.199 | 1 | C | 32.2 | 63.47 | 2025-09-03 | VerticalCompact-BCD_1x1 | 984 | 615 | 953 |  |  | 60.1 | 16 | 16 | 630 | EC motor | 5060 | 1 | no | no | C | D | Aluminum | 2025-01-02 | 8 | 3 | yes | piece | 1
GCVC PD 063.2/24-44 | GCVC PD | 063.2/24-44 | 4247191 | finoox | GCVC 063.2C/2x4-2511-1-D/6/64/2.10/3600/EXS/1/015023 | 26232 | 4 | 2 | 2511 | Axial | 193903 | 195234 | 722.63 | 38455 | 730 | VT03145U.1 | 1715 | 1 | C | 43.96 | 75.82 | 62.7 | VerticalCompact-BCD_2x4 | 3684 | 800 | 1761 |  |  | 507 | 54 | 54 | 630 | EC motor | 5060 | 1 | no | no | C | D | Epoxy coated aluminum | 2025-01-02 | 4 | 6 | yes | piece | 1
GCVC PD 063.2/13-31 | GCVC PD | 063.2/13-31 | 4252299 | finoox | GCVC 063.2D/1x3-2507-1-D/6/40/2.10/3600/EXS/1/015023 | 12544 | 3 | 1 | 2507 | Axial | 80999 | 81352 | 451.65 | 14630 | 580 | VT03145U.1 | 0.3 | 0.55 | A+ | 30.88 | 62.56 | 36.9 | VerticalCompact-BCD_1x3 | 3684 | 615 | 1153 |  |  | 290.7 | 35 | 35 | 630 | EC motor | 5060 | 1 | no | no | D | D | Epoxy coated aluminum | 2025-01-02 | 6 | 6 | yes | piece | 1
GCVC PD 050.2/13-43 | GCVC PD | 050.2/13-43 | 4250782 | finoox | GCVC 050.2D/1x3-2519-1-D/6/40/2.10/3600/AXS/1/015023 | 9876 | 3 | 1 | 2519 | Axial | 91.86 | 92216 | 451.65 | 16934 | 1010 | VT03011U.1 | 0.706 | 2015-01-01 | B | 42.96 | 74.64 | 36.9 | VerticalCompact-BCD_1x3 | 3684 | 586 | 1153 |  |  | 288.1 | 35 | 35 | 500 | EC motor | 5060 | 1 | no | no | D | D | Aluminum | 2025-01-02 | 6 | 6 | yes | piece | 1
GCVC PD 063.2/24-45 | GCVC PD | 063.2/24-45 | 4247235 | finoox | GCVC 063.2C/2x4-2556-2-D/4/64/2.10/3600/AXS/1/015023 | 24256 | 4 | 2 | 2556 | Axial | 208863 | 209005 | 481.75 | 59665 | 850 | VT03144U.1 | 3404 | 0.77 | D | 45.44 | 77.3 | 44 | VerticalCompact-BCD_2x4 | 3684 | 800 | 1761 |  |  | 469.8 | 54 | 54 | 630 | EC motor | 5060 | 2 | no | no | C | D | Aluminum | 2025-01-02 | 4 | 4 | yes | piece | 1
GCVC PD 063.2/11-19 | GCVC PD | 063.2/11-19 | 4251778 | finoox | GCVC 063.2D/1x1-2503-1-D/3/40/2.10/1200/AXS/1/015023 | 4088 | 1 | 1 | 2503 | Axial | 17132 | 17151 | 75.27 | 3959 | 425 | VT03145U.1 | 0.043 | 0.25 | A+ | 19.31 | 50.67 | 2025-03-06 | VerticalCompact-BCD_1x1 | 1284 | 615 | 1153 |  |  | 82.4 | 16 | 16 | 630 | EC motor | 5060 | 1 | no | no | D | D | Aluminum | 2025-01-02 | 10 | 3 | yes | piece | 1
GCVC PD 050.2/23-36 | GCVC PD | 050.2/23-36 | 4246340 | finoox | GCVC 050.2D/2x3-2513-1-D/4/80/2.10/3600/EXS/1/015023 | 17587 | 3 | 2 | 2513 | Axial | 107905 | 107997 | 602.19 | 21720 | 630 | VT03011U.1 | 0.384 | 0.37 | A+ | 35.72 | 67.69 | 51.6 | VerticalCompact-BCD_2x3 | 3684 | 800 | 2161 |  |  | 467.7 | 42 | 42 | 500 | EC motor | 5060 | 1 | no | no | D | D | Epoxy coated aluminum | 2025-01-02 | 6 | 4 | yes | piece | 1
GCVC PD 050.2/14-41 | GCVC PD | 050.2/14-41 | 4249892 | finoox | GCVC 050.2C/1x4-2332-D-D/6/32/2.10/3600/AXS/1/015023 | 7801 | 4 | 1 | 2332 | Axial | 90377 | 90555 | 361.32 | 17999 | 850 | VT01435 | 1092 | 0.74 | C | 40.57 | 72.19 | 2025-05-29 | VerticalCompact-BCD_1x4 | 3684 | 596 | 953 |  |  | 277.2 | 35 | 35 | 500 | AC motor | 50 | D | no | no | C | D | Aluminum | 2025-01-02 | 6 | 6 | yes | piece | 1
GCVC PD 063.2/23-23 | GCVC PD | 063.2/23-23 | 4246854 | finoox | GCVC 063.2C/2x3-2359-S-D/3/64/2.10/2700/EXS/1/015023 | 12613 | 3 | 2 | 2359 | Axial | 68963 | 68867 | 270.99 | 17048 | 320 | VT01442 | 0.39 | 0.14 | A | 23.24 | 54.99 | 2025-09-23 | VerticalCompact-BCD_2x3 | 2784 | 800 | 1761 |  |  | 324.9 | 35 | 35 | 630 | AC motor | 50 | S | no | no | C | D | Epoxy coated aluminum | 2025-01-02 | 6 | 3 | yes | piece | 1
GCVC PD 050.2/21-39 | GCVC PD | 050.2/21-39 | 4245767 | finoox | GCVC 050.2D/2x1-2354-W-D/4/80/2.10/1200/AXS/1/015023 | 5129 | 1 | 2 | 2354 | Axial | 49221 | 49385 | 200.73 | 10493 | 865 | VT03093U | 0.4 | 0.97 | B | 38.82 | 70.47 | 2025-01-18 | VerticalCompact-BCD_2x1 | 1284 | 800 | 2161 |  |  | 183.2 | 28 | 28 | 500 | AC motor | 50 | W | no | no | D | D | Aluminum | 2025-01-02 | 10 | 4 | yes | piece | 1
GCVC PD 050.2/22-46 | GCVC PD | 050.2/22-46 | 4246034 | finoox | GCVC 050.2D/2x2-2386-K-D/4/80/2.10/2400/EXS/1/015023 | 9482 | 2 | 2 | 2386 | Axial | 107272 | 107118 | 401.46 | 25051 | 910 | VT01435 | 1571 | 0.92 | D | 46.04 | 77.85 | 36.3 | VerticalCompact-BCD_2x2 | 2484 | 800 | 2161 |  |  | 342.1 | 42 | 42 | 500 | AC motor | 60 | K | no | no | D | D | Epoxy coated aluminum | 2025-01-02 | 8 | 4 | yes | piece | 1
GCVC PD 050.2/11-29 | GCVC PD | 050.2/11-29 | 4249262 | finoox | GCVC 050.2C/1x1-2387-L-D/4/32/2.10/900/EXS/1/015023 | 2324 | 1 | 1 | 2387 | Axial | 13956 | 14041 | 60.22 | 3068 | 500 | VT01435 | 0.177 | 0.37 | C | 29.22 | 60.49 | 2025-01-05 | VerticalCompact-BCD_1x1 | 984 | 596 | 953 |  |  | 68.6 | 16 | 16 | 500 | AC motor | 60 | L | no | no | C | D | Epoxy coated aluminum | 2025-01-02 | 8 | 4 | yes | piece | 1
GCVC PD 050.2/23-26 | GCVC PD | 050.2/23-26 | 4246290 | finoox | GCVC 050.2D/2x3-2389-J-D/6/80/2.10/3600/AXS/1/015023 | 15811 | 3 | 2 | 2389 | Axial | 96254 | 96.94 | 903.29 | 15889 | 450 | VT01437 | 0.49 | 0.17 | A | 25.91 | 57.87 | 73.5 | VerticalCompact-BCD_2x3 | 3684 | 800 | 2161 |  |  | 569.2 | 35 | 35 | 500 | AC motor | 60 | J | no | no | D | D | Aluminum | 2025-01-02 | 8 | 6 | yes | piece | 1
GCVC PD 063.2/24-50 | GCVC PD | 063.2/24-50 | 4247110 | finoox | GCVC 063.2C/2x4-2413-2-D/6/64/2.10/3600/AXS/1/015023 | 27389 | 4 | 2 | 2413 | Axial | 281019 | 281272 | 722.63 | 63206 | 1000 | VT03144U.1 | 5799 | 2025-01-01 | D | 50.25 | 82.11 | 65.4 | VerticalCompact-BCD_2x4 | 3684 | 800 | 1761 |  |  | 545.2 | 64 | 64 | 630 | EC motor | 5060 | 2 | no | no | C | D | Aluminum | 2025-01-02 | 4 | 6 | yes | piece | 1
GCVC PD 050.2/12-49 | GCVC PD | 050.2/12-49 | 4250394 | finoox | GCVC 050.2D/1x2-2347-D-D/4/40/2.10/2400/EXS/1/015023 | 4890 | 2 | 1 | 2347 | Axial | 66821 | 66866 | 200.73 | 16800 | 1390 | VT03150U | 1292 | 1941-01-01 | D | 49.11 | 80.63 | 2025-05-17 | VerticalCompact-BCD_1x2 | 2484 | 569 | 1153 |  |  | 176.2 | 35 | 35 | 500 | AC motor | 50 | D | no | no | D | D | Epoxy coated aluminum | 2025-01-02 | 6 | 4 | yes | piece | 1
GCVC PD 063.2/13-66 | GCVC PD | 063.2/13-66 | 4252236 | finoox | GCVC 063.2D/1x3-2412-2-D/6/40/2.10/3600/AXS/1/015023 | 15172 | 3 | 1 | 2412 | Axial | 197.45 | 197967 | 451.65 | 47901 | 1510 | VT03143U.1 | 9956 | 5 | E | 66.46 | 98.15 | 39.4 | VerticalCompact-BCD_1x3 | 3684 | 611 | 1153 |  |  | 362 | 54 | 54 | 630 | EC motor | 5060 | 2 | no | no | D | D | Aluminum | 2025-01-02 | 4 | 6 | yes | piece | 1
GCVC PD 050.2/23-46 | GCVC PD | 050.2/23-46 | 4246374 | finoox | GCVC 050.2D/2x3-2519-1-D/6/80/2.10/3600/AXS/1/015023 | 19747 | 3 | 2 | 2519 | Axial | 183721 | 184432 | 903.29 | 33868 | 1010 | VT03011U.1 | 1412 | 2015-01-01 | B | 45.69 | 77.65 | 78.2 | VerticalCompact-BCD_2x3 | 3684 | 800 | 2161 |  |  | 563.7 | 54 | 54 | 500 | EC motor | 5060 | 1 | no | no | D | D | Aluminum | 2025-01-02 | 6 | 6 | yes | piece | 1
GCVC PD 050.2/24-58 | GCVC PD | 050.2/24-58 | 4245695 | finoox | GCVC 050.2C/2x4-2561-2-D/6/64/2.10/3600/EXS/1/015023 | 26151 | 4 | 2 | 2561 | Axial | 263135 | 263741 | 722.63 | 59529 | 1505 | VT03013U.1 | 6332 | 1938-01-01 | D | 57.99 | 89.85 | 65.4 | VerticalCompact-BCD_2x4 | 3684 | 800 | 1761 |  |  | 541.3 | 64 | 64 | 500 | EC motor | 5060 | 2 | no | no | C | D | Epoxy coated aluminum | 2025-01-02 | 4 | 6 | yes | piece | 1
GCVC PD 080.2/12-43 | GCVC PD | 080.2/12-43 | 4252875 | finoox | GCVC 080.2D/1x2-2545-2-D/4/40/2.10/2400/AXS/1/015023 | 8593 | 2 | 1 | 2545 | Axial | 82669 | 82578 | 200.73 | 23059 | 695 | VT03060U.1 | 1278 | 2015-01-01 | D | 42.81 | 74.34 | 2025-05-17 | VerticalCompact-BCD_1x2 | 2484 | 613 | 1153 |  |  | 187 | 35 | 35 | 800 | EC motor | 5060 | 2 | no | no | D | D | Aluminum | 2025-01-02 | 6 | 4 | yes | piece | 1
GCVC PD 080.3/23-38 | GCVC PD | 080.3/23-38 | 6098819 | finoox | GCVC 080.3D/2x3-3564-2-D/4/80/2.10/3600/EXS/1/015023 | 35016 | 3 | 2 | 3564 | Axial | 183135 | 183262 | 602.19 | 43289 | 440 | VT01445U.3 | 1299 | 0.6 | B | 37.61 | 69.58 | 54.8 | VerticalCompact-BCD_2x3 | 3684 | 800 | 2161 |  |  | 639.6 | 54 | 54 | 800 | EC motor | 5060 | 2 | no | no | D | D | Epoxy coated aluminum | 2025-01-02 | 4 | 4 | yes | piece | 1
GCVC PD 080.3/12-45 | GCVC PD | 080.3/12-45 | 6169653 | finoox | GCVC 080.3D/1x2-3563-2-D/3/40/2.10/2400/EXS/1/015023 | 9998 | 2 | 1 | 3563 | Axial | 67128 | 66975 | 150.55 | 24077 | 670 | VT01445U.3 | 1281 | 2015-01-01 | D | 44.65 | 76.17 | 2025-05-13 | VerticalCompact-BCD_1x2 | 2484 | 620 | 1153 |  |  | 207.8 | 35 | 35 | 800 | EC motor | 5060 | 2 | no | no | D | D | Epoxy coated aluminum | 2025-01-02 | 6 | 3 | yes | piece | 1
GCVC PD 035.2/11-25 | GCVC PD | 035.2/11-25 | 4243715 | finoox | GCVC 035.2B/1x1-2344-W-D/4/24/2.10/720/EXS/1/015023 | 1740 | 1 | 1 | 2344 | Axial | 8059 | 2025-09-08 | 36.13 | 1749 | 910 | VT03149U | 0.071 | 0.35 | C | 25.31 | 56.49 | 2025-02-03 | VerticalCompact-BCD_1x1 | 804 | 514 | 753 |  |  | 43.1 | 16 | 16 | 350 | AC motor | 50 | W | no | no | B | D | Epoxy coated aluminum | 2025-01-02 | 12 | 4 | yes | piece | 1
GCVC PD 050.2/21-32 | GCVC PD | 050.2/21-32 | 4244861 | finoox | GCVC 050.2C/2x1-2388-I-D/6/64/2.10/900/EXS/1/015023 | 5136 | 1 | 2 | 2388 | Axial | 38063 | 38414 | 180.66 | 7196 | 710 | VT01437 | 0.328 | 0.34 | C | 32.29 | 63.8 | 2025-06-15 | VerticalCompact-BCD_2x1 | 984 | 800 | 1761 |  |  | 149 | 22 | 22 | 500 | AC motor | 60 | I | no | no | C | D | Epoxy coated aluminum | 2025-01-02 | 12 | 6 | yes | piece | 1
GCVC PD 050.2/21-46 | GCVC PD | 050.2/21-46 | 4244888 | finoox | GCVC 050.2C/2x1-2411-1-D/6/64/2.10/900/AXS/1/015023 | 6030 | 1 | 2 | 2411 | Axial | 59194 | 59.66 | 180.66 | 12406 | 1260 | VT03011U.1 | 0.975 | 2025-02-02 | D | 45.6 | 77.1 | 2025-03-16 | VerticalCompact-BCD_2x1 | 984 | 800 | 1761 |  |  | 145.3 | 28 | 28 | 500 | EC motor | 5060 | 1 | no | no | C | D | Aluminum | 2025-01-02 | 12 | 6 | yes | piece | 1
GCVC PD 050.2/22-51 | GCVC PD | 050.2/22-51 | 4245035 | finoox | GCVC 050.2C/2x2-2347-D-D/4/64/2.10/1800/AXS/1/015023 | 7009 | 2 | 2 | 2347 | Axial | 104911 | 104851 | 240.88 | 30128 | 1390 | VT03150U | 2758 | 1941-01-01 | D | 50.95 | 82.58 | 2025-09-22 | VerticalCompact-BCD_2x2 | 1884 | 800 | 1761 |  |  | 245.9 | 42 | 42 | 500 | AC motor | 50 | D | no | no | C | D | Aluminum | 2025-01-02 | 8 | 4 | yes | piece | 1
GCVC PD 050.2/13-46 | GCVC PD | 050.2/13-46 | 4250732 | finoox | GCVC 050.2D/1x3-2421-1-D/3/40/2.10/3600/AXS/1/015023 | 7712 | 3 | 1 | 2421 | Axial | 76899 | 76861 | 225.82 | 21081 | 1150 | VT03011U.1 | 0.996 | 1975-01-01 | C | 45.54 | 77.22 | 2025-03-19 | VerticalCompact-BCD_1x3 | 3684 | 586 | 1153 |  |  | 222.9 | 35 | 35 | 500 | EC motor | 5060 | 1 | no | no | D | D | Aluminum | 2025-01-02 | 4 | 3 | yes | piece | 1
GCVC PD 080.2/13-53 | GCVC PD | 080.2/13-53 | 4253128 | finoox | GCVC 080.2D/1x3-2540-2-D/4/40/2.10/3600/EXS/1/015023 | 14391 | 3 | 1 | 2540 | Axial | 140031 | 139952 | 301.1 | 45198 | 900 | VT03059U.2 | 4256 | 1952-02-01 | E | 52.97 | 84.66 | 26 | VerticalCompact-BCD_1x3 | 3684 | 650 | 1153 |  |  | 300.7 | 42 | 42 | 800 | EC motor | 5060 | 2 | no | no | D | D | Epoxy coated aluminum | 2025-01-02 | 4 | 4 | yes | piece | 1
GCVC PD 063.2/13-37 | GCVC PD | 063.2/13-37 | 4251419 | finoox | GCVC 063.2C/1x3-2553-2-D/4/32/2.10/2700/AXS/1/015023 | 9262 | 3 | 1 | 2553 | Axial | 67385 | 67458 | 180.66 | 18176 | 700 | VT03144U.1 | 0.732 | 0.52 | C | 37.39 | 68.9 | 2025-06-15 | VerticalCompact-BCD_1x3 | 2784 | 623 | 953 |  |  | 186.8 | 35 | 35 | 630 | EC motor | 5060 | 2 | no | no | C | D | Aluminum | 2025-01-02 | 6 | 4 | yes | piece | 1
GCVC PD 035.2/11-39 | GCVC PD | 035.2/11-39 | 4243721 | finoox | GCVC 035.2B/1x1-2479-1-D/4/24/2.10/720/AXS/1/015023 | 2097 | 1 | 1 | 2479 | Axial | 12761 | 12855 | 36.13 | 3195 | 1475 | VT03133 | 0.155 | 1935-01-01 | C | 38.76 | 69.93 | 2025-02-03 | VerticalCompact-BCD_1x1 | 804 | 477 | 753 |  |  | 42.8 | 16 | 16 | 350 | EC motor | 5060 | 1 | no | no | B | D | Aluminum | 2025-01-02 | 12 | 4 | yes | piece | 1
GCVC PD 063.2/11-59 | GCVC PD | 063.2/11-59 | 4251852 | finoox | GCVC 063.2D/1x1-2550-2-D/6/40/2.10/1200/AXS/1/015023 | 6091 | 1 | 1 | 2550 | Axial | 59786 | 60127 | 150.55 | 13450 | 1285 | VT03143U.1 | 2049 | 2026-03-01 | E | 58.57 | 89.94 | 2025-01-13 | VerticalCompact-BCD_1x1 | 1284 | 611 | 1153 |  |  | 127.9 | 28 | 28 | 630 | EC motor | 5060 | 2 | no | no | D | D | Aluminum | 2025-01-02 | 10 | 6 | yes | piece | 1
GCVC PD 050.2/13-54 | GCVC PD | 050.2/13-54 | 4250818 | finoox | GCVC 050.2D/1x3-2561-2-D/6/40/2.10/3600/AXS/1/015023 | 11663 | 3 | 1 | 2561 | Axial | 129179 | 129929 | 451.65 | 25448 | 1505 | VT03013U.1 | 2211 | 1938-01-01 | D | 54.49 | 86.17 | 39.2 | VerticalCompact-BCD_1x3 | 3684 | 607 | 1153 |  |  | 306.2 | 42 | 42 | 500 | EC motor | 5060 | 2 | no | no | D | D | Aluminum | 2025-01-02 | 4 | 6 | yes | piece | 1
GCVC PD 050.2/14-42 | GCVC PD | 050.2/14-42 | 4250058 | finoox | GCVC 050.2C/1x4-2518-1-D/6/32/2.10/3600/AXS/1/015023 | 10020 | 4 | 1 | 2518 | Axial | 91402 | 91563 | 361.32 | 18301 | 945 | VT03011U.1 | 0.851 | 1 | C | 42.25 | 73.88 | 2025-05-29 | VerticalCompact-BCD_1x4 | 3684 | 586 | 953 |  |  | 257.3 | 35 | 35 | 500 | EC motor | 5060 | 1 | no | no | C | D | Aluminum | 2025-01-02 | 6 | 6 | yes | piece | 1
GCVC PD 063.2/23-30 | GCVC PD | 063.2/23-30 | 4247877 | finoox | GCVC 063.2D/2x3-2505-1-D/3/80/2.10/3600/EXS/1/015023 | 19427 | 3 | 2 | 2505 | Axial | 115334 | 115237 | 451.65 | 28250 | 500 | VT03145U.1 | 0.383 | 0.39 | A+ | 30.14 | 62.1 | 40 | VerticalCompact-BCD_2x3 | 3684 | 800 | 2161 |  |  | 429.4 | 42 | 42 | 630 | EC motor | 5060 | 1 | no | no | D | D | Epoxy coated aluminum | 2025-01-02 | 4 | 3 | yes | piece | 1
GCVC PD 063.2/13-27 | GCVC PD | 063.2/13-27 | 4252286 | finoox | GCVC 063.2D/1x3-2505-1-D/4/40/2.10/3600/EXS/1/015023 | 10553 | 3 | 1 | 2505 | Axial | 63307 | 63301 | 301.1 | 13620 | 500 | VT03145U.1 | 0.197 | 0.39 | A+ | 27.38 | 59.06 | 2025-05-24 | VerticalCompact-BCD_1x3 | 3684 | 615 | 1153 |  |  | 246.6 | 28 | 28 | 630 | EC motor | 5060 | 1 | no | no | D | D | Epoxy coated aluminum | 2025-01-02 | 6 | 4 | yes | piece | 1
GCVC PD 050.2/12-33 | GCVC PD | 050.2/12-33 | 4244218 | finoox | GCVC 050.2B/1x2-2514-1-D/3/24/2.10/1440/EXS/1/015023 | 3925 | 2 | 1 | 2514 | Axial | 20613 | 20619 | 54.2 | 6130 | 695 | VT03011U.1 | 0.185 | 0.47 | C | 33.28 | 64.57 | 2025-06-04 | VerticalCompact-BCD_1x2 | 1524 | 586 | 753 |  |  | 78.8 | 18 | 18 | 500 | EC motor | 5060 | 1 | no | no | B | D | Epoxy coated aluminum | 2025-01-02 | 8 | 3 | yes | piece | 1
GCVC PD 050.2/23-49 | GCVC PD | 050.2/23-49 | 4246387 | finoox | GCVC 050.2D/2x3-2521-1-D/3/80/2.10/3600/EXS/1/015023 | 15896 | 3 | 2 | 2521 | Axial | 145946 | 145741 | 451.65 | 40185 | 1135 | VT03011U.1 | 1896 | 1965-01-01 | C | 48.77 | 80.73 | 40 | VerticalCompact-BCD_2x3 | 3684 | 800 | 2161 |  |  | 424 | 42 | 42 | 500 | EC motor | 5060 | 1 | no | no | D | D | Epoxy coated aluminum | 2025-01-02 | 4 | 3 | yes | piece | 1
GCVC PD 063.2/21-28 | GCVC PD | 063.2/21-28 | 4247273 | finoox | GCVC 063.2D/2x1-2358-D-D/6/80/2.10/1200/EXS/1/015023 | 8729 | 1 | 2 | 2358 | Axial | 45419 | 45763 | 301.1 | 7947 | 430 | VT01442 | 0.234 | 0.32 | A | 28.17 | 59.82 | 2025-01-26 | VerticalCompact-BCD_2x1 | 1284 | 800 | 2161 |  |  | 216.8 | 28 | 28 | 630 | AC motor | 50 | D | no | no | D | D | Epoxy coated aluminum | 2025-01-02 | 10 | 6 | yes | piece | 1
GCVC PD 050.2/22-32 | GCVC PD | 050.2/22-32 | 4246025 | finoox | GCVC 050.2D/2x2-2385-J-D/4/80/2.10/2400/AXS/1/015023 | 8689 | 2 | 2 | 2385 | Axial | 64498 | 64672 | 401.46 | 12334 | 430 | VT01435 | 0.529 | 0.32 | B | 32.09 | 63.89 | 34.8 | VerticalCompact-BCD_2x2 | 2484 | 800 | 2161 |  |  | 339.5 | 35 | 35 | 500 | AC motor | 60 | J | no | no | D | D | Aluminum | 2025-01-02 | 8 | 4 | yes | piece | 1
GCVC PD 050.2/21-39 | GCVC PD | 050.2/21-39 | 4245766 | finoox | GCVC 050.2D/2x1-2354-W-D/3/80/2.10/1200/AXS/1/015023 | 4734 | 1 | 2 | 2354 | Axial | 42766 | 42907 | 150.55 | 10703 | 865 | VT03093U | 0.396 | 0.97 | C | 39.25 | 70.9 | 14 | VerticalCompact-BCD_2x1 | 1284 | 800 | 2161 |  |  | 168.6 | 28 | 28 | 500 | AC motor | 50 | W | no | no | D | D | Aluminum | 2025-01-02 | 10 | 3 | yes | piece | 1
GCVC PD 050.2/24-43 | GCVC PD | 050.2/24-43 | 4245532 | finoox | GCVC 050.2C/2x4-2354-W-D/4/64/2.10/3600/EXS/1/015023 | 13521 | 4 | 2 | 2354 | Axial | 152269 | 152405 | 481.75 | 36726 | 865 | VT03093U | 1691 | 0.97 | C | 42.55 | 74.41 | 41.4 | VerticalCompact-BCD_2x4 | 3684 | 800 | 1761 |  |  | 448.9 | 42 | 42 | 500 | AC motor | 50 | W | no | no | C | D | Epoxy coated aluminum | 2025-01-02 | 4 | 4 | yes | piece | 1
GCVC PD 045.2/12-50 | GCVC PD | 045.2/12-50 | 4248995 | finoox | GCVC 045.2C/1x2-2533-1-D/6/32/2.10/1800/EXS/1/015023 | 5628 | 2 | 1 | 2533 | Axial | 52581 | 52829 | 180.66 | 10734 | 1425 | VT03007U.1 | 0.921 | 2025-09-01 | D | 49.79 | 81.18 | 2025-01-15 | VerticalCompact-BCD_1x2 | 1884 | 535 | 953 |  |  | 131.1 | 28 | 28 | 450 | EC motor | 5060 | 1 | no | no | C | D | Epoxy coated aluminum | 2025-01-02 | 8 | 6 | yes | piece | 1
GCVC PD 063.2/13-65 | GCVC PD | 063.2/13-65 | 4252355 | finoox | GCVC 063.2D/1x3-2552-2-D/4/40/2.10/3600/AXS/1/015023 | 13434 | 3 | 1 | 2552 | Axial | 150642 | 149696 | 301.1 | 48782 | 1435 | VT03143U.1 | 8261 | 2025-03-04 | E | 64.71 | 96.39 | 2025-07-27 | VerticalCompact-BCD_1x3 | 3684 | 611 | 1153 |  |  | 318.6 | 54 | 54 | 630 | EC motor | 5060 | 2 | no | no | D | D | Aluminum | 2025-01-02 | 4 | 4 | yes | piece | 1
GCVC PD 050.2/12-36 | GCVC PD | 050.2/12-36 | 4250516 | finoox | GCVC 050.2D/1x2-2515-1-D/3/40/2.10/2400/AXS/1/015023 | 5104 | 2 | 1 | 2515 | Axial | 36514 | 36471 | 150.55 | 8871 | 755 | VT03011U.1 | 0.203 | 0.58 | A | 35.56 | 67.09 | 2025-04-12 | VerticalCompact-BCD_1x2 | 2484 | 586 | 1153 |  |  | 151.1 | 22 | 22 | 500 | EC motor | 5060 | 1 | no | no | D | D | Aluminum | 2025-01-02 | 8 | 3 | yes | piece | 1
GCVC PD 063.2/13-31 | GCVC PD | 063.2/13-31 | 4251348 | finoox | GCVC 063.2C/1x3-2504-1-D/6/32/2.10/2700/AXS/1/015023 | 9455 | 3 | 1 | 2504 | Axial | 48732 | 48973 | 270.99 | 8701 | 460 | VT03145U.1 | 0.187 | 0.3 | A+ | 30.93 | 62.45 | 22 | VerticalCompact-BCD_1x3 | 2784 | 615 | 953 |  |  | 199.6 | 28 | 28 | 630 | EC motor | 5060 | 1 | no | no | C | D | Aluminum | 2025-01-02 | 8 | 6 | yes | piece | 1
GCVC PD 050.2/21-37 | GCVC PD | 050.2/21-37 | 4245876 | finoox | GCVC 050.2D/2x1-2516-1-D/6/80/2.10/1200/AXS/1/015023 | 7362 | 1 | 2 | 2516 | Axial | 51566 | 51971 | 301.1 | 9117 | 820 | VT03011U.1 | 0.263 | 0.68 | A | 36.67 | 68.32 | 2025-01-26 | VerticalCompact-BCD_2x1 | 1284 | 800 | 2161 |  |  | 208.1 | 28 | 28 | 500 | EC motor | 5060 | 1 | no | no | D | D | Aluminum | 2025-01-02 | 10 | 6 | yes | piece | 1
GCVC PD 045.2/22-41 | GCVC PD | 045.2/22-41 | 4244536 | finoox | GCVC 045.2C/2x2-2525-1-D/6/64/2.10/1800/AXS/1/015023 | 9496 | 2 | 2 | 2525 | Axial | 67674 | 68172 | 361.32 | 12088 | 825 | VT03007U.1 | 0.393 | 0.47 | B | 40.84 | 72.47 | 31.2 | VerticalCompact-BCD_2x2 | 1884 | 800 | 1761 |  |  | 253.8 | 35 | 35 | 450 | EC motor | 5060 | 1 | no | no | C | D | Aluminum | 2025-01-02 | 8 | 6 | yes | piece | 1
GCVC PD 063.2/22-41 | GCVC PD | 063.2/22-41 | 4246820 | finoox | GCVC 063.2C/2x2-2555-2-D/4/64/2.10/1800/EXS/1/015023 | 13554 | 2 | 2 | 2555 | Axial | 97761 | 97734 | 240.88 | 27959 | 800 | VT03144U.1 | 1429 | 0.69 | D | 41.36 | 72.99 | 2025-07-21 | VerticalCompact-BCD_2x2 | 1884 | 800 | 1761 |  |  | 245.5 | 35 | 35 | 630 | EC motor | 5060 | 2 | no | no | C | D | Epoxy coated aluminum | 2025-01-02 | 8 | 4 | yes | piece | 1
GCVC PD 050.2/12-56 | GCVC PD | 050.2/12-56 | 4250589 | finoox | GCVC 050.2D/1x2-2563-2-D/4/40/2.10/2400/AXS/1/015023 | 6503 | 2 | 1 | 2563 | Axial | 75176 | 75245 | 200.73 | 19589 | 1680 | VT03013U.1 | 1993 | 1975-01-01 | E | 55.79 | 87.31 | 2025-05-17 | VerticalCompact-BCD_1x2 | 2484 | 607 | 1153 |  |  | 176.2 | 35 | 35 | 500 | EC motor | 5060 | 2 | no | no | D | D | Aluminum | 2025-01-02 | 6 | 4 | yes | piece | 1
GCVC PD 050.2/13-54 | GCVC PD | 050.2/13-54 | 4249866 | finoox | GCVC 050.2C/1x3-2561-2-D/4/32/2.10/2700/EXS/1/015023 | 8894 | 3 | 1 | 2561 | Axial | 82426 | 82623 | 180.66 | 23974 | 1505 | VT03013U.1 | 2025-03-02 | 1938-01-01 | E | 54.16 | 85.67 | 2025-06-15 | VerticalCompact-BCD_1x3 | 2784 | 607 | 953 |  |  | 185.3 | 35 | 35 | 500 | EC motor | 5060 | 2 | no | no | C | D | Epoxy coated aluminum | 2025-01-02 | 4 | 4 | yes | piece | 1
GCVC PD 063.2/22-41 | GCVC PD | 063.2/22-41 | 4247713 | finoox | GCVC 063.2D/2x2-2554-2-D/4/80/2.10/2400/AXS/1/015023 | 15401 | 2 | 2 | 2554 | Axial | 130.71 | 130896 | 401.46 | 31104 | 750 | VT03144U.1 | 1045 | 0.6 | B | 41.11 | 72.92 | 36.3 | VerticalCompact-BCD_2x2 | 2484 | 800 | 2161 |  |  | 342.8 | 42 | 42 | 630 | EC motor | 5060 | 2 | no | no | D | D | Aluminum | 2025-01-02 | 6 | 4 | yes | piece | 1
GCVC PD 080.3/11-35 | GCVC PD | 080.3/11-35 | 6124017 | finoox | GCVC 080.3D/1x1-3489-J-D/3/40/2.10/1200/AXS/1/015023 | 4044 | 1 | 1 | 3489 | Axial | 29765 | 29792 | 75.27 | 8758 | 480 | VT01371 | 0.571 | 2025-01-01 | D | 34.75 | 66.12 | 2025-06-06 | VerticalCompact-BCD_1x1 | 1284 | 605 | 1153 |  |  | 110.6 | 22 | 22 | 800 | AC motor | 60 | J | no | no | D | D | Aluminum | 2025-01-02 | 10 | 3 | yes | piece | 1
GCVC PD 050.2/13-52 | GCVC PD | 050.2/13-52 | 4250645 | finoox | GCVC 050.2D/1x3-2349-I-D/3/40/2.10/3600/EXS/1/015023 | 6521 | 3 | 1 | 2349 | Axial | 89682 | 89596 | 225.82 | 28720 | 1590 | VT03150U | 2433 | 2025-07-01 | E | 51.82 | 83.49 | 2025-03-19 | VerticalCompact-BCD_1x3 | 3684 | 569 | 1153 |  |  | 236.7 | 35 | 35 | 500 | AC motor | 60 | I | no | no | D | D | Epoxy coated aluminum | 2025-01-02 | 4 | 3 | yes | piece | 1
GCVC PD 050.2/24-49 | GCVC PD | 050.2/24-49 | 4245552 | finoox | GCVC 050.2C/2x4-2386-K-D/3/64/2.10/3600/AXS/1/015023 | 11711 | 4 | 2 | 2386 | Axial | 148138 | 148067 | 361.32 | 46351 | 910 | VT01435 | 3271 | 0.92 | D | 48.66 | 80.52 | 34.6 | VerticalCompact-BCD_2x4 | 3684 | 800 | 1761 |  |  | 434.1 | 54 | 54 | 500 | AC motor | 60 | K | no | no | C | D | Aluminum | 2025-01-02 | 4 | 3 | yes | piece | 1
GCVC PD 050.2/24-40 | GCVC PD | 050.2/24-40 | 4245577 | finoox | GCVC 050.2C/2x4-2390-K-D/4/64/2.10/3600/AXS/1/015023 | 12704 | 4 | 2 | 2390 | Axial | 146002 | 146171 | 481.75 | 33426 | 760 | VT01437 | 1413 | 0.35 | C | 39.88 | 71.74 | 41.4 | VerticalCompact-BCD_2x4 | 3684 | 800 | 1761 |  |  | 443.3 | 42 | 42 | 500 | AC motor | 60 | K | no | no | C | D | Aluminum | 2025-01-02 | 4 | 4 | yes | piece | 1
GCVC PD 050.2/11-38 | GCVC PD | 050.2/11-38 | 4250184 | finoox | GCVC 050.2D/1x1-2355-X-D/4/40/2.10/1200/EXS/1/015023 | 2816 | 1 | 1 | 2355 | Axial | 25.28 | 25352 | 100.37 | 5559 | 810 | VT03093U | 0.284 | 2025-03-01 | C | 37.75 | 69.11 | 2025-04-08 | VerticalCompact-BCD_1x1 | 1284 | 569 | 1153 |  |  | 92 | 18 | 18 | 500 | AC motor | 60 | X | no | no | D | D | Epoxy coated aluminum | 2025-01-02 | 10 | 4 | yes | piece | 1
GCVC PD 063.2/21-19 | GCVC PD | 063.2/21-19 | 4247317 | finoox | GCVC 063.2D/2x1-2399-J-D/4/80/2.10/1200/AXS/1/015023 | 6711 | 1 | 2 | 2399 | Axial | 33673 | 33843 | 200.73 | 6544 | 290 | VT01442 | 0.141 | 0.14 | A | 19.22 | 50.87 | 2025-02-17 | VerticalCompact-BCD_2x1 | 1284 | 800 | 2161 |  |  | 184.3 | 22 | 22 | 630 | AC motor | 60 | J | no | no | D | D | Aluminum | 2025-01-02 | 10 | 4 | yes | piece | 1
GCVC PD 063.2/21-66 | GCVC PD | 063.2/21-66 | 4246486 | finoox | GCVC 063.2C/2x1-2412-2-D/3/64/2.10/900/AXS/1/015023 | 9025 | 1 | 2 | 2412 | Axial | 64878 | 65427 | 90.33 | 30018 | 1510 | VT03143U.1 | 6778 | 5 | E | 65.51 | 97.02 | 10 | VerticalCompact-BCD_2x1 | 984 | 800 | 1761 |  |  | 166 | 35 | 35 | 630 | EC motor | 5060 | 2 | no | no | C | D | Aluminum | 2025-01-02 | 8 | 3 | yes | piece | 1
GCVC PD 045.2/24-47 | GCVC PD | 045.2/24-47 | 4244730 | finoox | GCVC 045.2C/2x4-2527-1-D/4/64/2.10/3600/EXS/1/015023 | 16229 | 4 | 2 | 2527 | Axial | 135027 | 135195 | 481.75 | 30765 | 975 | VT03007U.1 | 1224 | 0.68 | C | 46.99 | 78.85 | 41.4 | VerticalCompact-BCD_2x4 | 3684 | 800 | 1761 |  |  | 410.3 | 42 | 42 | 450 | EC motor | 5060 | 1 | no | no | C | D | Epoxy coated aluminum | 2025-01-02 | 4 | 4 | yes | piece | 1
GCVC PD 080.2/23-20 | GCVC PD | 080.2/23-20 | 4248639 | finoox | GCVC 080.2D/2x3-2489-1-D/4/80/2.10/3600/EXS/1/015023 | 24776 | 3 | 2 | 2489 | Axial | 99671 | 99845 | 602.19 | 19606 | 220 | VT03062U.1 | 0.183 | 0.15 | A+ | 20.24 | 52.2 | 50.2 | VerticalCompact-BCD_2x3 | 3684 | 800 | 2161 |  |  | 504.2 | 35 | 35 | 800 | EC motor | 5060 | 1 | no | no | D | D | Epoxy coated aluminum | 2025-01-02 | 6 | 4 | yes | piece | 1
GCVC PD 063.2/13-34 | GCVC PD | 063.2/13-34 | 4252313 | finoox | GCVC 063.2D/1x3-2510-1-D/4/40/2.10/3600/AXS/1/015023 | 10021 | 3 | 1 | 2510 | Axial | 85668 | 85989 | 301.1 | 19130 | 695 | VT03145U.1 | 0.466 | 0.9 | A | 34.43 | 66.12 | 2025-02-25 | VerticalCompact-BCD_1x3 | 3684 | 615 | 1153 |  |  | 247.3 | 35 | 35 | 630 | EC motor | 5060 | 1 | no | no | D | D | Aluminum | 2025-01-02 | 4 | 4 | yes | piece | 1
GCVC PD 063.2/14-37 | GCVC PD | 063.2/14-37 | 4251591 | finoox | GCVC 063.2C/1x4-2510-1-D/3/32/2.10/3600/EXS/1/015023 | 10501 | 4 | 1 | 2510 | Axial | 70375 | 70308 | 180.66 | 22162 | 695 | VT03145U.1 | 0.682 | 0.9 | C | 36.74 | 68.37 | 2025-05-15 | VerticalCompact-BCD_1x4 | 3684 | 615 | 953 |  |  | 210 | 35 | 35 | 630 | EC motor | 5060 | 1 | no | no | C | D | Epoxy coated aluminum | 2025-01-02 | 4 | 3 | yes | piece | 1
GCVC PD 063.2/14-38 | GCVC PD | 063.2/14-38 | 4251592 | finoox | GCVC 063.2C/1x4-2510-1-D/4/32/2.10/3600/EXS/1/015023 | 11228 | 4 | 1 | 2510 | Axial | 82257 | 82358 | 240.88 | 20736 | 695 | VT03145U.1 | 0.704 | 0.9 | B | 37.71 | 69.34 | 2025-02-20 | VerticalCompact-BCD_1x4 | 3684 | 615 | 953 |  |  | 227.3 | 35 | 35 | 630 | EC motor | 5060 | 1 | no | no | C | D | Epoxy coated aluminum | 2025-01-02 | 4 | 4 | yes | piece | 1
GCVC PD 080.2/22-35 | GCVC PD | 080.2/22-35 | 4248326 | finoox | GCVC 080.2D/2x2-2482-1-D/4/80/2.10/2400/EXS/1/015023 | 18647 | 2 | 2 | 2482 | Axial | 119362 | 119325 | 401.46 | 27962 | 440 | VT03061U.1 | 0.688 | 0.75 | B | 34.62 | 66.43 | 36.3 | VerticalCompact-BCD_2x2 | 2484 | 800 | 2161 |  |  | 350.9 | 42 | 42 | 800 | EC motor | 5060 | 1 | no | no | D | D | Epoxy coated aluminum | 2025-01-02 | 6 | 4 | yes | piece | 1
GCVC PD 063.2/11-27 | GCVC PD | 063.2/11-27 | 4251811 | finoox | GCVC 063.2D/1x1-2508-1-D/3/40/2.10/1200/EXS/1/015023 | 4254 | 1 | 1 | 2508 | Axial | 22293 | 22281 | 75.27 | 5839 | 615 | VT03145U.1 | 0.109 | 0.65 | A | 27.49 | 58.86 | 2025-04-06 | VerticalCompact-BCD_1x1 | 1284 | 615 | 1153 |  |  | 82.6 | 18 | 18 | 630 | EC motor | 5060 | 1 | no | no | D | D | Epoxy coated aluminum | 2025-01-02 | 10 | 3 | yes | piece | 1
GCVC PD 080.2/21-27 | GCVC PD | 080.2/21-27 | 4248116 | finoox | GCVC 080.2D/2x1-2496-1-D/3/80/2.10/1200/AXS/1/015023 | 7321 | 1 | 2 | 2496 | Axial | 49.09 | 49138 | 150.55 | 13048 | 390 | VT03062U.1 | 0.235 | 0.6 | A | 2025-01-27 | 58.66 | 14 | VerticalCompact-BCD_2x1 | 1284 | 800 | 2161 |  |  | 175.5 | 28 | 28 | 800 | EC motor | 5060 | 1 | no | no | D | D | Aluminum | 2025-01-02 | 10 | 3 | yes | piece | 1
GCVC PD 063.2/12-23 | GCVC PD | 063.2/12-23 | 4251129 | finoox | GCVC 063.2C/1x2-2502-1-D/4/32/2.10/1800/AXS/1/015023 | 6045 | 2 | 1 | 2502 | Axial | 26603 | 26685 | 120.44 | 5481 | 385 | VT03145U.1 | 0.079 | 0.2 | A+ | 2025-01-23 | 54.41 | 10 | VerticalCompact-BCD_1x2 | 1884 | 615 | 953 |  |  | 118.3 | 22 | 22 | 630 | EC motor | 5060 | 1 | no | no | C | D | Aluminum | 2025-01-02 | 8 | 4 | yes | piece | 1
GCVC PD 063.2/13-23 | GCVC PD | 063.2/13-23 | 4251334 | finoox | GCVC 063.2C/1x3-2502-1-D/3/32/2.10/2700/AXS/1/015023 | 7932 | 3 | 1 | 2502 | Axial | 35999 | 35963 | 135.49 | 8843 | 385 | VT03145U.1 | 0.116 | 0.2 | A+ | 23.45 | 54.97 | 2025-01-11 | VerticalCompact-BCD_1x3 | 2784 | 615 | 953 |  |  | 160.1 | 22 | 22 | 630 | EC motor | 5060 | 1 | no | no | C | D | Aluminum | 2025-01-02 | 6 | 3 | yes | piece | 1
GCVC PD 063.2/24-33 | GCVC PD | 063.2/24-33 | 4247150 | finoox | GCVC 063.2C/2x4-2505-1-D/3/64/2.10/3600/AXS/1/015023 | 20245 | 4 | 2 | 2505 | Axial | 117415 | 117201 | 361.32 | 31270 | 500 | VT03145U.1 | 0.572 | 0.39 | A | 32.77 | 64.63 | 32 | VerticalCompact-BCD_2x4 | 3684 | 800 | 1761 |  |  | 396.4 | 42 | 42 | 630 | EC motor | 5060 | 1 | no | no | C | D | Aluminum | 2025-01-02 | 4 | 3 | yes | piece | 1
GCVC PD 050.2/23-48 | GCVC PD | 050.2/23-48 | 4245431 | finoox | GCVC 050.2C/2x3-2521-1-D/4/64/2.10/2700/AXS/1/015023 | 13554 | 3 | 2 | 2521 | Axial | 133726 | 133681 | 361.32 | 35839 | 1135 | VT03011U.1 | 2072 | 1965-01-01 | D | 48.03 | 79.77 | 32.1 | VerticalCompact-BCD_2x3 | 2784 | 800 | 1761 |  |  | 327.4 | 42 | 42 | 500 | EC motor | 5060 | 1 | no | no | C | D | Aluminum | 2025-01-02 | 6 | 4 | yes | piece | 1
GCVC PD 045.2/24-50 | GCVC PD | 045.2/24-50 | 4244739 | finoox | GCVC 045.2C/2x4-2529-1-D/4/64/2.10/3600/AXS/1/015023 | 15376 | 4 | 2 | 2529 | Axial | 152573 | 152804 | 481.75 | 35673 | 1125 | VT03007U.1 | 1832 | 1 | C | 50.1 | 81.96 | 44 | VerticalCompact-BCD_2x4 | 3684 | 800 | 1761 |  |  | 415.3 | 54 | 54 | 450 | EC motor | 5060 | 1 | no | no | C | D | Aluminum | 2025-01-02 | 4 | 4 | yes | piece | 1
GCVC PD 080.3/22-48 | GCVC PD | 080.3/22-48 | 6128124 | finoox | GCVC 080.3D/2x2-3488-I-D/3/80/2.10/2400/EXS/1/015023 | 15124 | 2 | 2 | 3488 | Axial | 142925 | 142561 | 301.1 | 54652 | 720 | VT01371 | 4715 | 1935-02-01 | E | 48.45 | 80.26 | 2025-04-28 | VerticalCompact-BCD_2x2 | 2484 | 800 | 2161 |  |  | 406.5 | 42 | 42 | 800 | AC motor | 60 | I | no | no | D | D | Epoxy coated aluminum | 2025-01-02 | 6 | 3 | yes | piece | 1
GCVC PD 080.3/11-30 | GCVC PD | 080.3/11-30 | 6089870 | finoox | GCVC 080.3D/1x1-3564-2-D/3/40/2.10/1200/AXS/1/015023 | 5571 | 1 | 1 | 3564 | Axial | 27461 | 27479 | 75.27 | 7711 | 440 | VT01445U.3 | 0.213 | 0.6 | B | 30.39 | 61.76 | 2025-06-06 | VerticalCompact-BCD_1x1 | 1284 | 620 | 1153 |  |  | 109.9 | 22 | 22 | 800 | EC motor | 5060 | 2 | no | no | D | D | Aluminum | 2025-01-02 | 10 | 3 | yes | piece | 1
GCVC PD 050.3/13-50 | GCVC PD | 050.3/13-50 | 6140259 | finoox | GCVC 050.3C/1x3-3617-X-D/3/32/2.10/2700/EXS/1/015023 | 5096 | 3 | 1 | 3617 | Axial | 65382 | 65457 | 135.49 | 22852 | 1260 | VT01524 | 2824 | 2025-04-04 | E | 50.15 | 81.66 | 12 | VerticalCompact-BCD_1x3 | 2784 | 596 | 953 |  |  | 176.3 | 35 | 35 | 500 | AC motor | 60 | X | no | no | C | D | Epoxy coated aluminum | 2025-01-02 | 4 | 3 | yes | piece | 1
GCVC PD 050.3/11-46 | GCVC PD | 050.3/11-46 | 6141992 | finoox | GCVC 050.3D/1x1-3617-X-D/6/40/2.10/1200/EXS/1/015023 | 3427 | 1 | 1 | 3617 | Axial | 39928 | 40152 | 150.55 | 7912 | 1260 | VT01524 | 0.931 | 2025-04-04 | D | 45.94 | 77.3 | 2025-07-12 | VerticalCompact-BCD_1x1 | 1284 | 596 | 1153 |  |  | 110 | 22 | 22 | 500 | AC motor | 60 | X | no | no | D | D | Epoxy coated aluminum | 2025-01-02 | 10 | 6 | yes | piece | 1
GCVC PD 045.2/12-51 | GCVC PD | 045.2/12-51 | 4248911 | finoox | GCVC 045.2C/1x2-0423-X-D/6/32/2.10/1800/EXS/1/015023 | 4372 | 2 | 1 | 423 | Axial | 55331 | 55544 | 180.66 | 11520 | 1460 | VT0326U | 1251 | 3 | D | 50.66 | 82.04 | 2025-01-15 | VerticalCompact-BCD_1x2 | 1884 | 521 | 953 |  |  | 138.5 | 28 | 28 | 450 | AC motor | 60 | X | no | no | C | D | Epoxy coated aluminum | 2025-01-02 | 8 | 6 | yes | piece | 1
GCVC PD 050.2/21-39 | GCVC PD | 050.2/21-39 | 4245718 | finoox | GCVC 050.2D/2x1-2332-D-D/3/80/2.10/1200/AXS/1/015023 | 4772 | 1 | 2 | 2332 | Axial | 44013 | 44088 | 150.55 | 11144 | 850 | VT01435 | 0.492 | 0.74 | C | 38.59 | 70.25 | 14 | VerticalCompact-BCD_2x1 | 1284 | 800 | 2161 |  |  | 172.3 | 28 | 28 | 500 | AC motor | 50 | D | no | no | D | D | Aluminum | 2025-01-02 | 10 | 3 | yes | piece | 1
GCVC PD 063.2/13-30 | GCVC PD | 063.2/13-30 | 4252173 | finoox | GCVC 063.2D/1x3-2358-D-D/6/40/2.10/3600/EXS/1/015023 | 10811 | 3 | 1 | 2358 | Axial | 68521 | 68882 | 451.65 | 11921 | 430 | VT01442 | 0.351 | 0.32 | A | 2025-09-29 | 61.58 | 36.9 | VerticalCompact-BCD_1x3 | 3684 | 598 | 1153 |  |  | 300.9 | 35 | 35 | 630 | AC motor | 50 | D | no | no | D | D | Epoxy coated aluminum | 2025-01-02 | 6 | 6 | yes | piece | 1
GCVC PD 080.2/13-40 | GCVC PD | 080.2/13-40 | 4252997 | finoox | GCVC 080.2D/1x3-2448-1-D/4/40/2.10/3600/EXS/1/015023 | 11952 | 3 | 1 | 2448 | Axial | 114.05 | 114144 | 301.1 | 30796 | 630 | VT03061U.1 | 1428 | 2025-01-02 | C | 40.29 | 71.97 | 26 | VerticalCompact-BCD_1x3 | 3684 | 608 | 1153 |  |  | 267.4 | 42 | 42 | 800 | EC motor | 5060 | 1 | no | no | D | D | Epoxy coated aluminum | 2025-01-02 | 4 | 4 | yes | piece | 1
GCVC PD 035.2/12-28 | GCVC PD | 035.2/12-28 | 4243661 | finoox | GCVC 035.2A/1x2-2344-W-D/3/20/2.10/1200/AXS/2/015023 | 1620 | 2 | 1 | 2344 | Axial | 12167 | 2018-12-01 | 37.64 | 3221 | 910 | VT03149U | 0.145 | 0.35 | C | 2025-07-28 | 59.23 | 2025-02-03 | VerticalCompact-A_1x2 | 1260 | 326 | 507 |  |  | 2025-04-30 | 16 | 16 | 350 | AC motor | 50 | W | no | no | A | D | Aluminum | 2025-01-02 | 10 | 3 | yes | piece | 1
GCVC PD 063.2/22-25 | GCVC PD | 063.2/22-25 | 4247520 | finoox | GCVC 063.2D/2x2-2359-S-D/3/80/2.10/2400/AXS/1/015023 | 10498 | 2 | 2 | 2359 | Axial | 63141 | 63075 | 301.1 | 14394 | 320 | VT01442 | 0.247 | 0.14 | A+ | 24.75 | 56.55 | 2025-09-26 | VerticalCompact-BCD_2x2 | 2484 | 800 | 2161 |  |  | 307.7 | 35 | 35 | 630 | AC motor | 50 | S | no | no | D | D | Aluminum | 2025-01-02 | 8 | 3 | yes | piece | 1
GCVC PD 063.2/12-19 | GCVC PD | 063.2/12-19 | 4251054 | finoox | GCVC 063.2C/1x2-2359-S-D/3/32/2.10/1800/AXS/1/015023 | 4630 | 2 | 1 | 2359 | Axial | 23515 | 23.51 | 90.33 | 5683 | 320 | VT01442 | 0.13 | 0.14 | A | 18.83 | 50.22 | 2025-05-07 | VerticalCompact-BCD_1x2 | 1884 | 598 | 953 |  |  | 115.9 | 18 | 18 | 630 | AC motor | 50 | S | no | no | C | D | Aluminum | 2025-01-02 | 8 | 3 | yes | piece | 1
GCVC PD 063.2/11-29 | GCVC PD | 063.2/11-29 | 4251815 | finoox | GCVC 063.2D/1x1-2509-1-D/4/40/2.10/1200/AXS/1/015023 | 4285 | 1 | 1 | 2509 | Axial | 27256 | 27349 | 100.37 | 6008 | 655 | VT03145U.1 | 0.133 | 0.75 | A | 28.74 | 60.1 | 2025-06-08 | VerticalCompact-BCD_1x1 | 1284 | 615 | 1153 |  |  | 90.5 | 22 | 22 | 630 | EC motor | 5060 | 1 | no | no | D | D | Aluminum | 2025-01-02 | 10 | 4 | yes | piece | 1
GCVC PD 063.2/12-36 | GCVC PD | 063.2/12-36 | 4251186 | finoox | GCVC 063.2C/1x2-2511-1-D/4/32/2.10/1800/EXS/1/015023 | 6354 | 2 | 1 | 2511 | Axial | 42544 | 42568 | 120.44 | 10992 | 730 | VT03145U.1 | 0.41 | 1 | C | 36.04 | 67.44 | 2025-04-10 | VerticalCompact-BCD_1x2 | 1884 | 615 | 953 |  |  | 118.9 | 28 | 28 | 630 | EC motor | 5060 | 1 | no | no | C | D | Epoxy coated aluminum | 2025-01-02 | 8 | 4 | yes | piece | 1
GCVC PD 063.2/24-27 | GCVC PD | 063.2/24-27 | 4247132 | finoox | GCVC 063.2C/2x4-2502-1-D/3/64/2.10/3600/AXS/1/015023 | 20242 | 4 | 2 | 2502 | Axial | 96821 | 96786 | 361.32 | 23581 | 385 | VT03145U.1 | 0.308 | 0.2 | A+ | 27.36 | 59.22 | 2025-08-30 | VerticalCompact-BCD_2x4 | 3684 | 800 | 1761 |  |  | 394.2 | 35 | 35 | 630 | EC motor | 5060 | 1 | no | no | C | D | Aluminum | 2025-01-02 | 4 | 3 | yes | piece | 1
GCVC PD 050.2/13-41 | GCVC PD | 050.2/13-41 | 4249821 | finoox | GCVC 050.2C/1x3-2518-1-D/4/32/2.10/2700/AXS/1/015023 | 6912 | 3 | 1 | 2518 | Axial | 59876 | 59893 | 180.66 | 14816 | 945 | VT03011U.1 | 0.615 | 1 | C | 41.26 | 72.77 | 15 | VerticalCompact-BCD_1x3 | 2784 | 586 | 953 |  |  | 171 | 28 | 28 | 500 | EC motor | 5060 | 1 | no | no | C | D | Aluminum | 2025-01-02 | 6 | 4 | yes | piece | 1
GCVC PD 080.2/23-34 | GCVC PD | 080.2/23-34 | 4248672 | finoox | GCVC 080.2D/2x3-2498-1-D/3/80/2.10/3600/AXS/1/015023 | 21853 | 3 | 2 | 2498 | Axial | 158777 | 158.71 | 451.65 | 44390 | 440 | VT03062U.1 | 0.972 | 0.85 | B | 33.98 | 65.94 | 43.1 | VerticalCompact-BCD_2x3 | 3684 | 800 | 2161 |  |  | 469.2 | 54 | 54 | 800 | EC motor | 5060 | 1 | no | no | D | D | Aluminum | 2025-01-02 | 4 | 3 | yes | piece | 1
GCVC PD 050.2/12-44 | GCVC PD | 050.2/12-44 | 4250552 | finoox | GCVC 050.2D/1x2-2521-1-D/3/40/2.10/2400/AXS/1/015023 | 5121 | 2 | 1 | 2521 | Axial | 49693 | 49656 | 150.55 | 13395 | 1135 | VT03011U.1 | 0.632 | 1965-01-01 | C | 44.44 | 75.96 | 2025-09-12 | VerticalCompact-BCD_1x2 | 2484 | 586 | 1153 |  |  | 151.9 | 28 | 28 | 500 | EC motor | 5060 | 1 | no | no | D | D | Aluminum | 2025-01-02 | 6 | 3 | yes | piece | 1
GCVC PD 045.2/24-50 | GCVC PD | 045.2/24-50 | 4244741 | finoox | GCVC 045.2C/2x4-2529-1-D/3/64/2.10/3600/EXS/1/015023 | 14977 | 4 | 2 | 2529 | Axial | 126338 | 126215 | 361.32 | 36626 | 1125 | VT03007U.1 | 1811 | 1 | D | 50.15 | 82.01 | 32 | VerticalCompact-BCD_2x4 | 3684 | 800 | 1761 |  |  | 375.5 | 42 | 42 | 450 | EC motor | 5060 | 1 | no | no | C | D | Epoxy coated aluminum | 2025-01-02 | 4 | 3 | yes | piece | 1
GCVC PD 080.3/12-47 | GCVC PD | 080.3/12-47 | 6217064 | finoox | GCVC 080.3D/1x2-3490-K-D/3/40/2.10/2400/AXS/1/015023 | 6645 | 2 | 1 | 3490 | Axial | 82274 | 82541 | 150.55 | 29387 | 770 | VT01371 | 2636 | 2025-04-02 | E | 47.14 | 78.67 | 2025-06-13 | VerticalCompact-BCD_1x2 | 2484 | 605 | 1153 |  |  | 209.2 | 35 | 35 | 800 | AC motor | 60 | K | no | no | D | D | Aluminum | 2025-01-02 | 4 | 3 | yes | piece | 1
GCVC PD 080.3/22-48 | GCVC PD | 080.3/22-48 | 6141140 | finoox | GCVC 080.3D/2x2-3563-2-D/6/80/2.10/2400/EXS/1/015023 | 27390 | 2 | 2 | 3563 | Axial | 189125 | 189839 | 602.19 | 39716 | 670 | VT01445U.3 | 2684 | 2015-01-01 | D | 48.26 | 80.07 | 55.2 | VerticalCompact-BCD_2x2 | 2484 | 800 | 2161 |  |  | 499.6 | 54 | 54 | 800 | EC motor | 5060 | 2 | no | no | D | D | Epoxy coated aluminum | 2025-01-02 | 6 | 6 | yes | piece | 1
GCVC PD 063.2/24-65 | GCVC PD | 063.2/24-65 | 4247051 | finoox | GCVC 063.2C/2x4-2356-D-D/3/64/2.10/3600/EXS/1/015023 | 20706 | 4 | 2 | 2356 | Axial | 247563 | 243565 | 361.32 | 110487 | 1330 | VT01441 | 20646 | 5 | E | 65.48 | 97.34 | 34.6 | VerticalCompact-BCD_2x4 | 3684 | 800 | 1761 |  |  | 582.3 | 54 | 54 | 630 | AC motor | 50 | D | no | no | C | D | Epoxy coated aluminum | 2025-01-02 | 2 | 3 | yes | piece | 1
GCVC PD 050.2/24-39 | GCVC PD | 050.2/24-39 | 4245578 | finoox | GCVC 050.2C/2x4-2390-K-D/6/64/2.10/3600/AXS/1/015023 | 15286 | 4 | 2 | 2390 | Axial | 160947 | 161442 | 722.63 | 30568 | 760 | VT01437 | 1454 | 0.35 | C | 39.08 | 70.95 | 62.7 | VerticalCompact-BCD_2x4 | 3684 | 800 | 1761 |  |  | 519.1 | 54 | 54 | 500 | AC motor | 60 | K | no | no | C | D | Aluminum | 2025-01-02 | 6 | 6 | yes | piece | 1
GCVC PD 050.2/12-54 | GCVC PD | 050.2/12-54 | 4249539 | finoox | GCVC 050.2C/1x2-2420-2-D/3/32/2.10/1800/EXS/1/015023 | 5520 | 2 | 1 | 2420 | Axial | 47883 | 47938 | 90.33 | 18361 | 1600 | VT03013U.1 | 1838 | 1965-01-01 | E | 53.71 | 85.1 | 8 | VerticalCompact-BCD_1x2 | 1884 | 607 | 953 |  |  | 117.7 | 28 | 28 | 500 | EC motor | 5060 | 2 | no | no | C | D | Epoxy coated aluminum | 2025-01-02 | 6 | 3 | yes | piece | 1
GCVC PD 050.2/11-46 | GCVC PD | 050.2/11-46 | 4250155 | finoox | GCVC 050.2D/1x1-2347-D-D/6/40/2.10/1200/EXS/1/015023 | 3453 | 1 | 1 | 2347 | Axial | 40628 | 40852 | 150.55 | 8094 | 1390 | VT03150U | 0.662 | 1941-01-01 | D | 45.74 | 77.1 | 2025-07-12 | VerticalCompact-BCD_1x1 | 1284 | 569 | 1153 |  |  | 108.7 | 22 | 22 | 500 | AC motor | 50 | D | no | no | D | D | Epoxy coated aluminum | 2025-01-02 | 10 | 6 | yes | piece | 1
GCVC PD 050.2/23-48 | GCVC PD | 050.2/23-48 | 4245278 | finoox | GCVC 050.2C/2x3-2348-S-D/6/64/2.10/2700/AXS/1/015023 | 12253 | 3 | 2 | 2348 | Axial | 171181 | 171.76 | 541.97 | 35599 | 1180 | VT03150U | 3299 | 0.9 | D | 47.74 | 79.49 | 48.8 | VerticalCompact-BCD_2x3 | 2784 | 800 | 1761 |  |  | 413.3 | 54 | 54 | 500 | AC motor | 50 | S | no | no | C | D | Aluminum | 2025-01-02 | 6 | 6 | yes | piece | 1
GCVC PD 050.2/23-61 | GCVC PD | 050.2/23-61 | 4246311 | finoox | GCVC 050.2D/2x3-2410-2-D/6/80/2.10/3600/EXS/1/015023 | 25069 | 3 | 2 | 2410 | Axial | 285734 | 286817 | 903.29 | 60112 | 1770 | VT03013U.1 | 2014-07-01 | 2025-01-02 | D | 60.8 | 92.76 | 81.5 | VerticalCompact-BCD_2x3 | 3684 | 800 | 2161 |  |  | 596.9 | 64 | 64 | 500 | EC motor | 5060 | 2 | no | no | D | D | Epoxy coated aluminum | 2025-01-02 | 4 | 6 | yes | piece | 1
GCVC PD 080.2/23-43 | GCVC PD | 080.2/23-43 | 4248630 | finoox | GCVC 080.2D/2x3-2487-1-D/4/80/2.10/3600/EXS/1/015023 | 26970 | 3 | 2 | 2487 | Axial | 221009 | 221.2 | 602.19 | 58344 | 600 | VT03061U.1 | 2461 | 1985-01-01 | C | 42.5 | 74.46 | 54.8 | VerticalCompact-BCD_2x3 | 3684 | 800 | 2161 |  |  | 516.6 | 54 | 54 | 800 | EC motor | 5060 | 1 | no | no | D | D | Epoxy coated aluminum | 2025-01-02 | 4 | 4 | yes | piece | 1
GCVC PD 063.2/13-66 | GCVC PD | 063.2/13-66 | 4251411 | finoox | GCVC 063.2C/1x3-2551-2-D/4/32/2.10/2700/AXS/1/015023 | 11750 | 3 | 1 | 2551 | Axial | 108973 | 109291 | 180.66 | 37697 | 1360 | VT03143U.1 | 7521 | 4 | E | 65.74 | 97.25 | 2025-02-16 | VerticalCompact-BCD_1x3 | 2784 | 611 | 953 |  |  | 242 | 42 | 42 | 630 | EC motor | 5060 | 2 | no | no | C | D | Aluminum | 2025-01-02 | 4 | 4 | yes | piece | 1
GCVC PD 080.2/13-17 | GCVC PD | 080.2/13-17 | 4253046 | finoox | GCVC 080.2D/1x3-2489-1-D/3/40/2.10/3600/EXS/1/015023 | 10226 | 3 | 1 | 2489 | Axial | 45411 | 45335 | 225.82 | 10557 | 220 | VT03062U.1 | 0.09 | 0.15 | A+ | 16.58 | 48.26 | 2025-06-18 | VerticalCompact-BCD_1x3 | 3684 | 608 | 1153 |  |  | 241.8 | 28 | 28 | 800 | EC motor | 5060 | 1 | no | no | D | D | Epoxy coated aluminum | 2025-01-02 | 6 | 3 | yes | piece | 1
GCVC PD 080.2/13-40 | GCVC PD | 080.2/13-40 | 4253142 | finoox | GCVC 080.2D/1x3-2543-2-D/3/40/2.10/3600/EXS/1/015023 | 11939 | 3 | 1 | 2543 | Axial | 92227 | 92131 | 225.82 | 30296 | 575 | VT03060U.1 | 1095 | 0.78 | C | 39.88 | 71.56 | 2025-03-19 | VerticalCompact-BCD_1x3 | 3684 | 613 | 1153 |  |  | 253 | 35 | 35 | 800 | EC motor | 5060 | 2 | no | no | D | D | Epoxy coated aluminum | 2025-01-02 | 4 | 3 | yes | piece | 1
GCVC PD 080.2/13-31 | GCVC PD | 080.2/13-31 | 4253077 | finoox | GCVC 080.2D/1x3-2497-1-D/4/40/2.10/3600/AXS/1/015023 | 10558 | 3 | 1 | 2497 | Axial | 87072 | 87268 | 301.1 | 19557 | 415 | VT03062U.1 | 0.429 | 0.7 | A | 2025-06-30 | 62.28 | 2025-02-25 | VerticalCompact-BCD_1x3 | 3684 | 608 | 1153 |  |  | 264.2 | 35 | 35 | 800 | EC motor | 5060 | 1 | no | no | D | D | Aluminum | 2025-01-02 | 4 | 4 | yes | piece | 1
GCVC PD 063.2/22-32 | GCVC PD | 063.2/22-32 | 4247640 | finoox | GCVC 063.2D/2x2-2507-1-D/3/80/2.10/2400/AXS/1/015023 | 12994 | 2 | 2 | 2507 | Axial | 86822 | 86831 | 301.1 | 21845 | 580 | VT03145U.1 | 0.368 | 0.55 | A+ | 31.66 | 63.47 | 2025-09-26 | VerticalCompact-BCD_2x2 | 2484 | 800 | 2161 |  |  | 294.2 | 35 | 35 | 630 | EC motor | 5060 | 1 | no | no | D | D | Aluminum | 2025-01-02 | 6 | 3 | yes | piece | 1
GCVC PD 050.2/21-38 | GCVC PD | 050.2/21-38 | 4245885 | finoox | GCVC 050.2D/2x1-2517-1-D/6/80/2.10/1200/EXS/1/015023 | 7882 | 1 | 2 | 2517 | Axial | 54408 | 54831 | 301.1 | 9841 | 880 | VT03011U.1 | 0.323 | 0.84 | B | 38.3 | 69.95 | 2025-01-26 | VerticalCompact-BCD_2x1 | 1284 | 800 | 2161 |  |  | 208.1 | 28 | 28 | 500 | EC motor | 5060 | 1 | no | no | D | D | Epoxy coated aluminum | 2025-01-02 | 10 | 6 | yes | piece | 1
GCVC PD 050.2/11-51 | GCVC PD | 050.2/11-51 | 4250339 | finoox | GCVC 050.2D/1x1-2561-2-D/3/40/2.10/1200/EXS/1/015023 | 3625 | 1 | 1 | 2561 | Axial | 29154 | 29155 | 75.27 | 8863 | 1505 | VT03013U.1 | 0.709 | 1938-01-01 | D | 50.73 | 82.1 | 2025-06-06 | VerticalCompact-BCD_1x1 | 1284 | 607 | 1153 |  |  | 86.9 | 22 | 22 | 500 | EC motor | 5060 | 2 | no | no | D | D | Epoxy coated aluminum | 2025-01-02 | 10 | 3 | yes | piece | 1
GCVC PD 080.2/23-31 | GCVC PD | 080.2/23-31 | 4248664 | finoox | GCVC 080.2D/2x3-2496-1-D/3/80/2.10/3600/AXS/1/015023 | 21623 | 3 | 2 | 2496 | Axial | 146815 | 146634 | 451.65 | 39143 | 390 | VT03062U.1 | 0.705 | 0.6 | A | 31.47 | 63.43 | 40 | VerticalCompact-BCD_2x3 | 3684 | 800 | 2161 |  |  | 463.1 | 42 | 42 | 800 | EC motor | 5060 | 1 | no | no | D | D | Aluminum | 2025-01-02 | 4 | 3 | yes | piece | 1
GCVC PD 063.2/12-20 | GCVC PD | 063.2/12-20 | 4251125 | finoox | GCVC 063.2C/1x2-2501-1-D/3/32/2.10/1800/EXS/1/015023 | 5989 | 2 | 1 | 2501 | Axial | 21.87 | 21858 | 90.33 | 5262 | 345 | VT03145U.1 | 0.062 | 0.15 | A+ | 19.65 | 51.04 | 2025-05-07 | VerticalCompact-BCD_1x2 | 1884 | 615 | 953 |  |  | 109.1 | 18 | 18 | 630 | EC motor | 5060 | 1 | no | no | C | D | Epoxy coated aluminum | 2025-01-02 | 8 | 3 | yes | piece | 1
GCVC PD 050.2/22-34 | GCVC PD | 050.2/22-34 | 4245150 | finoox | GCVC 050.2C/2x2-2513-1-D/4/64/2.10/1800/EXS/1/015023 | 9473 | 2 | 2 | 2513 | Axial | 59405 | 59555 | 240.88 | 12933 | 630 | VT03011U.1 | 0.274 | 0.37 | A | 33.51 | 65.14 | 2025-06-20 | VerticalCompact-BCD_2x2 | 1884 | 800 | 1761 |  |  | 224.4 | 28 | 28 | 500 | EC motor | 5060 | 1 | no | no | C | D | Epoxy coated aluminum | 2025-01-02 | 8 | 4 | yes | piece | 1
GCVC PD 050.2/23-35 | GCVC PD | 050.2/23-35 | 4245386 | finoox | GCVC 050.2C/2x3-2513-1-D/4/64/2.10/2700/EXS/1/015023 | 14166 | 3 | 2 | 2513 | Axial | 88245 | 88619 | 361.32 | 19399 | 630 | VT03011U.1 | 0.412 | 0.37 | A | 35.15 | 66.9 | 2025-09-30 | VerticalCompact-BCD_2x3 | 2784 | 800 | 1761 |  |  | 325.3 | 35 | 35 | 500 | EC motor | 5060 | 1 | no | no | C | D | Epoxy coated aluminum | 2025-01-02 | 6 | 4 | yes | piece | 1
GCVC PD 050.2/22-47 | GCVC PD | 050.2/22-47 | 4246148 | finoox | GCVC 050.2D/2x2-2521-1-D/4/80/2.10/2400/EXS/1/015023 | 11762 | 2 | 2 | 2521 | Axial | 114435 | 114789 | 401.46 | 26382 | 1135 | VT03011U.1 | 1282 | 1965-01-01 | C | 47 | 78.81 | 36.3 | VerticalCompact-BCD_2x2 | 2484 | 800 | 2161 |  |  | 322.2 | 42 | 42 | 500 | EC motor | 5060 | 1 | no | no | D | D | Epoxy coated aluminum | 2025-01-02 | 6 | 4 | yes | piece | 1
GCVC PD 045.2/11-40 | GCVC PD | 045.2/11-40 | 4248873 | finoox | GCVC 045.2C/1x1-2528-1-D/3/32/2.10/900/EXS/1/015023 | 2770 | 1 | 1 | 2528 | Axial | 15098 | 15156 | 45.16 | 4265 | 1050 | VT03007U.1 | 0.186 | 0.84 | C | 40.22 | 71.48 | 2025-09-03 | VerticalCompact-BCD_1x1 | 984 | 535 | 953 |  |  | 57.5 | 16 | 16 | 450 | EC motor | 5060 | 1 | no | no | C | D | Epoxy coated aluminum | 2025-01-02 | 8 | 3 | yes | piece | 1
GCVC PD 050.3/22-50 | GCVC PD | 050.3/22-50 | 6188576 | finoox | GCVC 050.3D/2x2-3616-W-D/6/80/2.10/2400/AXS/1/015023 | 10930 | 2 | 2 | 3616 | Axial | 152187 | 152715 | 602.19 | 29692 | 1240 | VT01524 | 2639 | 2025-02-03 | D | 49.68 | 81.49 | 55.1 | VerticalCompact-BCD_2x2 | 2484 | 800 | 2161 |  |  | 412.4 | 54 | 54 | 500 | AC motor | 50 | W | no | no | D | D | Aluminum | 2025-01-02 | 8 | 6 | yes | piece | 1
GCVC PD 050.2/23-42 | GCVC PD | 050.2/23-42 | 4245250 | finoox | GCVC 050.2C/2x3-2332-D-D/4/64/2.10/2700/EXS/1/015023 | 10710 | 3 | 2 | 2332 | Axial | 116631 | 116603 | 361.32 | 29404 | 850 | VT01435 | 1586 | 0.74 | C | 42.28 | 74.03 | 32.1 | VerticalCompact-BCD_2x3 | 2784 | 800 | 1761 |  |  | 357.3 | 42 | 42 | 500 | AC motor | 50 | D | no | no | C | D | Epoxy coated aluminum | 2025-01-02 | 6 | 4 | yes | piece | 1
GCVC PD 063.2/21-19 | GCVC PD | 063.2/21-19 | 4246441 | finoox | GCVC 063.2C/2x1-2359-S-D/4/64/2.10/900/AXS/1/015023 | 5611 | 1 | 2 | 2359 | Axial | 25246 | 25391 | 120.44 | 5241 | 320 | VT01442 | 0.132 | 0.14 | A | 18.52 | 50.03 | 2025-04-10 | VerticalCompact-BCD_2x1 | 984 | 800 | 1761 |  |  | 134 | 18 | 18 | 630 | AC motor | 50 | S | no | no | C | D | Aluminum | 2025-01-02 | 12 | 4 | yes | piece | 1
GCVC PD 080.2/23-36 | GCVC PD | 080.2/23-36 | 4248584 | finoox | GCVC 080.2D/2x3-2447-1-D/3/80/2.10/3600/EXS/1/015023 | 22989 | 3 | 2 | 2447 | Axial | 165579 | 165422 | 451.65 | 49669 | 490 | VT03062U.1 | 1304 | 2025-01-01 | B | 36.23 | 68.19 | 43.1 | VerticalCompact-BCD_2x3 | 3684 | 800 | 2161 |  |  | 469.2 | 54 | 54 | 800 | EC motor | 5060 | 1 | no | no | D | D | Epoxy coated aluminum | 2025-01-02 | 4 | 3 | yes | piece | 1
GCVC PD 063.2/11-33 | GCVC PD | 063.2/11-33 | 4250904 | finoox | GCVC 063.2C/1x1-2414-1-D/3/32/2.10/900/AXS/1/015023 | 3682 | 1 | 1 | 2414 | Axial | 19876 | 19985 | 45.16 | 6201 | 770 | VT03145U.1 | 0.229 | 2015-01-01 | C | 33.27 | 64.54 | 4 | VerticalCompact-BCD_1x1 | 984 | 615 | 953 |  |  | 60.2 | 18 | 18 | 630 | EC motor | 5060 | 1 | no | no | C | D | Aluminum | 2025-01-02 | 8 | 3 | yes | piece | 1
GCVC PD 050.2/22-25 | GCVC PD | 050.2/22-25 | 4246052 | finoox | GCVC 050.2D/2x2-2389-J-D/4/80/2.10/2400/EXS/1/015023 | 9273 | 2 | 2 | 2389 | Axial | 58844 | 58789 | 401.46 | 11254 | 450 | VT01437 | 0.325 | 0.17 | A | 2025-02-25 | 56.82 | 33.4 | VerticalCompact-BCD_2x2 | 2484 | 800 | 2161 |  |  | 327.9 | 28 | 28 | 500 | AC motor | 60 | J | no | no | D | D | Epoxy coated aluminum | 2025-01-02 | 10 | 4 | yes | piece | 1
GCVC PD 045.2/13-53 | GCVC PD | 045.2/13-53 | 4249011 | finoox | GCVC 045.2C/1x3-2409-1-D/3/32/2.10/2700/EXS/1/015023 | 6340 | 3 | 1 | 2409 | Axial | 57878 | 57926 | 135.49 | 18379 | 1500 | VT03007U.1 | 1549 | 2025-02-02 | E | 52.71 | 84.22 | 2025-05-11 | VerticalCompact-BCD_1x3 | 2784 | 535 | 953 |  |  | 152.9 | 28 | 28 | 450 | EC motor | 5060 | 1 | no | no | C | D | Epoxy coated aluminum | 2025-01-02 | 4 | 3 | yes | piece | 1
GCVC PD 050.2/11-23 | GCVC PD | 050.2/11-23 | 4250229 | finoox | GCVC 050.2D/1x1-2391-L-D/4/40/2.10/1200/AXS/1/015023 | 2635 | 1 | 1 | 2391 | Axial | 16917 | 16996 | 100.37 | 3291 | 520 | VT01437 | 0.101 | 0.18 | B | 22.75 | 54.11 | 2025-03-08 | VerticalCompact-BCD_1x1 | 1284 | 596 | 1153 |  |  | 91.2 | 16 | 16 | 500 | AC motor | 60 | L | no | no | D | D | Aluminum | 2025-01-02 | 10 | 4 | yes | piece | 1
GCVC PD 050.2/21-33 | GCVC PD | 050.2/21-33 | 4244870 | finoox | GCVC 050.2C/2x1-2390-K-D/6/64/2.10/900/AXS/1/015023 | 4821 | 1 | 2 | 2390 | Axial | 40561 | 40887 | 180.66 | 7642 | 760 | VT01437 | 0.364 | 0.35 | C | 33.42 | 64.93 | 2025-06-15 | VerticalCompact-BCD_2x1 | 984 | 800 | 1761 |  |  | 149 | 22 | 22 | 500 | AC motor | 60 | K | no | no | C | D | Aluminum | 2025-01-02 | 12 | 6 | yes | piece | 1
GCVC PD 050.2/13-46 | GCVC PD | 050.2/13-46 | 4250735 | finoox | GCVC 050.2D/1x3-2421-1-D/3/40/2.10/3600/EXS/1/015023 | 8141 | 3 | 1 | 2421 | Axial | 75148 | 75065 | 225.82 | 21081 | 1150 | VT03011U.1 | 0.996 | 1975-01-01 | C | 45.54 | 77.22 | 2025-03-19 | VerticalCompact-BCD_1x3 | 3684 | 586 | 1153 |  |  | 222.9 | 35 | 35 | 500 | EC motor | 5060 | 1 | no | no | D | D | Epoxy coated aluminum | 2025-01-02 | 4 | 3 | yes | piece | 1
GCVC PD 063.2/12-62 | GCVC PD | 063.2/12-62 | 4252103 | finoox | GCVC 063.2D/1x2-2551-2-D/4/40/2.10/2400/AXS/1/015023 | 9467 | 2 | 1 | 2551 | Axial | 103626 | 104103 | 200.73 | 30740 | 1360 | VT03143U.1 | 4692 | 4 | E | 61.95 | 93.48 | 2025-03-18 | VerticalCompact-BCD_1x2 | 2484 | 611 | 1153 |  |  | 214.7 | 42 | 42 | 630 | EC motor | 5060 | 2 | no | no | D | D | Aluminum | 2025-01-02 | 4 | 4 | yes | piece | 1
GCVC PD 063.2/21-59 | GCVC PD | 063.2/21-59 | 4247436 | finoox | GCVC 063.2D/2x1-2549-2-D/3/80/2.10/1200/AXS/1/015023 | 9913 | 1 | 2 | 2549 | Axial | 79972 | 80216 | 150.55 | 28143 | 1210 | VT03143U.1 | 3246 | 1986-02-01 | E | 59.04 | 90.69 | 2025-04-15 | VerticalCompact-BCD_2x1 | 1284 | 800 | 2161 |  |  | 209.9 | 35 | 35 | 630 | EC motor | 5060 | 2 | no | no | D | D | Aluminum | 2025-01-02 | 8 | 3 | yes | piece | 1
GCVC PD 063.2/12-43 | GCVC PD | 063.2/12-43 | 4252146 | finoox | GCVC 063.2D/1x2-2558-2-D/6/40/2.10/2400/AXS/1/015023 | 8958 | 2 | 1 | 2558 | Axial | 92505 | 92925 | 301.1 | 18707 | 950 | VT03144U.1 | 1089 | 1 | C | 42.66 | 74.18 | 2025-04-25 | VerticalCompact-BCD_1x2 | 2484 | 623 | 1153 |  |  | 206.2 | 35 | 35 | 630 | EC motor | 5060 | 2 | no | no | D | D | Aluminum | 2025-01-02 | 6 | 6 | yes | piece | 1
GCVC PD 063.2/12-26 | GCVC PD | 063.2/12-26 | 4251143 | finoox | GCVC 063.2C/1x2-2504-1-D/3/32/2.10/1800/EXS/1/015023 | 5991 | 2 | 1 | 2504 | Axial | 27071 | 27029 | 90.33 | 7173 | 460 | VT03145U.1 | 0.117 | 0.3 | A | 25.56 | 56.96 | 2025-06-07 | VerticalCompact-BCD_1x2 | 1884 | 615 | 953 |  |  | 109.6 | 22 | 22 | 630 | EC motor | 5060 | 1 | no | no | C | D | Epoxy coated aluminum | 2025-01-02 | 8 | 3 | yes | piece | 1
GCVC PD 050.2/13-53 | GCVC PD | 050.2/13-53 | 4250812 | finoox | GCVC 050.2D/1x3-2560-2-D/6/40/2.10/3600/AXS/1/015023 | 11663 | 3 | 1 | 2560 | Axial | 122.95 | 123785 | 451.65 | 23915 | 1415 | VT03013U.1 | 1851 | 2021-01-01 | D | 53.16 | 84.84 | 39.2 | VerticalCompact-BCD_1x3 | 3684 | 607 | 1153 |  |  | 306.2 | 42 | 42 | 500 | EC motor | 5060 | 2 | no | no | D | D | Aluminum | 2025-01-02 | 4 | 6 | yes | piece | 1
GCVC PD 050.2/23-59 | GCVC PD | 050.2/23-59 | 4246418 | finoox | GCVC 050.2D/2x3-2562-2-D/4/80/2.10/3600/EXS/1/015023 | 21217 | 3 | 2 | 2562 | Axial | 214788 | 214985 | 602.19 | 55623 | 1595 | VT03013U.1 | 5097 | 1965-01-01 | D | 58.93 | 90.9 | 54.8 | VerticalCompact-BCD_2x3 | 3684 | 800 | 2161 |  |  | 501.5 | 54 | 54 | 500 | EC motor | 5060 | 2 | no | no | D | D | Epoxy coated aluminum | 2025-01-02 | 4 | 4 | yes | piece | 1
GCVC PD 035.2/12-28 | GCVC PD | 035.2/12-28 | 4243734 | finoox | GCVC 035.2B/1x2-2344-W-D/3/24/2.10/1440/EXS/1/015023 | 2493 | 2 | 1 | 2344 | Axial | 14481 | 14488 | 54.2 | 3615 | 910 | VT03149U | 0.142 | 0.35 | C | 28.37 | 59.65 | 2025-05-04 | VerticalCompact-BCD_1x2 | 1524 | 514 | 753 |  |  | 70.2 | 16 | 16 | 350 | AC motor | 50 | W | no | no | B | D | Epoxy coated aluminum | 2025-01-02 | 8 | 3 | yes | piece | 1
GCVC PD 050.2/21-48 | GCVC PD | 050.2/21-48 | 4244812 | finoox | GCVC 050.2C/2x1-2349-I-D/3/64/2.10/900/EXS/1/015023 | 4219 | 1 | 2 | 2349 | Axial | 46978 | 47238 | 90.33 | 17456 | 1590 | VT03150U | 1735 | 2025-07-01 | E | 48.22 | 79.73 | 9 | VerticalCompact-BCD_2x1 | 984 | 800 | 1761 |  |  | 128 | 28 | 28 | 500 | AC motor | 60 | I | no | no | C | D | Epoxy coated aluminum | 2025-01-02 | 8 | 3 | yes | piece | 1
GCVC PD 063.2/21-35 | GCVC PD | 063.2/21-35 | 4247349 | finoox | GCVC 063.2D/2x1-2414-1-D/3/80/2.10/1200/EXS/1/015023 | 7911 | 1 | 2 | 2414 | Axial | 51921 | 51937 | 150.55 | 14710 | 770 | VT03145U.1 | 0.404 | 2015-01-01 | B | 35.1 | 66.76 | 14 | VerticalCompact-BCD_2x1 | 1284 | 800 | 2161 |  |  | 164.3 | 28 | 28 | 630 | EC motor | 5060 | 1 | no | no | D | D | Epoxy coated aluminum | 2025-01-02 | 10 | 3 | yes | piece | 1
GCVC PD 045.2/23-55 | GCVC PD | 045.2/23-55 | 4244602 | finoox | GCVC 045.2C/2x3-2409-1-D/6/64/2.10/2700/AXS/1/015023 | 13617 | 3 | 2 | 2409 | Axial | 165527 | 166048 | 541.97 | 33868 | 1500 | VT03007U.1 | 3192 | 2025-02-02 | D | 55.46 | 87.21 | 48.8 | VerticalCompact-BCD_2x3 | 2784 | 800 | 1761 |  |  | 375.7 | 54 | 54 | 450 | EC motor | 5060 | 1 | no | no | C | D | Aluminum | 2025-01-02 | 6 | 6 | yes | piece | 1
GCVC PD 050.2/11-33 | GCVC PD | 050.2/11-33 | 4244037 | finoox | GCVC 050.2B/1x1-2355-X-D/4/24/2.10/720/EXS/1/015023 | 1919 | 1 | 1 | 2355 | Axial | 13125 | 13213 | 36.13 | 3460 | 810 | VT03093U | 0.298 | 2025-03-01 | D | 33 | 64.18 | 2025-02-03 | VerticalCompact-BCD_1x1 | 804 | 569 | 753 |  |  | 50.4 | 16 | 16 | 500 | AC motor | 60 | X | no | no | B | D | Epoxy coated aluminum | 2025-01-02 | 12 | 4 | yes | piece | 1
GCVC PD 050.2/22-59 | GCVC PD | 050.2/22-59 | 4246068 | finoox | GCVC 050.2D/2x2-2410-2-D/6/80/2.10/2400/AXS/1/015023 | 15337 | 2 | 2 | 2410 | Axial | 194329 | 195194 | 602.19 | 40075 | 1770 | VT03013U.1 | 1976-04-01 | 2025-01-02 | D | 59.19 | 91 | 55.2 | VerticalCompact-BCD_2x2 | 2484 | 800 | 2161 |  |  | 407.3 | 54 | 54 | 500 | EC motor | 5060 | 2 | no | no | D | D | Aluminum | 2025-01-02 | 6 | 6 | yes | piece | 1
GCVC PD 050.2/22-60 | GCVC PD | 050.2/22-60 | 4246069 | finoox | GCVC 050.2D/2x2-2410-2-D/3/80/2.10/2400/EXS/1/015023 | 12739 | 2 | 2 | 2410 | Axial | 125066 | 124873 | 301.1 | 41799 | 1770 | VT03013U.1 | 4581 | 2025-01-02 | E | 59.88 | 91.69 | 2025-04-28 | VerticalCompact-BCD_2x2 | 2484 | 800 | 2161 |  |  | 311.4 | 42 | 42 | 500 | EC motor | 5060 | 2 | no | no | D | D | Epoxy coated aluminum | 2025-01-02 | 6 | 3 | yes | piece | 1
GCVC PD 063.2/23-66 | GCVC PD | 063.2/23-66 | 4246997 | finoox | GCVC 063.2C/2x3-2549-2-D/4/64/2.10/2700/EXS/1/015023 | 24837 | 3 | 2 | 2549 | Axial | 196452 | 196829 | 361.32 | 66375 | 1210 | VT03143U.1 | 10593 | 1986-02-01 | E | 66.05 | 97.8 | 34.7 | VerticalCompact-BCD_2x3 | 2784 | 800 | 1761 |  |  | 471.1 | 54 | 54 | 630 | EC motor | 5060 | 2 | no | no | C | D | Epoxy coated aluminum | 2025-01-02 | 4 | 4 | yes | piece | 1
GCVC PD 050.2/12-43 | GCVC PD | 050.2/12-43 | 4250547 | finoox | GCVC 050.2D/1x2-2520-1-D/4/40/2.10/2400/AXS/1/015023 | 5506 | 2 | 1 | 2520 | Axial | 54378 | 54313 | 200.73 | 12444 | 1070 | VT03011U.1 | 0.543 | 2025-04-01 | C | 43.03 | 74.55 | 2025-08-16 | VerticalCompact-BCD_1x2 | 2484 | 586 | 1153 |  |  | 166.4 | 28 | 28 | 500 | EC motor | 5060 | 1 | no | no | D | D | Aluminum | 2025-01-02 | 8 | 4 | yes | piece | 1
GCVC PD 050.2/13-56 | GCVC PD | 050.2/13-56 | 4250823 | finoox | GCVC 050.2D/1x3-2562-2-D/4/40/2.10/3600/AXS/1/015023 | 10038 | 3 | 1 | 2562 | Axial | 110048 | 110209 | 301.1 | 27812 | 1595 | VT03013U.1 | 2549 | 1965-01-01 | D | 56.2 | 87.89 | 26 | VerticalCompact-BCD_1x3 | 3684 | 607 | 1153 |  |  | 259.9 | 42 | 42 | 500 | EC motor | 5060 | 2 | no | no | D | D | Aluminum | 2025-01-02 | 4 | 4 | yes | piece | 1
GCVC PD 050.2/13-56 | GCVC PD | 050.2/13-56 | 4244402 | finoox | GCVC 050.2B/1x3-2562-2-D/3/24/2.10/2160/EXS/1/015023 | 7435 | 3 | 1 | 2562 | Axial | 47151 | 46982 | 81.3 | 22250 | 1595 | VT03013U.1 | 2864 | 1965-01-01 | E | 55.71 | 87.1 | 2025-01-07 | VerticalCompact-BCD_1x3a | 2244 | 607 | 753 |  |  | 128.1 | 28 | 28 | 500 | EC motor | 5060 | 2 | no | no | B | D | Epoxy coated aluminum | 2025-01-02 | 6 | 3 | yes | piece | 1
GCVC PD 050.2/24-44 | GCVC PD | 050.2/24-44 | 4245646 | finoox | GCVC 050.2C/2x4-2517-1-D/4/64/2.10/3600/EXS/1/015023 | 18406 | 4 | 2 | 2517 | Axial | 152385 | 152527 | 481.75 | 36770 | 880 | VT03011U.1 | 1352 | 0.84 | C | 43.65 | 75.51 | 41.4 | VerticalCompact-BCD_2x4 | 3684 | 800 | 1761 |  |  | 424.1 | 42 | 42 | 500 | EC motor | 5060 | 1 | no | no | C | D | Epoxy coated aluminum | 2025-01-02 | 4 | 4 | yes | piece | 1
GCVC PD 063.2/14-20 | GCVC PD | 063.2/14-20 | 4251528 | finoox | GCVC 063.2C/1x4-2500-1-D/3/32/2.10/3600/AXS/1/015023 | 10060 | 4 | 1 | 2500 | Axial | 38526 | 39171 | 180.66 | 9269 | 310 | VT03145U.1 | 0.1 | 0.13 | A+ | 2025-01-20 | 51.64 | 2025-06-14 | VerticalCompact-BCD_1x4 | 3684 | 615 | 953 |  |  | 208.8 | 22 | 22 | 630 | EC motor | 5060 | 1 | no | no | C | D | Aluminum | 2025-01-02 | 6 | 3 | yes | piece | 1
GCVC PD 045.2/13-50 | GCVC PD | 045.2/13-50 | 4249079 | finoox | GCVC 045.2C/1x3-2532-1-D/6/32/2.10/2700/EXS/1/015023 | 7791 | 3 | 1 | 2532 | Axial | 75215 | 75476 | 270.99 | 15214 | 1350 | VT03007U.1 | 2018-01-01 | 1965-01-01 | D | 50.27 | 81.78 | 2025-06-22 | VerticalCompact-BCD_1x3 | 2784 | 535 | 953 |  |  | 192.4 | 35 | 35 | 450 | EC motor | 5060 | 1 | no | no | C | D | Epoxy coated aluminum | 2025-01-02 | 6 | 6 | yes | piece | 1
GCVC PD 050.3/11-44 | GCVC PD | 050.3/11-44 | 6116234 | finoox | GCVC 050.3D/1x1-3616-W-D/4/40/2.10/1200/AXS/1/015023 | 2668 | 1 | 1 | 3616 | Axial | 32654 | 32752 | 100.37 | 7706 | 1240 | VT01524 | 0.647 | 2025-02-03 | D | 44.32 | 75.68 | 2025-06-08 | VerticalCompact-BCD_1x1 | 1284 | 596 | 1153 |  |  | 95.5 | 22 | 22 | 500 | AC motor | 50 | W | no | no | D | D | Aluminum | 2025-01-02 | 10 | 4 | yes | piece | 1
GCVC PD 080.2/11-36 | GCVC PD | 080.2/11-36 | 4252449 | finoox | GCVC 080.2D/1x1-2448-1-D/4/40/2.10/1200/EXS/1/015023 | 4877 | 1 | 1 | 2448 | Axial | 38586 | 38658 | 100.37 | 10265 | 630 | VT03061U.1 | 0.476 | 2025-01-02 | C | 35.83 | 67.2 | 2025-06-08 | VerticalCompact-BCD_1x1 | 1284 | 608 | 1153 |  |  | 96.7 | 22 | 22 | 800 | EC motor | 5060 | 1 | no | no | D | D | Epoxy coated aluminum | 2025-01-02 | 10 | 4 | yes | piece | 1
GCVC PD 063.2/11-49 | GCVC PD | 063.2/11-49 | 4251672 | finoox | GCVC 063.2D/1x1-2357-S-D/6/40/2.10/1200/AXS/1/015023 | 4911 | 1 | 1 | 2357 | Axial | 52416 | 52686 | 150.55 | 11104 | 1040 | VT01441 | 1542 | 3 | E | 49.02 | 80.39 | 2025-01-13 | VerticalCompact-BCD_1x1 | 1284 | 606 | 1153 |  |  | 128.3 | 28 | 28 | 630 | AC motor | 50 | S | no | no | D | D | Aluminum | 2025-01-02 | 10 | 6 | yes | piece | 1
GCVC PD 050.2/13-48 | GCVC PD | 050.2/13-48 | 4244334 | finoox | GCVC 050.2B/1x3-2411-1-D/3/24/2.10/2160/EXS/1/015023 | 5845 | 3 | 1 | 2411 | Axial | 42605 | 42521 | 81.3 | 17467 | 1260 | VT03011U.1 | 1499 | 2025-02-02 | E | 47.63 | 79.02 | 2025-01-07 | VerticalCompact-BCD_1x3a | 2244 | 586 | 753 |  |  | 114.3 | 28 | 28 | 500 | EC motor | 5060 | 1 | no | no | B | D | Epoxy coated aluminum | 2025-01-02 | 6 | 3 | yes | piece | 1
GCVC PD 050.2/14-56 | GCVC PD | 050.2/14-56 | 4250011 | finoox | GCVC 050.2C/1x4-2420-2-D/3/32/2.10/3600/EXS/1/015023 | 10734 | 4 | 1 | 2420 | Axial | 90032 | 89757 | 180.66 | 36723 | 1600 | VT03013U.1 | 3676 | 1965-01-01 | E | 56.49 | 88.11 | 2025-05-15 | VerticalCompact-BCD_1x4 | 3684 | 607 | 953 |  |  | 223.8 | 35 | 35 | 500 | EC motor | 5060 | 2 | no | no | C | D | Epoxy coated aluminum | 2025-01-02 | 4 | 3 | yes | piece | 1
GCVC PD 045.2/11-32 | GCVC PD | 045.2/11-32 | 4243836 | finoox | GCVC 045.2B/1x1-2523-1-D/3/24/2.10/720/AXS/1/015023 | 2339 | 1 | 1 | 2523 | Axial | 8537 | 8582 | 2025-01-27 | 2291 | 675 | VT03007U.1 | 0.059 | 0.3 | B | 31.52 | 62.7 | 2025-04-02 | VerticalCompact-BCD_1x1 | 804 | 535 | 753 |  |  | 42.4 | 16 | 16 | 450 | EC motor | 5060 | 1 | no | no | B | D | Aluminum | 2025-01-02 | 12 | 3 | yes | piece | 1
GCVC PD 063.2/22-46 | GCVC PD | 063.2/22-46 | 4246839 | finoox | GCVC 063.2C/2x2-2558-2-D/6/64/2.10/1800/EXS/1/015023 | 15406 | 2 | 2 | 2558 | Axial | 131441 | 131.87 | 361.32 | 29888 | 950 | VT03144U.1 | 2497 | 1 | D | 46.45 | 78.08 | 32.4 | VerticalCompact-BCD_2x2 | 1884 | 800 | 1761 |  |  | 283.1 | 42 | 42 | 630 | EC motor | 5060 | 2 | no | no | C | D | Epoxy coated aluminum | 2025-01-02 | 8 | 6 | yes | piece | 1
GCVC PD 045.2/11-47 | GCVC PD | 045.2/11-47 | 4248900 | finoox | GCVC 045.2C/1x1-2533-1-D/3/32/2.10/900/AXS/1/015023 | 2656 | 1 | 1 | 2533 | Axial | 19104 | 19214 | 45.16 | 5834 | 1425 | VT03007U.1 | 0.448 | 2025-09-01 | D | 46.88 | 78.14 | 2025-09-03 | VerticalCompact-BCD_1x1 | 984 | 535 | 953 |  |  | 57.5 | 16 | 16 | 450 | EC motor | 5060 | 1 | no | no | C | D | Aluminum | 2025-01-02 | 8 | 3 | yes | piece | 1
GCVC PD 063.2/11-60 | GCVC PD | 063.2/11-60 | 4251866 | finoox | GCVC 063.2D/1x1-2552-2-D/4/40/2.10/1200/EXS/1/015023 | 5641 | 1 | 1 | 2552 | Axial | 50.19 | 50193 | 100.37 | 16261 | 1435 | VT03143U.1 | 2754 | 2025-03-04 | E | 60.26 | 91.62 | 2025-01-09 | VerticalCompact-BCD_1x1 | 1284 | 611 | 1153 |  |  | 113.4 | 28 | 28 | 630 | EC motor | 5060 | 2 | no | no | D | D | Epoxy coated aluminum | 2025-01-02 | 10 | 4 | yes | piece | 1
GCVC PD 045.2/11-44 | GCVC PD | 045.2/11-44 | 4248892 | finoox | GCVC 045.2C/1x1-2531-1-D/4/32/2.10/900/EXS/1/015023 | 2852 | 1 | 1 | 2531 | Axial | 2025-02-20 | 20275 | 60.22 | 5075 | 1275 | VT03007U.1 | 0.328 | 2025-04-01 | D | 44.39 | 75.65 | 2025-01-05 | VerticalCompact-BCD_1x1 | 984 | 535 | 953 |  |  | 61.9 | 16 | 16 | 450 | EC motor | 5060 | 1 | no | no | C | D | Epoxy coated aluminum | 2025-01-02 | 8 | 4 | yes | piece | 1
GCVC PD 080.2/21-39 | GCVC PD | 080.2/21-39 | 4248077 | finoox | GCVC 080.2D/2x1-2486-1-D/6/80/2.10/1200/EXS/1/015023 | 10098 | 1 | 2 | 2486 | Axial | 80.58 | 81034 | 301.1 | 16012 | 565 | VT03061U.1 | 0.731 | 1955-01-01 | C | 39.32 | 70.97 | 2025-04-27 | VerticalCompact-BCD_2x1 | 1284 | 800 | 2161 |  |  | 223.7 | 35 | 35 | 800 | EC motor | 5060 | 1 | no | no | D | D | Epoxy coated aluminum | 2025-01-02 | 10 | 6 | yes | piece | 1
GCVC PD 063.2/13-40 | GCVC PD | 063.2/13-40 | 4251393 | finoox | GCVC 063.2C/1x3-2511-1-D/6/32/2.10/2700/EXS/1/015023 | 10041 | 3 | 1 | 2511 | Axial | 72452 | 72666 | 270.99 | 14421 | 730 | VT03145U.1 | 0.643 | 1 | C | 40.05 | 71.56 | 2025-06-22 | VerticalCompact-BCD_1x3 | 2784 | 615 | 953 |  |  | 200.2 | 35 | 35 | 630 | EC motor | 5060 | 1 | no | no | C | D | Epoxy coated aluminum | 2025-01-02 | 6 | 6 | yes | piece | 1
GCVC PD 063.2/21-40 | GCVC PD | 063.2/21-40 | 4247472 | finoox | GCVC 063.2D/2x1-2555-2-D/3/80/2.10/1200/AXS/1/015023 | 8176 | 1 | 2 | 2555 | Axial | 58631 | 58684 | 150.55 | 17096 | 800 | VT03144U.1 | 0.611 | 0.69 | C | 40.32 | 71.98 | 14 | VerticalCompact-BCD_2x1 | 1284 | 800 | 2161 |  |  | 172.7 | 28 | 28 | 630 | EC motor | 5060 | 2 | no | no | D | D | Aluminum | 2025-01-02 | 10 | 3 | yes | piece | 1
GCVC PD 063.2/11-37 | GCVC PD | 063.2/11-37 | 4251023 | finoox | GCVC 063.2C/1x1-2555-2-D/6/32/2.10/900/EXS/1/015023 | 4717 | 1 | 1 | 2555 | Axial | 28932 | 29138 | 90.33 | 6197 | 800 | VT03144U.1 | 0.38 | 0.69 | C | 37.38 | 68.65 | 2025-08-07 | VerticalCompact-BCD_1x1 | 984 | 623 | 953 |  |  | 78 | 22 | 22 | 630 | EC motor | 5060 | 2 | no | no | C | D | Epoxy coated aluminum | 2025-01-02 | 12 | 6 | yes | piece | 1
GCVC PD 050.2/22-54 | GCVC PD | 050.2/22-54 | 4245215 | finoox | GCVC 050.2C/2x2-2560-2-D/3/64/2.10/1800/EXS/1/015023 | 11027 | 2 | 2 | 2560 | Axial | 87808 | 87903 | 180.66 | 30976 | 1415 | VT03013U.1 | 2519 | 2021-01-01 | E | 54.16 | 85.79 | 17 | VerticalCompact-BCD_2x2 | 1884 | 800 | 1761 |  |  | 226.4 | 35 | 35 | 500 | EC motor | 5060 | 2 | no | no | C | D | Epoxy coated aluminum | 2025-01-02 | 6 | 3 | yes | piece | 1
GCVC PD 063.2/13-34 | GCVC PD | 063.2/13-34 | 4251371 | finoox | GCVC 063.2C/1x3-2508-1-D/4/32/2.10/2700/AXS/1/015023 | 8393 | 3 | 1 | 2508 | Axial | 57012 | 57034 | 180.66 | 13692 | 615 | VT03145U.1 | 0.382 | 0.65 | B | 34.18 | 65.69 | 15 | VerticalCompact-BCD_1x3 | 2784 | 615 | 953 |  |  | 173.6 | 28 | 28 | 630 | EC motor | 5060 | 1 | no | no | C | D | Aluminum | 2025-01-02 | 6 | 4 | yes | piece | 1
GCVC PD 050.2/14-48 | GCVC PD | 050.2/14-48 | 4250081 | finoox | GCVC 050.2C/1x4-2522-1-D/4/32/2.10/3600/AXS/1/015023 | 8815 | 4 | 1 | 2522 | Axial | 95034 | 95163 | 240.88 | 25273 | 1200 | VT03011U.1 | 1614 | 2025-09-01 | D | 47.57 | 79.2 | 2025-02-20 | VerticalCompact-BCD_1x4 | 3684 | 586 | 953 |  |  | 222.7 | 35 | 35 | 500 | EC motor | 5060 | 1 | no | no | C | D | Aluminum | 2025-01-02 | 4 | 4 | yes | piece | 1
GCVC PD 063.2/23-30 | GCVC PD | 063.2/23-30 | 4247875 | finoox | GCVC 063.2D/2x3-2505-1-D/4/80/2.10/3600/AXS/1/015023 | 20098 | 3 | 2 | 2505 | Axial | 128978 | 129034 | 602.19 | 27241 | 500 | VT03145U.1 | 0.394 | 0.39 | A+ | 2025-11-30 | 62.07 | 51.6 | VerticalCompact-BCD_2x3 | 3684 | 800 | 2161 |  |  | 473.1 | 42 | 42 | 630 | EC motor | 5060 | 1 | no | no | D | D | Aluminum | 2025-01-02 | 6 | 4 | yes | piece | 1
GCVC PD 050.2/23-38 | GCVC PD | 050.2/23-38 | 4246346 | finoox | GCVC 050.2D/2x3-2514-1-D/4/80/2.10/3600/EXS/1/015023 | 17587 | 3 | 2 | 2514 | Axial | 115998 | 116.05 | 602.19 | 23940 | 695 | VT03011U.1 | 0.49 | 0.47 | A | 37.81 | 69.78 | 51.6 | VerticalCompact-BCD_2x3 | 3684 | 800 | 2161 |  |  | 467.7 | 42 | 42 | 500 | EC motor | 5060 | 1 | no | no | D | D | Epoxy coated aluminum | 2025-01-02 | 6 | 4 | yes | piece | 1
GCVC PD 080.3/12-46 | GCVC PD | 080.3/12-46 | 6178865 | finoox | GCVC 080.3D/1x2-3488-I-D/3/40/2.10/2400/AXS/1/015023 | 6645 | 2 | 1 | 3488 | Axial | 79061 | 79303 | 150.55 | 27326 | 720 | VT01371 | 2358 | 1935-02-01 | E | 45.73 | 77.25 | 2025-06-13 | VerticalCompact-BCD_1x2 | 2484 | 605 | 1153 |  |  | 209.2 | 35 | 35 | 800 | AC motor | 60 | I | no | no | D | D | Aluminum | 2025-01-02 | 4 | 3 | yes | piece | 1
GCVC PD 080.3/23-43 | GCVC PD | 080.3/23-43 | 6114628 | finoox | GCVC 080.3D/2x3-1334-S-D/3/80/2.10/3600/AXS/1/015023 | 20613 | 3 | 2 | 1334 | Axial | 184.4 | 184321 | 451.65 | 57500 | 510 | VT01371 | 3175 | 1 | D | 42.77 | 74.73 | 43.1 | VerticalCompact-BCD_2x3 | 3684 | 800 | 2161 |  |  | 600 | 54 | 54 | 800 | AC motor | 50 | S | no | no | D | D | Aluminum | 2025-01-02 | 4 | 3 | yes | piece | 1
GCVC PD 050.2/12-43 | GCVC PD | 050.2/12-43 | 4250443 | finoox | GCVC 050.2D/1x2-2386-K-D/6/40/2.10/2400/EXS/1/015023 | 5915 | 2 | 1 | 2386 | Axial | 64026 | 64282 | 301.1 | 12025 | 910 | VT01435 | 0.804 | 0.92 | C | 43.09 | 74.62 | 2025-06-24 | VerticalCompact-BCD_1x2 | 2484 | 596 | 1153 |  |  | 205.3 | 28 | 28 | 500 | AC motor | 60 | K | no | no | D | D | Epoxy coated aluminum | 2025-01-02 | 8 | 6 | yes | piece | 1
GCVC PD 063.2/14-46 | GCVC PD | 063.2/14-46 | 4251516 | finoox | GCVC 063.2C/1x4-2413-2-D/3/32/2.10/3600/AXS/1/015023 | 11222 | 4 | 1 | 2413 | Axial | 94048 | 93685 | 180.66 | 37468 | 1000 | VT03144U.1 | 2632 | 2025-01-01 | E | 46.22 | 77.85 | 2025-05-15 | VerticalCompact-BCD_1x4 | 3684 | 623 | 953 |  |  | 226.8 | 35 | 35 | 630 | EC motor | 5060 | 2 | no | no | C | D | Aluminum | 2025-01-02 | 4 | 3 | yes | piece | 1
GCVC PD 080.2/22-29 | GCVC PD | 080.2/22-29 | 4248387 | finoox | GCVC 080.2D/2x2-2495-1-D/4/80/2.10/2400/AXS/1/015023 | 16354 | 2 | 2 | 2495 | Axial | 102419 | 102457 | 401.46 | 22774 | 365 | VT03062U.1 | 0.408 | 0.5 | A+ | 2025-12-29 | 60.93 | 34.8 | VerticalCompact-BCD_2x2 | 2484 | 800 | 2161 |  |  | 345.8 | 35 | 35 | 800 | EC motor | 5060 | 1 | no | no | D | D | Aluminum | 2025-01-02 | 8 | 4 | yes | piece | 1
GCVC PD 063.2/22-66 | GCVC PD | 063.2/22-66 | 4247700 | finoox | GCVC 063.2D/2x2-2552-2-D/3/80/2.10/2400/AXS/1/015023 | 17907 | 2 | 2 | 2552 | Axial | 176.63 | 177212 | 301.1 | 67244 | 1435 | VT03143U.1 | 10804 | 2025-03-04 | E | 65.59 | 97.4 | 31.6 | VerticalCompact-BCD_2x2 | 2484 | 800 | 2161 |  |  | 391.8 | 54 | 54 | 630 | EC motor | 5060 | 2 | no | no | D | D | Aluminum | 2025-01-02 | 4 | 3 | yes | piece | 1
GCVC PD 050.2/22-38 | GCVC PD | 050.2/22-38 | 4246109 | finoox | GCVC 050.2D/2x2-2515-1-D/4/80/2.10/2400/AXS/1/015023 | 10890 | 2 | 2 | 2515 | Axial | 82148 | 82124 | 401.46 | 17445 | 755 | VT03011U.1 | 0.411 | 0.58 | A | 38.11 | 69.92 | 34.7 | VerticalCompact-BCD_2x2 | 2484 | 800 | 2161 |  |  | 319.5 | 35 | 35 | 500 | EC motor | 5060 | 1 | no | no | D | D | Aluminum | 2025-01-02 | 10 | 4 | yes | piece | 1
GCVC PD 035.2/13-44 | GCVC PD | 035.2/13-44 | 4243762 | finoox | GCVC 035.2B/1x3-2479-1-D/3/24/2.10/2160/EXS/1/015023 | 4616 | 3 | 1 | 2479 | Axial | 31953 | 31999 | 81.3 | 9862 | 1475 | VT03133 | 0.459 | 1935-01-01 | D | 44 | 75.37 | 2025-08-06 | VerticalCompact-BCD_1x3a | 2244 | 477 | 753 |  |  | 100.3 | 22 | 22 | 350 | EC motor | 5060 | 1 | no | no | B | D | Epoxy coated aluminum | 2025-01-02 | 6 | 3 | yes | piece | 1
GCVC PD 050.2/12-43 | GCVC PD | 050.2/12-43 | 4244242 | finoox | GCVC 050.2B/1x2-2520-1-D/3/24/2.10/1440/EXS/1/015023 | 3925 | 2 | 1 | 2520 | Axial | 26859 | 26812 | 54.2 | 9784 | 1070 | VT03011U.1 | 0.623 | 2025-04-01 | D | 42.5 | 73.79 | 2025-07-04 | VerticalCompact-BCD_1x2 | 1524 | 586 | 753 |  |  | 79.2 | 22 | 22 | 500 | EC motor | 5060 | 1 | no | no | B | D | Epoxy coated aluminum | 2025-01-02 | 8 | 3 | yes | piece | 1
GCVC PD 080.2/21-52 | GCVC PD | 080.2/21-52 | 4248167 | finoox | GCVC 080.2D/2x1-2539-2-D/6/80/2.10/1200/EXS/1/015023 | 11840 | 1 | 2 | 2539 | Axial | 109936 | 110495 | 301.1 | 24662 | 850 | VT03059U.2 | 2452 | 2019-02-01 | D | 51.97 | 83.63 | 2025-09-28 | VerticalCompact-BCD_2x1 | 1284 | 800 | 2161 |  |  | 248.5 | 42 | 42 | 800 | EC motor | 5060 | 2 | no | no | D | D | Epoxy coated aluminum | 2025-01-02 | 10 | 6 | yes | piece | 1
GCVC PD 050.2/14-58 | GCVC PD | 050.2/14-58 | 4250114 | finoox | GCVC 050.2C/1x4-2563-2-D/4/32/2.10/3600/EXS/1/015023 | 11449 | 4 | 1 | 2563 | Axial | 111633 | 111559 | 240.88 | 35880 | 1680 | VT03013U.1 | 4254 | 1975-01-01 | E | 57.73 | 89.36 | 2025-08-20 | VerticalCompact-BCD_1x4 | 3684 | 607 | 953 |  |  | 242.3 | 42 | 42 | 500 | EC motor | 5060 | 2 | no | no | C | D | Epoxy coated aluminum | 2025-01-02 | 4 | 4 | yes | piece | 1
GCVC PD 063.2/22-64 | GCVC PD | 063.2/22-64 | 4247693 | finoox | GCVC 063.2D/2x2-2550-2-D/6/80/2.10/2400/EXS/1/015023 | 22746 | 2 | 2 | 2550 | Axial | 230351 | 230728 | 602.19 | 53799 | 1285 | VT03143U.1 | 8198 | 2026-03-01 | E | 64.15 | 95.96 | 55.2 | VerticalCompact-BCD_2x2 | 2484 | 800 | 2161 |  |  | 481.5 | 54 | 54 | 630 | EC motor | 5060 | 2 | no | no | D | D | Epoxy coated aluminum | 2025-01-02 | 6 | 6 | yes | piece | 1
GCVC PD 063.2/21-18 | GCVC PD | 063.2/21-18 | 4247362 | finoox | GCVC 063.2D/2x1-2501-1-D/4/80/2.10/1200/EXS/1/015023 | 8384 | 1 | 2 | 2501 | Axial | 31774 | 31914 | 200.73 | 6178 | 345 | VT03145U.1 | 0.058 | 0.15 | A+ | 17.71 | 49.36 | 2025-02-17 | VerticalCompact-BCD_2x1 | 1284 | 800 | 2161 |  |  | 177.5 | 22 | 22 | 630 | EC motor | 5060 | 1 | no | no | D | D | Epoxy coated aluminum | 2025-01-02 | 10 | 4 | yes | piece | 1
GCVC PD 050.2/11-37 | GCVC PD | 050.2/11-37 | 4250298 | finoox | GCVC 050.2D/1x1-2518-1-D/4/40/2.10/1200/EXS/1/015023 | 3332 | 1 | 1 | 2518 | Axial | 24999 | 25071 | 100.37 | 5476 | 945 | VT03011U.1 | 0.19 | 1 | B | 37.43 | 68.79 | 2025-04-08 | VerticalCompact-BCD_1x1 | 1284 | 586 | 1153 |  |  | 88.9 | 18 | 18 | 500 | EC motor | 5060 | 1 | no | no | D | D | Epoxy coated aluminum | 2025-01-02 | 10 | 4 | yes | piece | 1
GCVC PD 063.2/11-55 | GCVC PD | 063.2/11-55 | 4251838 | finoox | GCVC 063.2D/1x1-2548-2-D/3/40/2.10/1200/AXS/1/015023 | 5174 | 1 | 1 | 2548 | Axial | 38.52 | 38635 | 75.27 | 13161 | 1135 | VT03143U.1 | 1341 | 1937-02-01 | E | 54.93 | 86.3 | 2025-06-06 | VerticalCompact-BCD_1x1 | 1284 | 611 | 1153 |  |  | 105.4 | 22 | 22 | 630 | EC motor | 5060 | 2 | no | no | D | D | Aluminum | 2025-01-02 | 8 | 3 | yes | piece | 1
GCVC PD 050.2/21-29 | GCVC PD | 050.2/21-29 | 4245851 | finoox | GCVC 050.2D/2x1-2512-1-D/4/80/2.10/1200/AXS/1/015023 | 6202 | 1 | 2 | 2512 | Axial | 33.49 | 33658 | 200.73 | 6501 | 565 | VT03011U.1 | 0.099 | 0.28 | A+ | 28.95 | 60.6 | 2025-02-17 | VerticalCompact-BCD_2x1 | 1284 | 800 | 2161 |  |  | 175.6 | 22 | 22 | 500 | EC motor | 5060 | 1 | no | no | D | D | Aluminum | 2025-01-02 | 10 | 4 | yes | piece | 1
GCVC PD 050.3/11-43 | GCVC PD | 050.3/11-43 | 6114229 | finoox | GCVC 050.3B/1x1-3616-W-D/3/24/2.10/720/AXS/1/015023 | 1829 | 1 | 1 | 3616 | Axial | 15508 | 15.66 | 2025-01-27 | 5929 | 1240 | VT01524 | 0.698 | 2025-02-03 | E | 42.84 | 74.03 | 2025-04-02 | VerticalCompact-BCD_1x1 | 804 | 596 | 753 |  |  | 50 | 16 | 16 | 500 | AC motor | 50 | W | no | no | B | D | Aluminum | 2025-01-02 | 8 | 3 | yes | piece | 1
GCVC PD 050.3/12-47 | GCVC PD | 050.3/12-47 | 6197899 | finoox | GCVC 050.3C/1x2-3616-W-D/4/32/2.10/1800/EXS/1/015023 | 3785 | 2 | 1 | 3616 | Axial | 48602 | 48589 | 120.44 | 13833 | 1240 | VT01524 | 1353 | 2025-02-03 | E | 46.61 | 78 | 2025-04-10 | VerticalCompact-BCD_1x2 | 1884 | 596 | 953 |  |  | 128.9 | 28 | 28 | 500 | AC motor | 50 | W | no | no | C | D | Epoxy coated aluminum | 2025-01-02 | 8 | 4 | yes | piece | 1
GCVC PD 050.2/12-27 | GCVC PD | 050.2/12-27 | 4249436 | finoox | GCVC 050.2C/1x2-2337-S-D/3/32/2.10/1800/AXS/1/015023 | 3319 | 2 | 1 | 2337 | Axial | 24086 | 2025-08-24 | 90.33 | 5877 | 510 | VT01437 | 0.159 | 0.16 | B | 27.14 | 58.53 | 2025-05-07 | VerticalCompact-BCD_1x2 | 1884 | 596 | 953 |  |  | 112.1 | 18 | 18 | 500 | AC motor | 50 | S | no | no | C | D | Aluminum | 2025-01-02 | 8 | 3 | yes | piece | 1
GCVC PD 050.2/21-39 | GCVC PD | 050.2/21-39 | 4245769 | finoox | GCVC 050.2D/2x1-2354-W-D/3/80/2.10/1200/EXS/1/015023 | 5011 | 1 | 2 | 2354 | Axial | 41922 | 41952 | 150.55 | 10703 | 865 | VT03093U | 0.396 | 0.97 | C | 39.25 | 70.9 | 14 | VerticalCompact-BCD_2x1 | 1284 | 800 | 2161 |  |  | 168.6 | 28 | 28 | 500 | AC motor | 50 | W | no | no | D | D | Epoxy coated aluminum | 2025-01-02 | 10 | 3 | yes | piece | 1
GCVC PD 063.2/21-24 | GCVC PD | 063.2/21-24 | 4247332 | finoox | GCVC 063.2D/2x1-2401-L-D/4/80/2.10/1200/EXS/1/015023 | 7136 | 1 | 2 | 2401 | Axial | 36.74 | 36891 | 200.73 | 7388 | 340 | VT01442 | 0.173 | 0.16 | A | 23.97 | 55.62 | 2025-02-17 | VerticalCompact-BCD_2x1 | 1284 | 800 | 2161 |  |  | 184.3 | 22 | 22 | 630 | AC motor | 60 | L | no | no | D | D | Epoxy coated aluminum | 2025-01-02 | 10 | 4 | yes | piece | 1
GCVC PD 050.2/11-32 | GCVC PD | 050.2/11-32 | 4250224 | finoox | GCVC 050.2D/1x1-2390-K-D/6/40/2.10/1200/AXS/1/015023 | 3168 | 1 | 1 | 2390 | Axial | 25578 | 25.78 | 150.55 | 4516 | 760 | VT01437 | 0.171 | 0.35 | B | 32.28 | 63.64 | 2025-05-12 | VerticalCompact-BCD_1x1 | 1284 | 596 | 1153 |  |  | 105.8 | 18 | 18 | 500 | AC motor | 60 | K | no | no | D | D | Aluminum | 2025-01-02 | 10 | 6 | yes | piece | 1
GCVC PD 050.2/12-49 | GCVC PD | 050.2/12-49 | 4250395 | finoox | GCVC 050.2D/1x2-2347-D-D/6/40/2.10/2400/EXS/1/015023 | 5977 | 2 | 1 | 2347 | Axial | 79561 | 79739 | 301.1 | 16187 | 1390 | VT03150U | 1325 | 1941-01-01 | D | 48.59 | 80.11 | 2025-03-25 | VerticalCompact-BCD_1x2 | 2484 | 569 | 1153 |  |  | 205.2 | 35 | 35 | 500 | AC motor | 50 | D | no | no | D | D | Epoxy coated aluminum | 2025-01-02 | 8 | 6 | yes | piece | 1
GCVC PD 063.2/21-66 | GCVC PD | 063.2/21-66 | 4246489 | finoox | GCVC 063.2C/2x1-2412-2-D/4/64/2.10/900/EXS/1/015023 | 9662 | 1 | 2 | 2412 | Axial | 74.78 | 75388 | 120.44 | 28161 | 1510 | VT03143U.1 | 6864 | 5 | E | 66.18 | 97.69 | 2025-05-12 | VerticalCompact-BCD_2x1 | 984 | 800 | 1761 |  |  | 174.8 | 35 | 35 | 630 | EC motor | 5060 | 2 | no | no | C | D | Epoxy coated aluminum | 2025-01-02 | 8 | 4 | yes | piece | 1
GCVC PD 063.2/14-68 | GCVC PD | 063.2/14-68 | 4251514 | finoox | GCVC 063.2C/1x4-2412-2-D/3/32/2.10/3600/EXS/1/015023 | 15013 | 4 | 1 | 2412 | Axial | 129093 | 126945 | 180.66 | 60036 | 1510 | VT03143U.1 | 13555 | 5 | E | 68.4 | 100.03 | 2025-04-17 | VerticalCompact-BCD_1x4 | 3684 | 611 | 953 |  |  | 302.3 | 42 | 42 | 630 | EC motor | 5060 | 2 | no | no | C | D | Epoxy coated aluminum | 2025-01-02 | 2 | 3 | yes | piece | 1
GCVC PD 080.2/12-35 | GCVC PD | 080.2/12-35 | 4252748 | finoox | GCVC 080.2D/1x2-2485-1-D/3/40/2.10/2400/AXS/1/015023 | 7437 | 2 | 1 | 2485 | Axial | 60071 | 60027 | 150.55 | 18405 | 535 | VT03061U.1 | 0.578 | 1935-01-01 | C | 35.06 | 66.59 | 2025-09-12 | VerticalCompact-BCD_1x2 | 2484 | 608 | 1153 |  |  | 166.1 | 28 | 28 | 800 | EC motor | 5060 | 1 | no | no | D | D | Aluminum | 2025-01-02 | 6 | 3 | yes | piece | 1
GCVC PD 080.2/11-35 | GCVC PD | 080.2/11-35 | 4252479 | finoox | GCVC 080.2D/1x1-2485-1-D/6/40/2.10/1200/EXS/1/015023 | 5632 | 1 | 1 | 2485 | Axial | 38388 | 38642 | 150.55 | 7517 | 535 | VT03061U.1 | 0.31 | 1935-01-01 | B | 35.47 | 66.83 | 2025-07-12 | VerticalCompact-BCD_1x1 | 1284 | 608 | 1153 |  |  | 111.2 | 22 | 22 | 800 | EC motor | 5060 | 1 | no | no | D | D | Epoxy coated aluminum | 2025-01-02 | 10 | 6 | yes | piece | 1
GCVC PD 080.2/22-43 | GCVC PD | 080.2/22-43 | 4248357 | finoox | GCVC 080.2D/2x2-2487-1-D/6/80/2.10/2400/EXS/1/015023 | 22026 | 2 | 2 | 2487 | Axial | 169053 | 169837 | 602.19 | 33989 | 600 | VT03061U.1 | 1971-01-01 | 1985-01-01 | C | 43.23 | 75.04 | 55.2 | VerticalCompact-BCD_2x2 | 2484 | 800 | 2161 |  |  | 417.6 | 54 | 54 | 800 | EC motor | 5060 | 1 | no | no | D | D | Epoxy coated aluminum | 2025-01-02 | 6 | 6 | yes | piece | 1
GCVC PD 080.2/13-41 | GCVC PD | 080.2/13-41 | 4253143 | finoox | GCVC 080.2D/1x3-2543-2-D/4/40/2.10/3600/EXS/1/015023 | 12919 | 3 | 1 | 2543 | Axial | 108792 | 108885 | 301.1 | 28416 | 575 | VT03060U.1 | 2013-01-01 | 0.78 | C | 40.66 | 72.34 | 26 | VerticalCompact-BCD_1x3 | 3684 | 613 | 1153 |  |  | 276.1 | 42 | 42 | 800 | EC motor | 5060 | 2 | no | no | D | D | Epoxy coated aluminum | 2025-01-02 | 4 | 4 | yes | piece | 1
GCVC PD 050.2/24-40 | GCVC PD | 050.2/24-40 | 4245630 | finoox | GCVC 050.2C/2x4-2515-1-D/3/64/2.10/3600/AXS/1/015023 | 16237 | 4 | 2 | 2515 | Axial | 120106 | 120038 | 361.32 | 32459 | 755 | VT03011U.1 | 0.866 | 0.58 | B | 40.47 | 72.33 | 32 | VerticalCompact-BCD_2x4 | 3684 | 800 | 1761 |  |  | 389.3 | 42 | 42 | 500 | EC motor | 5060 | 1 | no | no | C | D | Aluminum | 2025-01-02 | 4 | 3 | yes | piece | 1
GCVC PD 045.2/12-47 | GCVC PD | 045.2/12-47 | 4248981 | finoox | GCVC 045.2C/1x2-2531-1-D/3/32/2.10/1800/EXS/1/015023 | 4612 | 2 | 1 | 2531 | Axial | 33931 | 33.88 | 90.33 | 10411 | 1275 | VT03007U.1 | 0.648 | 2025-04-01 | D | 47.34 | 78.72 | 2025-06-07 | VerticalCompact-BCD_1x2 | 1884 | 535 | 953 |  |  | 104.4 | 22 | 22 | 450 | EC motor | 5060 | 1 | no | no | C | D | Epoxy coated aluminum | 2025-01-02 | 8 | 3 | yes | piece | 1
GCVC PD 080.2/21-52 | GCVC PD | 080.2/21-52 | 4248177 | finoox | GCVC 080.2D/2x1-2541-2-D/3/80/2.10/1200/EXS/1/015023 | 9772 | 1 | 2 | 2541 | Axial | 84969 | 85183 | 150.55 | 34156 | 950 | VT03059U.2 | 3277 | 1982-02-01 | E | 51.75 | 83.4 | 2025-04-15 | VerticalCompact-BCD_2x1 | 1284 | 800 | 2161 |  |  | 200.1 | 35 | 35 | 800 | EC motor | 5060 | 2 | no | no | D | D | Epoxy coated aluminum | 2025-01-02 | 8 | 3 | yes | piece | 1
GCVC PD 063.2/14-43 | GCVC PD | 063.2/14-43 | 4251638 | finoox | GCVC 063.2C/1x4-2555-2-D/6/32/2.10/3600/AXS/1/015023 | 13410 | 4 | 1 | 2555 | Axial | 119218 | 119753 | 361.32 | 24786 | 800 | VT03144U.1 | 1518 | 0.69 | C | 43.04 | 74.67 | 31.4 | VerticalCompact-BCD_1x4 | 3684 | 623 | 953 |  |  | 282.2 | 42 | 42 | 630 | EC motor | 5060 | 2 | no | no | C | D | Aluminum | 2025-01-02 | 4 | 6 | yes | piece | 1
GCVC PD 050.2/12-53 | GCVC PD | 050.2/12-53 | 4250581 | finoox | GCVC 050.2D/1x2-2561-2-D/6/40/2.10/2400/EXS/1/015023 | 7966 | 2 | 1 | 2561 | Axial | 84423 | 84815 | 301.1 | 16966 | 1505 | VT03013U.1 | 1474 | 1938-01-01 | D | 52.89 | 84.41 | 2025-04-25 | VerticalCompact-BCD_1x2 | 2484 | 607 | 1153 |  |  | 205.2 | 35 | 35 | 500 | EC motor | 5060 | 2 | no | no | D | D | Epoxy coated aluminum | 2025-01-02 | 6 | 6 | yes | piece | 1
GCVC PD 050.2/12-32 | GCVC PD | 050.2/12-32 | 4250504 | finoox | GCVC 050.2D/1x2-2513-1-D/3/40/2.10/2400/AXS/1/015023 | 5104 | 2 | 1 | 2513 | Axial | 32113 | 31.97 | 150.55 | 7369 | 630 | VT03011U.1 | 0.126 | 0.37 | A+ | 31.57 | 63.09 | 2025-04-12 | VerticalCompact-BCD_1x2 | 2484 | 586 | 1153 |  |  | 151.1 | 22 | 22 | 500 | EC motor | 5060 | 1 | no | no | D | D | Aluminum | 2025-01-02 | 8 | 3 | yes | piece | 1
GCVC PD 050.2/11-38 | GCVC PD | 050.2/11-38 | 4250294 | finoox | GCVC 050.2D/1x1-2518-1-D/3/40/2.10/1200/AXS/1/015023 | 3014 | 1 | 1 | 2518 | Axial | 21988 | 22025 | 75.27 | 5565 | 945 | VT03011U.1 | 0.188 | 1 | B | 37.6 | 68.96 | 2025-04-06 | VerticalCompact-BCD_1x1 | 1284 | 586 | 1153 |  |  | 81.7 | 18 | 18 | 500 | EC motor | 5060 | 1 | no | no | D | D | Aluminum | 2025-01-02 | 10 | 3 | yes | piece | 1
GCVC PD 050.2/13-30 | GCVC PD | 050.2/13-30 | 4250743 | finoox | GCVC 050.2D/1x3-2512-1-D/6/40/2.10/3600/EXS/1/015023 | 10615 | 3 | 1 | 2512 | Axial | 55572 | 56.04 | 451.65 | 9363 | 565 | VT03011U.1 | 0.153 | 0.28 | A+ | 30.33 | 62 | 36.2 | VerticalCompact-BCD_1x3 | 3684 | 586 | 1153 |  |  | 287.4 | 28 | 28 | 500 | EC motor | 5060 | 1 | no | no | D | D | Epoxy coated aluminum | 2025-01-02 | 6 | 6 | yes | piece | 1
GCVC PD 050.2/12-44 | GCVC PD | 050.2/12-44 | 4249606 | finoox | GCVC 050.2C/1x2-2521-1-D/4/32/2.10/1800/EXS/1/015023 | 4833 | 2 | 1 | 2521 | Axial | 44718 | 44734 | 120.44 | 11946 | 1135 | VT03011U.1 | 0.691 | 1965-01-01 | D | 43.61 | 75 | 2025-04-10 | VerticalCompact-BCD_1x2 | 1884 | 586 | 953 |  |  | 117.1 | 28 | 28 | 500 | EC motor | 5060 | 1 | no | no | C | D | Epoxy coated aluminum | 2025-01-02 | 8 | 4 | yes | piece | 1
GCVC PD 045.2/12-45 | GCVC PD | 045.2/12-45 | 4248967 | finoox | GCVC 045.2C/1x2-2529-1-D/4/32/2.10/1800/AXS/1/015023 | 4609 | 2 | 1 | 2529 | Axial | 38042 | 38098 | 120.44 | 8918 | 1125 | VT03007U.1 | 0.458 | 1 | C | 44.55 | 75.94 | 10 | VerticalCompact-BCD_1x2 | 1884 | 535 | 953 |  |  | 113.1 | 22 | 22 | 450 | EC motor | 5060 | 1 | no | no | C | D | Aluminum | 2025-01-02 | 8 | 4 | yes | piece | 1
GCVC PD 080.3/21-52 | GCVC PD | 080.3/21-52 | 6172167 | finoox | GCVC 080.3D/2x1-3560-2-D/6/80/2.10/1200/EXS/1/015023 | 12446 | 1 | 2 | 3560 | Axial | 133756 | 134777 | 301.1 | 33624 | 990 | VT01445U.3 | 4239 | 2025-01-03 | E | 51.59 | 83.24 | 2025-09-28 | VerticalCompact-BCD_2x1 | 1284 | 800 | 2161 |  |  | 267.3 | 42 | 42 | 800 | EC motor | 5060 | 2 | no | no | D | D | Epoxy coated aluminum | 2025-01-02 | 10 | 6 | yes | piece | 1
GCVC PD 050.3/23-52 | GCVC PD | 050.3/23-52 | 6170704 | finoox | GCVC 050.3C/2x3-3617-X-D/4/64/2.10/2700/AXS/1/015023 | 10207 | 3 | 2 | 3617 | Axial | 161384 | 161942 | 361.32 | 43885 | 1260 | VT01524 | 5707 | 2025-04-04 | E | 52.45 | 84.19 | 34.7 | VerticalCompact-BCD_2x3 | 2784 | 800 | 1761 |  |  | 368 | 54 | 54 | 500 | AC motor | 60 | X | no | no | C | D | Aluminum | 2025-01-02 | 4 | 4 | yes | piece | 1
GCVC PD 050.3/22-49 | GCVC PD | 050.3/22-49 | 6170169 | finoox | GCVC 050.3C/2x2-3616-W-D/4/64/2.10/1800/AXS/1/015023 | 6890 | 2 | 2 | 3616 | Axial | 99925 | 99.95 | 240.88 | 27665 | 1240 | VT01524 | 2707 | 2025-02-03 | E | 49.38 | 81.01 | 2025-09-22 | VerticalCompact-BCD_2x2 | 1884 | 800 | 1761 |  |  | 251.1 | 42 | 42 | 500 | AC motor | 50 | W | no | no | C | D | Aluminum | 2025-01-02 | 8 | 4 | yes | piece | 1
GCVC PD 045.2/12-48 | GCVC PD | 045.2/12-48 | 4248916 | finoox | GCVC 045.2C/1x2-0426-W-D/4/32/2.10/1800/EXS/1/015023 | 3652 | 2 | 1 | 426 | Axial | 42006 | 42032 | 120.44 | 10766 | 1360 | VT0326U | 0.832 | 2025-02-02 | D | 47.59 | 78.97 | 2025-04-10 | VerticalCompact-BCD_1x2 | 1884 | 521 | 953 |  |  | 121.1 | 28 | 28 | 450 | AC motor | 50 | W | no | no | C | D | Epoxy coated aluminum | 2025-01-02 | 8 | 4 | yes | piece | 1
GCVC PD 050.2/21-33 | GCVC PD | 050.2/21-33 | 4245731 | finoox | GCVC 050.2D/2x1-2336-D-D/4/80/2.10/1200/AXS/1/015023 | 5061 | 1 | 2 | 2336 | Axial | 39873 | 40051 | 200.73 | 8055 | 660 | VT01437 | 0.243 | 0.33 | B | 33.44 | 65.09 | 2025-02-17 | VerticalCompact-BCD_2x1 | 1284 | 800 | 2161 |  |  | 180.4 | 22 | 22 | 500 | AC motor | 50 | D | no | no | D | D | Aluminum | 2025-01-02 | 10 | 4 | yes | piece | 1
GCVC PD 063.2/14-40 | GCVC PD | 063.2/14-40 | 4251526 | finoox | GCVC 063.2C/1x4-2414-1-D/4/32/2.10/3600/EXS/1/015023 | 11228 | 4 | 1 | 2414 | Axial | 88174 | 88.25 | 240.88 | 23236 | 770 | VT03145U.1 | 0.947 | 2015-01-01 | C | 39.87 | 71.49 | 2025-02-20 | VerticalCompact-BCD_1x4 | 3684 | 615 | 953 |  |  | 227.3 | 35 | 35 | 630 | EC motor | 5060 | 1 | no | no | C | D | Epoxy coated aluminum | 2025-01-02 | 4 | 4 | yes | piece | 1
GCVC PD 050.2/23-51 | GCVC PD | 050.2/23-51 | 4245361 | finoox | GCVC 050.2C/2x3-2411-1-D/3/64/2.10/2700/EXS/1/015023 | 13222 | 3 | 2 | 2411 | Axial | 123746 | 123873 | 270.99 | 41312 | 1260 | VT03011U.1 | 2751 | 2025-02-02 | D | 50.55 | 82.3 | 2025-01-25 | VerticalCompact-BCD_2x3 | 2784 | 800 | 1761 |  |  | 301.4 | 42 | 42 | 500 | EC motor | 5060 | 1 | no | no | C | D | Epoxy coated aluminum | 2025-01-02 | 4 | 3 | yes | piece | 1
GCVC PD 063.2/11-21 | GCVC PD | 063.2/11-21 | 4251736 | finoox | GCVC 063.2D/1x1-2401-L-D/3/40/2.10/1200/AXS/1/015023 | 3503 | 1 | 1 | 2401 | Axial | 16878 | 16896 | 75.27 | 3882 | 340 | VT01442 | 0.085 | 0.16 | A | 21.41 | 52.78 | 2025-03-06 | VerticalCompact-BCD_1x1 | 1284 | 598 | 1153 |  |  | 85.8 | 16 | 16 | 630 | AC motor | 60 | L | no | no | D | D | Aluminum | 2025-01-02 | 10 | 3 | yes | piece | 1
GCVC PD 050.2/22-23 | GCVC PD | 050.2/22-23 | 4245100 | finoox | GCVC 050.2C/2x2-2389-J-D/6/64/2.10/1800/AXS/1/015023 | 7972 | 2 | 2 | 2389 | Axial | 49555 | 49852 | 361.32 | 8421 | 450 | VT01437 | 0.33 | 0.17 | B | 22.67 | 54.3 | 2025-01-30 | VerticalCompact-BCD_2x2 | 1884 | 800 | 1761 |  |  | 269.4 | 28 | 28 | 500 | AC motor | 60 | J | no | no | C | D | Aluminum | 2025-01-02 | 12 | 6 | yes | piece | 1
GCVC PD 050.2/13-36 | GCVC PD | 050.2/13-36 | 4249752 | finoox | GCVC 050.2C/1x3-2390-K-D/4/32/2.10/2700/EXS/1/015023 | 5537 | 3 | 1 | 2390 | Axial | 52857 | 52819 | 180.66 | 12535 | 760 | VT01437 | 0.53 | 0.35 | C | 35.97 | 67.48 | 15 | VerticalCompact-BCD_1x3 | 2784 | 596 | 953 |  |  | 178.2 | 28 | 28 | 500 | AC motor | 60 | K | no | no | C | D | Epoxy coated aluminum | 2025-01-02 | 6 | 4 | yes | piece | 1
GCVC PD 050.2/13-43 | GCVC PD | 050.2/13-43 | 4250663 | finoox | GCVC 050.2D/1x3-2355-X-D/3/40/2.10/3600/EXS/1/015023 | 6395 | 3 | 1 | 2355 | Axial | 65798 | 65747 | 225.82 | 17117 | 810 | VT03093U | 0.846 | 2025-03-01 | C | 42.73 | 74.41 | 2025-03-19 | VerticalCompact-BCD_1x3 | 3684 | 569 | 1153 |  |  | 232.2 | 35 | 35 | 500 | AC motor | 60 | X | no | no | D | D | Epoxy coated aluminum | 2025-01-02 | 4 | 3 | yes | piece | 1
GCVC PD 050.2/13-56 | GCVC PD | 050.2/13-56 | 4250726 | finoox | GCVC 050.2D/1x3-2420-2-D/3/40/2.10/3600/AXS/1/015023 | 9288 | 3 | 1 | 2420 | Axial | 93581 | 93538 | 225.82 | 29554 | 1600 | VT03013U.1 | 2593 | 1965-01-01 | E | 55.96 | 87.64 | 2025-03-19 | VerticalCompact-BCD_1x3 | 3684 | 607 | 1153 |  |  | 236.7 | 35 | 35 | 500 | EC motor | 5060 | 2 | no | no | D | D | Aluminum | 2025-01-02 | 4 | 3 | yes | piece | 1
GCVC PD 080.2/23-20 | GCVC PD | 080.2/23-20 | 4248637 | finoox | GCVC 080.2D/2x3-2489-1-D/4/80/2.10/3600/AXS/1/015023 | 23331 | 3 | 2 | 2489 | Axial | 100.73 | 100951 | 602.19 | 19606 | 220 | VT03062U.1 | 0.183 | 0.15 | A+ | 20.24 | 52.2 | 50.2 | VerticalCompact-BCD_2x3 | 3684 | 800 | 2161 |  |  | 504.2 | 35 | 35 | 800 | EC motor | 5060 | 1 | no | no | D | D | Aluminum | 2025-01-02 | 6 | 4 | yes | piece | 1
GCVC PD 063.2/24-48 | GCVC PD | 063.2/24-48 | 4247250 | finoox | GCVC 063.2C/2x4-2558-2-D/4/64/2.10/3600/EXS/1/015023 | 25345 | 4 | 2 | 2558 | Axial | 216349 | 215474 | 481.75 | 67194 | 950 | VT03144U.1 | 4698 | 1 | D | 47.82 | 79.69 | 44 | VerticalCompact-BCD_2x4 | 3684 | 800 | 1761 |  |  | 469.8 | 54 | 54 | 630 | EC motor | 5060 | 2 | no | no | C | D | Epoxy coated aluminum | 2025-01-02 | 4 | 4 | yes | piece | 1
GCVC PD 063.2/11-61 | GCVC PD | 063.2/11-61 | 4251864 | finoox | GCVC 063.2D/1x1-2552-2-D/6/40/2.10/1200/AXS/1/015023 | 6118 | 1 | 1 | 2552 | Axial | 64567 | 64942 | 150.55 | 15126 | 1435 | VT03143U.1 | 1985-02-01 | 2025-03-04 | E | 60.92 | 92.29 | 2025-08-13 | VerticalCompact-BCD_1x1 | 1284 | 611 | 1153 |  |  | 128.6 | 35 | 35 | 630 | EC motor | 5060 | 2 | no | no | D | D | Aluminum | 2025-01-02 | 10 | 6 | yes | piece | 1
GCVC PD 035.2/12-42 | GCVC PD | 035.2/12-42 | 4243742 | finoox | GCVC 035.2B/1x2-2479-1-D/3/24/2.10/1440/EXS/1/015023 | 3433 | 2 | 1 | 2479 | Axial | 21509 | 21515 | 54.2 | 6574 | 1475 | VT03133 | 0.306 | 1935-01-01 | D | 42.34 | 73.61 | 2025-06-04 | VerticalCompact-BCD_1x2 | 1524 | 477 | 753 |  |  | 69.8 | 18 | 18 | 350 | EC motor | 5060 | 1 | no | no | B | D | Epoxy coated aluminum | 2025-01-02 | 8 | 3 | yes | piece | 1
GCVC PD 050.2/11-40 | GCVC PD | 050.2/11-40 | 4250307 | finoox | GCVC 050.2D/1x1-2520-1-D/4/40/2.10/1200/AXS/1/015023 | 3169 | 1 | 1 | 2520 | Axial | 27979 | 28078 | 100.37 | 6222 | 1070 | VT03011U.1 | 0.272 | 2025-04-01 | C | 40.18 | 71.54 | 2025-06-08 | VerticalCompact-BCD_1x1 | 1284 | 586 | 1153 |  |  | 89.6 | 22 | 22 | 500 | EC motor | 5060 | 1 | no | no | D | D | Aluminum | 2025-01-02 | 10 | 4 | yes | piece | 1
GCVC PD 063.2/23-43 | GCVC PD | 063.2/23-43 | 4247023 | finoox | GCVC 063.2C/2x3-2555-2-D/4/64/2.10/2700/AXS/1/015023 | 18832 | 3 | 2 | 2555 | Axial | 156864 | 157416 | 361.32 | 41939 | 800 | VT03144U.1 | 2144 | 0.69 | C | 43.01 | 74.75 | 34.7 | VerticalCompact-BCD_2x3 | 2784 | 800 | 1761 |  |  | 363.1 | 54 | 54 | 630 | EC motor | 5060 | 2 | no | no | C | D | Aluminum | 2025-01-02 | 4 | 4 | yes | piece | 1
GCVC PD 050.2/13-54 | GCVC PD | 050.2/13-54 | 4250810 | finoox | GCVC 050.2D/1x3-2560-2-D/3/40/2.10/3600/AXS/1/015023 | 9288 | 3 | 1 | 2560 | Axial | 85247 | 85217 | 225.82 | 25006 | 1415 | VT03013U.1 | 1978-01-01 | 2021-01-01 | D | 53.86 | 85.54 | 2025-03-19 | VerticalCompact-BCD_1x3 | 3684 | 607 | 1153 |  |  | 236.7 | 35 | 35 | 500 | EC motor | 5060 | 2 | no | no | D | D | Aluminum | 2025-01-02 | 4 | 3 | yes | piece | 1
GCVC PD 063.2/11-58 | GCVC PD | 063.2/11-58 | 4251850 | finoox | GCVC 063.2D/1x1-2550-2-D/3/40/2.10/1200/AXS/1/015023 | 5179 | 1 | 1 | 2550 | Axial | 41374 | 41503 | 75.27 | 14983 | 1285 | VT03143U.1 | 1942 | 2026-03-01 | E | 57.62 | 88.99 | 2025-01-07 | VerticalCompact-BCD_1x1 | 1284 | 611 | 1153 |  |  | 106.1 | 28 | 28 | 630 | EC motor | 5060 | 2 | no | no | D | D | Aluminum | 2025-01-02 | 8 | 3 | yes | piece | 1
GCVC PD 063.2/22-20 | GCVC PD | 063.2/22-20 | 4246708 | finoox | GCVC 063.2C/2x2-2500-1-D/3/64/2.10/1800/AXS/1/015023 | 11136 | 2 | 2 | 2500 | Axial | 40.49 | 40523 | 180.66 | 9269 | 310 | VT03145U.1 | 0.1 | 0.13 | A+ | 2025-01-20 | 51.64 | 2025-09-15 | VerticalCompact-BCD_2x2 | 1884 | 800 | 1761 |  |  | 210.3 | 28 | 28 | 630 | EC motor | 5060 | 1 | no | no | C | D | Aluminum | 2025-01-02 | 8 | 3 | yes | piece | 1
GCVC PD 050.2/13-32 | GCVC PD | 050.2/13-32 | 4249794 | finoox | GCVC 050.2C/1x3-2513-1-D/4/32/2.10/2700/EXS/1/015023 | 7253 | 3 | 1 | 2513 | Axial | 44124 | 44312 | 180.66 | 9700 | 630 | VT03011U.1 | 0.206 | 0.37 | A | 32.38 | 63.89 | 15 | VerticalCompact-BCD_1x3 | 2784 | 586 | 953 |  |  | 171 | 28 | 28 | 500 | EC motor | 5060 | 1 | no | no | C | D | Epoxy coated aluminum | 2025-01-02 | 6 | 4 | yes | piece | 1
GCVC PD 050.2/11-37 | GCVC PD | 050.2/11-37 | 4244096 | finoox | GCVC 050.2B/1x1-2518-1-D/3/24/2.10/720/AXS/1/015023 | 2331 | 1 | 1 | 2518 | Axial | 12797 | 12903 | 2025-01-27 | 4278 | 945 | VT03011U.1 | 0.218 | 1 | D | 36.93 | 68.12 | 2025-04-02 | VerticalCompact-BCD_1x1 | 804 | 586 | 753 |  |  | 44.1 | 16 | 16 | 500 | EC motor | 5060 | 1 | no | no | B | D | Aluminum | 2025-01-02 | 8 | 3 | yes | piece | 1
GCVC PD 050.2/12-40 | GCVC PD | 050.2/12-40 | 4250534 | finoox | GCVC 050.2D/1x2-2518-1-D/3/40/2.10/2400/AXS/1/015023 | 5121 | 2 | 1 | 2518 | Axial | 43971 | 43952 | 150.55 | 11129 | 945 | VT03011U.1 | 0.375 | 1 | B | 40.45 | 71.97 | 2025-09-12 | VerticalCompact-BCD_1x2 | 2484 | 586 | 1153 |  |  | 151.9 | 28 | 28 | 500 | EC motor | 5060 | 1 | no | no | D | D | Aluminum | 2025-01-02 | 6 | 3 | yes | piece | 1
GCVC PD 080.2/22-44 | GCVC PD | 080.2/22-44 | 4248463 | finoox | GCVC 080.2D/2x2-2544-2-D/4/80/2.10/2400/AXS/1/015023 | 19421 | 2 | 2 | 2544 | Axial | 160.6 | 160745 | 401.46 | 43365 | 655 | VT03060U.1 | 2149 | 2025-05-01 | C | 44.36 | 76.17 | 39.4 | VerticalCompact-BCD_2x2 | 2484 | 800 | 2161 |  |  | 368.6 | 54 | 54 | 800 | EC motor | 5060 | 2 | no | no | D | D | Aluminum | 2025-01-02 | 6 | 4 | yes | piece | 1
GCVC PD 080.3/13-51 | GCVC PD | 080.3/13-51 | 6160618 | finoox | GCVC 080.3D/1x3-3562-2-D/3/40/2.10/3600/EXS/1/015023 | 14327 | 3 | 1 | 3562 | Axial | 110343 | 110111 | 225.82 | 43865 | 800 | VT01445U.3 | 3197 | 1985-01-01 | E | 51.42 | 83.1 | 2025-01-20 | VerticalCompact-BCD_1x3 | 3684 | 620 | 1153 |  |  | 307.2 | 42 | 42 | 800 | EC motor | 5060 | 2 | no | no | D | D | Epoxy coated aluminum | 2025-01-02 | 4 | 3 | yes | piece | 1
GCVC PD 045.2/12-47 | GCVC PD | 045.2/12-47 | 4243884 | finoox | GCVC 045.2B/1x2-0426-W-D/3/24/2.10/1440/AXS/1/015023 | 2611 | 2 | 1 | 426 | Axial | 27704 | 27728 | 54.2 | 9710 | 1360 | VT0326U | 0.895 | 2025-02-02 | E | 47.12 | 78.4 | 2025-07-04 | VerticalCompact-BCD_1x2 | 1524 | 521 | 753 |  |  | 83.2 | 22 | 22 | 450 | AC motor | 50 | W | no | no | B | D | Aluminum | 2025-01-02 | 8 | 3 | yes | piece | 1
GCVC PD 050.2/24-54 | GCVC PD | 050.2/24-54 | 4245520 | finoox | GCVC 050.2C/2x4-2349-I-D/3/64/2.10/3600/EXS/1/015023 | 12589 | 4 | 2 | 2349 | Axial | 176146 | 175876 | 361.32 | 69824 | 1590 | VT03150U | 6941 | 2025-07-01 | E | 53.89 | 85.75 | 34.6 | VerticalCompact-BCD_2x4 | 3684 | 800 | 1761 |  |  | 431 | 54 | 54 | 500 | AC motor | 60 | I | no | no | C | D | Epoxy coated aluminum | 2025-01-02 | 4 | 3 | yes | piece | 1
GCVC PD 050.2/12-33 | GCVC PD | 050.2/12-33 | 4250449 | finoox | GCVC 050.2D/1x2-2387-L-D/6/40/2.10/2400/EXS/1/015023 | 5853 | 2 | 1 | 2387 | Axial | 39565 | 39837 | 301.1 | 6757 | 500 | VT01435 | 0.352 | 0.37 | C | 32.52 | 64.05 | 2025-02-24 | VerticalCompact-BCD_1x2 | 2484 | 596 | 1153 |  |  | 204.5 | 22 | 22 | 500 | AC motor | 60 | L | no | no | D | D | Epoxy coated aluminum | 2025-01-02 | 10 | 6 | yes | piece | 1
GCVC PD 063.2/21-45 | GCVC PD | 063.2/21-45 | 4247341 | finoox | GCVC 063.2D/2x1-2413-2-D/4/80/2.10/1200/AXS/1/015023 | 8715 | 1 | 2 | 2413 | Axial | 80164 | 80554 | 200.73 | 20942 | 1000 | VT03144U.1 | 1198 | 2025-01-01 | D | 44.71 | 76.36 | 2025-04-19 | VerticalCompact-BCD_2x1 | 1284 | 800 | 2161 |  |  | 188.5 | 35 | 35 | 630 | EC motor | 5060 | 2 | no | no | D | D | Aluminum | 2025-01-02 | 10 | 4 | yes | piece | 1
GCVC PD 045.2/14-50 | GCVC PD | 045.2/14-50 | 4249109 | finoox | GCVC 045.2C/1x4-2419-1-D/6/32/2.10/3600/EXS/1/015023 | 10073 | 4 | 1 | 2419 | Axial | 103469 | 103972 | 361.32 | 20906 | 1350 | VT03007U.1 | 1519 | 1965-01-01 | D | 50.44 | 82.06 | 2025-03-31 | VerticalCompact-BCD_1x4 | 3684 | 535 | 953 |  |  | 255 | 35 | 35 | 450 | EC motor | 5060 | 1 | no | no | C | D | Epoxy coated aluminum | 2025-01-02 | 4 | 6 | yes | piece | 1
GCVC PD 050.2/11-53 | GCVC PD | 050.2/11-53 | 4249292 | finoox | GCVC 050.2C/1x1-2410-2-D/4/32/2.10/900/EXS/1/015023 | 3319 | 1 | 1 | 2410 | Axial | 30149 | 30361 | 60.22 | 9461 | 1770 | VT03013U.1 | 1237 | 2025-01-02 | E | 53.19 | 84.46 | 2025-04-05 | VerticalCompact-BCD_1x1 | 984 | 607 | 953 |  |  | 68.8 | 22 | 22 | 500 | EC motor | 5060 | 2 | no | no | C | D | Epoxy coated aluminum | 2025-01-02 | 8 | 4 | yes | piece | 1
GCVC PD 063.2/12-28 | GCVC PD | 063.2/12-28 | 4252047 | finoox | GCVC 063.2D/1x2-2506-1-D/6/40/2.10/2400/EXS/1/015023 | 8912 | 2 | 1 | 2506 | Axial | 51092 | 51374 | 301.1 | 9065 | 540 | VT03145U.1 | 0.167 | 0.45 | A+ | 27.81 | 59.34 | 2025-06-24 | VerticalCompact-BCD_1x2 | 2484 | 615 | 1153 |  |  | 197.1 | 28 | 28 | 630 | EC motor | 5060 | 1 | no | no | D | D | Epoxy coated aluminum | 2025-01-02 | 8 | 6 | yes | piece | 1
GCVC PD 063.2/24-48 | GCVC PD | 063.2/24-48 | 4247247 | finoox | GCVC 063.2C/2x4-2558-2-D/4/64/2.10/3600/AXS/1/015023 | 24256 | 4 | 2 | 2558 | Axial | 223123 | 223.09 | 481.75 | 67194 | 950 | VT03144U.1 | 4698 | 1 | D | 47.82 | 79.69 | 44 | VerticalCompact-BCD_2x4 | 3684 | 800 | 1761 |  |  | 469.8 | 54 | 54 | 630 | EC motor | 5060 | 2 | no | no | C | D | Aluminum | 2025-01-02 | 4 | 4 | yes | piece | 1
GCVC PD 063.2/21-42 | GCVC PD | 063.2/21-42 | 4246631 | finoox | GCVC 063.2C/2x1-2558-2-D/3/64/2.10/900/EXS/1/015023 | 7539 | 1 | 2 | 2558 | Axial | 47404 | 47669 | 90.33 | 17745 | 950 | VT03144U.1 | 1134 | 1 | D | 42.2 | 73.71 | 9 | VerticalCompact-BCD_2x1 | 984 | 800 | 1761 |  |  | 129 | 28 | 28 | 630 | EC motor | 5060 | 2 | no | no | C | D | Epoxy coated aluminum | 2025-01-02 | 8 | 3 | yes | piece | 1
GCVC PD 050.2/11-40 | GCVC PD | 050.2/11-40 | 4244104 | finoox | GCVC 050.2B/1x1-2520-1-D/3/24/2.10/720/AXS/1/015023 | 2331 | 1 | 1 | 2520 | Axial | 13878 | 14003 | 2025-01-27 | 4892 | 1070 | VT03011U.1 | 0.312 | 2025-04-01 | D | 39.59 | 70.78 | 2025-04-02 | VerticalCompact-BCD_1x1 | 804 | 586 | 753 |  |  | 44.1 | 16 | 16 | 500 | EC motor | 5060 | 1 | no | no | B | D | Aluminum | 2025-01-02 | 8 | 3 | yes | piece | 1
GCVC PD 063.2/13-31 | GCVC PD | 063.2/13-31 | 4252296 | finoox | GCVC 063.2D/1x3-2507-1-D/6/40/2.10/3600/AXS/1/015023 | 11691 | 3 | 1 | 2507 | Axial | 81.87 | 82267 | 451.65 | 14630 | 580 | VT03145U.1 | 0.3 | 0.55 | A+ | 30.88 | 62.56 | 36.9 | VerticalCompact-BCD_1x3 | 3684 | 615 | 1153 |  |  | 290.7 | 35 | 35 | 630 | EC motor | 5060 | 1 | no | no | D | D | Aluminum | 2025-01-02 | 6 | 6 | yes | piece | 1
GCVC PD 050.2/11-42 | GCVC PD | 050.2/11-42 | 4250323 | finoox | GCVC 050.2D/1x1-2522-1-D/6/40/2.10/1200/EXS/1/015023 | 3937 | 1 | 1 | 2522 | Axial | 35166 | 35423 | 150.55 | 6734 | 1200 | VT03011U.1 | 0.385 | 2025-09-01 | C | 42.28 | 73.64 | 2025-07-12 | VerticalCompact-BCD_1x1 | 1284 | 586 | 1153 |  |  | 104.1 | 22 | 22 | 500 | EC motor | 5060 | 1 | no | no | D | D | Epoxy coated aluminum | 2025-01-02 | 10 | 6 | yes | piece | 1
GCVC PD 063.2/21-23 | GCVC PD | 063.2/21-23 | 4246510 | finoox | GCVC 063.2C/2x1-2501-1-D/6/64/2.10/900/AXS/1/015023 | 7696 | 1 | 2 | 2501 | Axial | 24509 | 24757 | 180.66 | 4223 | 345 | VT03145U.1 | 0.065 | 0.15 | A+ | 23.49 | 55 | 2025-03-15 | VerticalCompact-BCD_2x1 | 984 | 800 | 1761 |  |  | 144.9 | 18 | 18 | 630 | EC motor | 5060 | 1 | no | no | C | D | Aluminum | 2025-01-02 | 12 | 6 | yes | piece | 1
GCVC PD 063.2/11-17 | GCVC PD | 063.2/11-17 | 4250916 | finoox | GCVC 063.2C/1x1-2501-1-D/3/32/2.10/900/AXS/1/015023 | 3664 | 1 | 1 | 2501 | Axial | 10983 | 11016 | 45.16 | 2631 | 345 | VT03145U.1 | 0.031 | 0.15 | A+ | 16.76 | 48.03 | 2025-09-03 | VerticalCompact-BCD_1x1 | 984 | 615 | 953 |  |  | 60.1 | 16 | 16 | 630 | EC motor | 5060 | 1 | no | no | C | D | Aluminum | 2025-01-02 | 12 | 3 | yes | piece | 1
GCVC PD 050.2/23-45 | GCVC PD | 050.2/23-45 | 4246367 | finoox | GCVC 050.2D/2x3-2518-1-D/4/80/2.10/3600/AXS/1/015023 | 16735 | 3 | 2 | 2518 | Axial | 153242 | 153596 | 602.19 | 32858 | 945 | VT03011U.1 | 1141 | 1 | B | 44.61 | 76.58 | 54.8 | VerticalCompact-BCD_2x3 | 3684 | 800 | 2161 |  |  | 473.9 | 54 | 54 | 500 | EC motor | 5060 | 1 | no | no | D | D | Aluminum | 2025-01-02 | 4 | 4 | yes | piece | 1
GCVC PD 063.2/21-26 | GCVC PD | 063.2/21-26 | 4247387 | finoox | GCVC 063.2D/2x1-2505-1-D/6/80/2.10/1200/EXS/1/015023 | 9977 | 1 | 2 | 2505 | Axial | 47.51 | 47882 | 301.1 | 8379 | 500 | VT03145U.1 | 0.138 | 0.39 | A+ | 2025-12-26 | 57.77 | 2025-01-26 | VerticalCompact-BCD_2x1 | 1284 | 800 | 2161 |  |  | 210 | 28 | 28 | 630 | EC motor | 5060 | 1 | no | no | D | D | Epoxy coated aluminum | 2025-01-02 | 10 | 6 | yes | piece | 1
GCVC PD 080.3/11-50 | GCVC PD | 080.3/11-50 | 6171966 | finoox | GCVC 080.3D/1x1-3559-2-D/6/40/2.10/1200/AXS/1/015023 | 6522 | 1 | 1 | 3559 | Axial | 71475 | 71815 | 150.55 | 17829 | 1045 | VT01445U.3 | 2487 | 1965-03-01 | E | 49.97 | 81.34 | 2025-08-13 | VerticalCompact-BCD_1x1 | 1284 | 620 | 1153 |  |  | 133.1 | 35 | 35 | 800 | EC motor | 5060 | 2 | no | no | D | D | Aluminum | 2025-01-02 | 10 | 6 | yes | piece | 1
GCVC PD 080.3/12-59 | GCVC PD | 080.3/12-59 | 6213385 | finoox | GCVC 080.3D/1x2-3558-2-D/6/40/2.10/2400/AXS/1/015023 | 11449 | 2 | 1 | 3558 | Axial | 134041 | 134341 | 301.1 | 33008 | 1060 | VT01445U.3 | 5128 | 2025-04-04 | E | 58.74 | 90.27 | 2025-01-26 | VerticalCompact-BCD_1x2 | 2484 | 620 | 1153 |  |  | 252.6 | 42 | 42 | 800 | EC motor | 5060 | 2 | no | no | D | D | Aluminum | 2025-01-02 | 6 | 6 | yes | piece | 1
GCVC PD 050.3/13-49 | GCVC PD | 050.3/13-49 | 6196673 | finoox | GCVC 050.3C/1x3-3616-W-D/3/32/2.10/2700/AXS/1/015023 | 4841 | 3 | 1 | 3616 | Axial | 65542 | 65601 | 135.49 | 21521 | 1240 | VT01524 | 2007 | 2025-02-03 | E | 48.51 | 80.02 | 12 | VerticalCompact-BCD_1x3 | 2784 | 596 | 953 |  |  | 176.3 | 35 | 35 | 500 | AC motor | 50 | W | no | no | C | D | Aluminum | 2025-01-02 | 4 | 3 | yes | piece | 1
GCVC PD 063.2/24-42 | GCVC PD | 063.2/24-42 | 4247114 | finoox | GCVC 063.2C/2x4-2414-1-D/3/64/2.10/3600/AXS/1/015023 | 20413 | 4 | 2 | 2414 | Axial | 153786 | 153493 | 361.32 | 49612 | 770 | VT03145U.1 | 1834 | 2015-01-01 | C | 41.71 | 73.57 | 34.6 | VerticalCompact-BCD_2x4 | 3684 | 800 | 1761 |  |  | 401.3 | 54 | 54 | 630 | EC motor | 5060 | 1 | no | no | C | D | Aluminum | 2025-01-02 | 4 | 3 | yes | piece | 1
GCVC PD 050.2/12-36 | GCVC PD | 050.2/12-36 | 4244172 | finoox | GCVC 050.2B/1x2-2355-X-D/3/24/2.10/1440/EXS/1/015023 | 2857 | 2 | 1 | 2355 | Axial | 23398 | 23402 | 54.2 | 7593 | 810 | VT03093U | 0.594 | 2025-03-01 | D | 35.79 | 67.07 | 2025-06-04 | VerticalCompact-BCD_1x2 | 1524 | 569 | 753 |  |  | 85 | 18 | 18 | 500 | AC motor | 60 | X | no | no | B | D | Epoxy coated aluminum | 2025-01-02 | 8 | 3 | yes | piece | 1
GCVC PD 050.2/13-45 | GCVC PD | 050.2/13-45 | 4249781 | finoox | GCVC 050.2C/1x3-2421-1-D/3/32/2.10/2700/EXS/1/015023 | 6804 | 3 | 1 | 2421 | Axial | 59802 | 59853 | 135.49 | 19447 | 1150 | VT03011U.1 | 1058 | 1975-01-01 | D | 44.91 | 76.42 | 2025-05-11 | VerticalCompact-BCD_1x3 | 2784 | 586 | 953 |  |  | 158 | 28 | 28 | 500 | EC motor | 5060 | 1 | no | no | C | D | Epoxy coated aluminum | 2025-01-02 | 4 | 3 | yes | piece | 1
GCVC PD 045.2/11-32 | GCVC PD | 045.2/11-32 | 4243839 | finoox | GCVC 045.2B/1x1-2523-1-D/4/24/2.10/720/EXS/1/015023 | 2461 | 1 | 1 | 2523 | Axial | 9365 | 9427 | 36.13 | 2142 | 675 | VT03007U.1 | 0.058 | 0.3 | B | 32.17 | 63.35 | 2025-02-03 | VerticalCompact-BCD_1x1 | 804 | 535 | 753 |  |  | 45.6 | 16 | 16 | 450 | EC motor | 5060 | 1 | no | no | B | D | Epoxy coated aluminum | 2025-01-02 | 12 | 4 | yes | piece | 1
GCVC PD 045.2/21-50 | GCVC PD | 045.2/21-50 | 4244497 | finoox | GCVC 045.2C/2x1-2533-1-D/6/64/2.10/900/EXS/1/015023 | 5910 | 1 | 2 | 2533 | Axial | 52038 | 52519 | 180.66 | 10734 | 1425 | VT03007U.1 | 0.921 | 2025-09-01 | D | 49.67 | 81.18 | 2025-03-16 | VerticalCompact-BCD_2x1 | 984 | 800 | 1761 |  |  | 141.9 | 28 | 28 | 450 | EC motor | 5060 | 1 | no | no | C | D | Epoxy coated aluminum | 2025-01-02 | 12 | 6 | yes | piece | 1
GCVC PD 063.2/13-65 | GCVC PD | 063.2/13-65 | 4252358 | finoox | GCVC 063.2D/1x3-2552-2-D/4/40/2.10/3600/EXS/1/015023 | 13969 | 3 | 1 | 2552 | Axial | 145573 | 144854 | 301.1 | 48782 | 1435 | VT03143U.1 | 8261 | 2025-03-04 | E | 64.71 | 96.39 | 26 | VerticalCompact-BCD_1x3 | 3684 | 611 | 1153 |  |  | 315.3 | 42 | 42 | 630 | EC motor | 5060 | 2 | no | no | D | D | Epoxy coated aluminum | 2025-01-02 | 4 | 4 | yes | piece | 1
GCVC PD 050.2/23-60 | GCVC PD | 050.2/23-60 | 4246424 | finoox | GCVC 050.2D/2x3-2563-2-D/4/80/2.10/3600/EXS/1/015023 | 21217 | 3 | 2 | 2563 | Axial | 221.95 | 222141 | 602.19 | 58766 | 1680 | VT03013U.1 | 5979 | 1975-01-01 | E | 60.12 | 92.09 | 54.8 | VerticalCompact-BCD_2x3 | 3684 | 800 | 2161 |  |  | 501.5 | 54 | 54 | 500 | EC motor | 5060 | 2 | no | no | D | D | Epoxy coated aluminum | 2025-01-02 | 4 | 4 | yes | piece | 1
GCVC PD 063.2/22-18 | GCVC PD | 063.2/22-18 | 4247602 | finoox | GCVC 063.2D/2x2-2500-1-D/4/80/2.10/2400/EXS/1/015023 | 14796 | 2 | 2 | 2500 | Axial | 57295 | 57419 | 401.46 | 10918 | 310 | VT03145U.1 | 0.094 | 0.13 | A+ | 2025-02-18 | 49.83 | 33.4 | VerticalCompact-BCD_2x2 | 2484 | 800 | 2161 |  |  | 322.1 | 28 | 28 | 630 | EC motor | 5060 | 1 | no | no | D | D | Epoxy coated aluminum | 2025-01-02 | 10 | 4 | yes | piece | 1
GCVC PD 050.2/22-43 | GCVC PD | 050.2/22-43 | 4246128 | finoox | GCVC 050.2D/2x2-2518-1-D/6/80/2.10/2400/AXS/1/015023 | 13006 | 2 | 2 | 2518 | Axial | 117051 | 117697 | 602.19 | 21127 | 945 | VT03011U.1 | 0.784 | 1 | B | 42.66 | 74.47 | 52 | VerticalCompact-BCD_2x2 | 2484 | 800 | 2161 |  |  | 382.6 | 42 | 42 | 500 | EC motor | 5060 | 1 | no | no | D | D | Aluminum | 2025-01-02 | 8 | 6 | yes | piece | 1
GCVC PD 050.2/11-27 | GCVC PD | 050.2/11-27 | 4244075 | finoox | GCVC 050.2B/1x1-2512-1-D/4/24/2.10/720/EXS/1/015023 | 2436 | 1 | 1 | 2512 | Axial | 9817 | 9885 | 36.13 | 2284 | 565 | VT03011U.1 | 0.056 | 0.28 | B | 27.19 | 58.38 | 2025-02-03 | VerticalCompact-BCD_1x1 | 804 | 586 | 753 |  |  | 47.3 | 16 | 16 | 500 | EC motor | 5060 | 1 | no | no | B | D | Epoxy coated aluminum | 2025-01-02 | 12 | 4 | yes | piece | 1
GCVC PD 050.2/12-33 | GCVC PD | 050.2/12-33 | 4249564 | finoox | GCVC 050.2C/1x2-2514-1-D/4/32/2.10/1800/EXS/1/015023 | 4794 | 2 | 1 | 2514 | Axial | 31943 | 31991 | 120.44 | 7144 | 695 | VT03011U.1 | 0.175 | 0.47 | A | 32.82 | 64.21 | 10 | VerticalCompact-BCD_1x2 | 1884 | 586 | 953 |  |  | 116.5 | 22 | 22 | 500 | EC motor | 5060 | 1 | no | no | C | D | Epoxy coated aluminum | 2025-01-02 | 8 | 4 | yes | piece | 1
GCVC PD 045.2/11-42 | GCVC PD | 045.2/11-42 | 4248877 | finoox | GCVC 045.2C/1x1-2529-1-D/4/32/2.10/900/AXS/1/015023 | 2722 | 1 | 1 | 2529 | Axial | 18871 | 18986 | 60.22 | 4459 | 1125 | VT03007U.1 | 0.229 | 1 | C | 41.67 | 72.93 | 2025-01-05 | VerticalCompact-BCD_1x1 | 984 | 535 | 953 |  |  | 61.9 | 16 | 16 | 450 | EC motor | 5060 | 1 | no | no | C | D | Aluminum | 2025-01-02 | 8 | 4 | yes | piece | 1
GCVC PD 050.2/23-57 | GCVC PD | 050.2/23-57 | 4246426 | finoox | GCVC 050.2D/2x3-2790-K-D/3/80/2.10/3600/AXS/1/015023 | 11837 | 3 | 2 | 2790 | Axial | 189214 | 189118 | 451.65 | 60333 | 1640 | VT03150U | 5513 | 1964-01-01 | E | 56.98 | 88.94 | 43.1 | VerticalCompact-BCD_2x3 | 3684 | 800 | 2161 |  |  | 457.7 | 54 | 54 | 500 | AC motor | 60 | K | no | no | D | D | Aluminum | 2025-01-02 | 4 | 3 | yes | piece | 1
GCVC PD 080.3/22-36 | GCVC PD | 080.3/22-36 | 6068131 | finoox | GCVC 080.3D/2x2-3564-2-D/4/80/2.10/2400/EXS/1/015023 | 24012 | 2 | 2 | 3564 | Axial | 121792 | 121859 | 401.46 | 28860 | 440 | VT01445U.3 | 0.866 | 0.6 | B | 36.01 | 67.82 | 36.3 | VerticalCompact-BCD_2x2 | 2484 | 800 | 2161 |  |  | 432.9 | 42 | 42 | 800 | EC motor | 5060 | 2 | no | no | D | D | Epoxy coated aluminum | 2025-01-02 | 6 | 4 | yes | piece | 1
GCVC PD 045.2/13-49 | GCVC PD | 045.2/13-49 | 4243947 | finoox | GCVC 045.2B/1x3-0426-W-D/4/24/2.10/2160/EXS/1/015023 | 3850 | 3 | 1 | 426 | Axial | 47191 | 47.25 | 108.39 | 13811 | 1360 | VT0326U | 1378 | 2025-02-02 | E | 48.74 | 80.12 | 2025-02-09 | VerticalCompact-BCD_1x3a | 2244 | 521 | 753 |  |  | 129.3 | 28 | 28 | 450 | AC motor | 50 | W | no | no | B | D | Epoxy coated aluminum | 2025-01-02 | 6 | 4 | yes | piece | 1
GCVC PD 045.2/13-49 | GCVC PD | 045.2/13-49 | 4249005 | finoox | GCVC 045.2C/1x3-0426-W-D/3/32/2.10/2700/EXS/1/015023 | 4439 | 3 | 1 | 426 | Axial | 51185 | 51055 | 135.49 | 16535 | 1360 | VT0326U | 1226 | 2025-02-02 | D | 49.35 | 80.85 | 2025-05-11 | VerticalCompact-BCD_1x3 | 2784 | 521 | 953 |  |  | 164 | 28 | 28 | 450 | AC motor | 50 | W | no | no | C | D | Epoxy coated aluminum | 2025-01-02 | 6 | 3 | yes | piece | 1
GCVC PD 080.2/11-52 | GCVC PD | 080.2/11-52 | 4252406 | finoox | GCVC 080.2D/1x1-1656-2-D/4/40/2.10/1200/EXS/1/015023 | 5758 | 1 | 1 | 1656 | Axial | 53973 | 54179 | 100.37 | 17869 | 1000 | VT03059U.2 | 2156 | 2025-02-03 | E | 51.8 | 83.17 | 2025-01-09 | VerticalCompact-BCD_1x1 | 1284 | 650 | 1153 |  |  | 108.5 | 28 | 28 | 800 | EC motor | 5060 | 2 | no | no | D | D | Epoxy coated aluminum | 2025-01-02 | 8 | 4 | yes | piece | 1
GCVC PD 050.2/14-44 | GCVC PD | 050.2/14-44 | 4249949 | finoox | GCVC 050.2C/1x4-2384-I-D/4/32/2.10/3600/AXS/1/015023 | 6595 | 4 | 1 | 2384 | Axial | 82047 | 82177 | 240.88 | 19910 | 790 | VT01435 | 1477 | 0.88 | D | 44.05 | 75.68 | 2025-02-20 | VerticalCompact-BCD_1x4 | 3684 | 596 | 953 |  |  | 242.6 | 35 | 35 | 500 | AC motor | 60 | I | no | no | C | D | Aluminum | 2025-01-02 | 4 | 4 | yes | piece | 1
GCVC PD 050.2/11-44 | GCVC PD | 050.2/11-44 | 4250244 | finoox | GCVC 050.2D/1x1-2411-1-D/4/40/2.10/1200/EXS/1/015023 | 3348 | 1 | 1 | 2411 | Axial | 30902 | 30.97 | 100.37 | 7343 | 1260 | VT03011U.1 | 0.435 | 2025-02-02 | D | 43.74 | 75.1 | 2025-06-08 | VerticalCompact-BCD_1x1 | 1284 | 586 | 1153 |  |  | 89.6 | 22 | 22 | 500 | EC motor | 5060 | 1 | no | no | D | D | Epoxy coated aluminum | 2025-01-02 | 10 | 4 | yes | piece | 1
GCVC PD 050.2/23-39 | GCVC PD | 050.2/23-39 | 4245344 | finoox | GCVC 050.2C/2x3-2390-K-D/4/64/2.10/2700/EXS/1/015023 | 10644 | 3 | 2 | 2390 | Axial | 105652 | 105634 | 361.32 | 25069 | 760 | VT01437 | 1059 | 0.35 | C | 38.74 | 70.49 | 32.1 | VerticalCompact-BCD_2x3 | 2784 | 800 | 1761 |  |  | 341.8 | 42 | 42 | 500 | AC motor | 60 | K | no | no | C | D | Epoxy coated aluminum | 2025-01-02 | 6 | 4 | yes | piece | 1
GCVC PD 063.2/11-59 | GCVC PD | 063.2/11-59 | 4250991 | finoox | GCVC 063.2C/1x1-2549-2-D/4/32/2.10/900/AXS/1/015023 | 4875 | 1 | 1 | 2549 | Axial | 34353 | 34647 | 60.22 | 11063 | 1210 | VT03143U.1 | 1765 | 1986-02-01 | E | 58.75 | 90.02 | 2025-04-05 | VerticalCompact-BCD_1x1 | 984 | 611 | 953 |  |  | 87.3 | 22 | 22 | 630 | EC motor | 5060 | 2 | no | no | C | D | Aluminum | 2025-01-02 | 8 | 4 | yes | piece | 1
GCVC PD 063.2/12-61 | GCVC PD | 063.2/12-61 | 4251196 | finoox | GCVC 063.2C/1x2-2549-2-D/3/32/2.10/1800/AXS/1/015023 | 7954 | 2 | 1 | 2549 | Axial | 56254 | 56226 | 90.33 | 23652 | 1210 | VT03143U.1 | 3493 | 1986-02-01 | E | 60.94 | 92.33 | 8 | VerticalCompact-BCD_1x2 | 1884 | 611 | 953 |  |  | 154.7 | 28 | 28 | 630 | EC motor | 5060 | 2 | no | no | C | D | Aluminum | 2025-01-02 | 6 | 3 | yes | piece | 1
GCVC PD 063.2/21-59 | GCVC PD | 063.2/21-59 | 4247440 | finoox | GCVC 063.2D/2x1-2549-2-D/4/80/2.10/1200/EXS/1/015023 | 10881 | 1 | 2 | 2549 | Axial | 91176 | 91263 | 200.73 | 27189 | 1210 | VT03143U.1 | 1931-03-01 | 1986-02-01 | E | 59.31 | 90.96 | 2025-04-19 | VerticalCompact-BCD_2x1 | 1284 | 800 | 2161 |  |  | 224.5 | 35 | 35 | 630 | EC motor | 5060 | 2 | no | no | D | D | Epoxy coated aluminum | 2025-01-02 | 10 | 4 | yes | piece | 1
GCVC PD 080.2/21-20 | GCVC PD | 080.2/21-20 | 4248099 | finoox | GCVC 080.2D/2x1-2491-1-D/4/80/2.10/1200/EXS/1/015023 | 8088 | 1 | 2 | 2491 | Axial | 39658 | 39811 | 200.73 | 8132 | 270 | VT03062U.1 | 0.094 | 0.25 | A+ | 19.88 | 51.53 | 2025-02-17 | VerticalCompact-BCD_2x1 | 1284 | 800 | 2161 |  |  | 188.7 | 22 | 22 | 800 | EC motor | 5060 | 1 | no | no | D | D | Epoxy coated aluminum | 2025-01-02 | 10 | 4 | yes | piece | 1
GCVC PD 063.2/21-32 | GCVC PD | 063.2/21-32 | 4247411 | finoox | GCVC 063.2D/2x1-2509-1-D/6/80/2.10/1200/EXS/1/015023 | 9977 | 1 | 2 | 2509 | Axial | 60274 | 60777 | 301.1 | 11136 | 655 | VT03145U.1 | 0.281 | 0.75 | A | 2025-08-31 | 63.45 | 2025-01-26 | VerticalCompact-BCD_2x1 | 1284 | 800 | 2161 |  |  | 210 | 28 | 28 | 630 | EC motor | 5060 | 1 | no | no | D | D | Epoxy coated aluminum | 2025-01-02 | 10 | 6 | yes | piece | 1
GCVC PD 063.2/22-66 | GCVC PD | 063.2/22-66 | 4247701 | finoox | GCVC 063.2D/2x2-2552-2-D/4/80/2.10/2400/AXS/1/015023 | 19132 | 2 | 2 | 2552 | Axial | 214.1 | 215095 | 401.46 | 65042 | 1435 | VT03143U.1 | 11015 | 2025-03-04 | E | 65.84 | 97.64 | 39.5 | VerticalCompact-BCD_2x2 | 2484 | 800 | 2161 |  |  | 421 | 54 | 54 | 630 | EC motor | 5060 | 2 | no | no | D | D | Aluminum | 2025-01-02 | 4 | 4 | yes | piece | 1
GCVC PD 050.2/21-45 | GCVC PD | 050.2/21-45 | 4245912 | finoox | GCVC 050.2D/2x1-2522-1-D/6/80/2.10/1200/AXS/1/015023 | 7410 | 1 | 2 | 2522 | Axial | 71397 | 71955 | 301.1 | 13468 | 1200 | VT03011U.1 | 0.771 | 2025-09-01 | C | 45 | 76.65 | 2025-04-27 | VerticalCompact-BCD_2x1 | 1284 | 800 | 2161 |  |  | 209.4 | 35 | 35 | 500 | EC motor | 5060 | 1 | no | no | D | D | Aluminum | 2025-01-02 | 10 | 6 | yes | piece | 1
GCVC PD 050.2/21-43 | GCVC PD | 050.2/21-43 | 4244960 | finoox | GCVC 050.2C/2x1-2521-1-D/6/64/2.10/900/AXS/1/015023 | 6030 | 1 | 2 | 2521 | Axial | 54525 | 54906 | 180.66 | 11099 | 1135 | VT03011U.1 | 0.718 | 1965-01-01 | C | 43.31 | 74.82 | 2025-03-16 | VerticalCompact-BCD_2x1 | 984 | 800 | 1761 |  |  | 145.3 | 28 | 28 | 500 | EC motor | 5060 | 1 | no | no | C | D | Aluminum | 2025-01-02 | 12 | 6 | yes | piece | 1
GCVC PD 080.2/23-54 | GCVC PD | 080.2/23-54 | 4248703 | finoox | GCVC 080.2D/2x3-2537-2-D/6/80/2.10/3600/EXS/1/015023 | 37756 | 3 | 2 | 2537 | Axial | 299327 | 300468 | 903.29 | 64462 | 750 | VT03059U.2 | 2025-08-05 | 2025-05-01 | D | 53.92 | 85.89 | 81.5 | VerticalCompact-BCD_2x3 | 3684 | 800 | 2161 |  |  | 678.6 | 64 | 64 | 800 | EC motor | 5060 | 2 | no | no | D | D | Epoxy coated aluminum | 2025-01-02 | 4 | 6 | yes | piece | 1
GCVC PD 080.2/11-41 | GCVC PD | 080.2/11-41 | 4252605 | finoox | GCVC 080.2D/1x1-2546-2-D/4/40/2.10/1200/AXS/1/015023 | 5037 | 1 | 1 | 2546 | Axial | 44221 | 44326 | 100.37 | 12220 | 730 | VT03060U.1 | 0.748 | 2025-03-01 | D | 41.08 | 72.45 | 2025-01-09 | VerticalCompact-BCD_1x1 | 1284 | 613 | 1153 |  |  | 100.3 | 28 | 28 | 800 | EC motor | 5060 | 2 | no | no | D | D | Aluminum | 2025-01-02 | 10 | 4 | yes | piece | 1
GCVC PD 050.3/23-53 | GCVC PD | 050.3/23-53 | 6176588 | finoox | GCVC 050.3C/2x3-3617-X-D/3/64/2.10/2700/EXS/1/015023 | 9627 | 3 | 2 | 3617 | Axial | 130764 | 130914 | 270.99 | 45704 | 1260 | VT01524 | 5647 | 2025-04-04 | E | 52.92 | 84.67 | 2025-01-25 | VerticalCompact-BCD_2x3 | 2784 | 800 | 1761 |  |  | 336.8 | 42 | 42 | 500 | AC motor | 60 | X | no | no | C | D | Epoxy coated aluminum | 2025-01-02 | 4 | 3 | yes | piece | 1
GCVC PD 050.2/11-30 | GCVC PD | 050.2/11-30 | 4249199 | finoox | GCVC 050.2C/1x1-2336-D-D/6/32/2.10/900/EXS/1/015023 | 2703 | 1 | 1 | 2336 | Axial | 17531 | 17692 | 90.33 | 3253 | 660 | VT01437 | 0.129 | 0.33 | B | 30.31 | 61.58 | 2025-06-07 | VerticalCompact-BCD_1x1 | 984 | 596 | 953 |  |  | 74.7 | 16 | 16 | 500 | AC motor | 50 | D | no | no | C | D | Epoxy coated aluminum | 2025-01-02 | 12 | 6 | yes | piece | 1
GCVC PD 050.2/21-39 | GCVC PD | 050.2/21-39 | 4245721 | finoox | GCVC 050.2D/2x1-2332-D-D/3/80/2.10/1200/EXS/1/015023 | 5048 | 1 | 2 | 2332 | Axial | 43117 | 43187 | 150.55 | 11144 | 850 | VT01435 | 0.492 | 0.74 | C | 38.59 | 70.25 | 14 | VerticalCompact-BCD_2x1 | 1284 | 800 | 2161 |  |  | 172.3 | 28 | 28 | 500 | AC motor | 50 | D | no | no | D | D | Epoxy coated aluminum | 2025-01-02 | 10 | 3 | yes | piece | 1
GCVC PD 050.2/12-43 | GCVC PD | 050.2/12-43 | 4250438 | finoox | GCVC 050.2D/1x2-2386-K-D/3/40/2.10/2400/AXS/1/015023 | 4100 | 2 | 1 | 2386 | Axial | 48099 | 48107 | 150.55 | 12752 | 910 | VT01435 | 0.776 | 0.92 | D | 43.45 | 74.97 | 2025-09-12 | VerticalCompact-BCD_1x2 | 2484 | 596 | 1153 |  |  | 161.9 | 28 | 28 | 500 | AC motor | 60 | K | no | no | D | D | Aluminum | 2025-01-02 | 6 | 3 | yes | piece | 1
GCVC PD 080.2/11-44 | GCVC PD | 080.2/11-44 | 4252452 | finoox | GCVC 080.2D/1x1-2449-2-D/6/40/2.10/1200/AXS/1/015023 | 5708 | 1 | 1 | 2449 | Axial | 53152 | 53425 | 150.55 | 11324 | 770 | VT03060U.1 | 0.91 | 2025-05-01 | D | 44.36 | 75.73 | 2025-01-13 | VerticalCompact-BCD_1x1 | 1284 | 613 | 1153 |  |  | 114.8 | 28 | 28 | 800 | EC motor | 5060 | 2 | no | no | D | D | Aluminum | 2025-01-02 | 10 | 6 | yes | piece | 1
GCVC PD 050.2/13-22 | GCVC PD | 050.2/13-22 | 4244320 | finoox | GCVC 050.2B/1x3-2389-J-D/3/24/2.10/2160/AXS/1/015023 | 3949 | 3 | 1 | 2389 | Axial | 22.54 | 22527 | 81.3 | 5726 | 450 | VT01437 | 0.248 | 0.17 | C | 21.54 | 52.93 | 2025-06-06 | VerticalCompact-BCD_1x3a | 2244 | 596 | 753 |  |  | 120.6 | 18 | 18 | 500 | AC motor | 60 | J | no | no | B | D | Aluminum | 2025-01-02 | 8 | 3 | yes | piece | 1
GCVC PD 063.2/23-50 | GCVC PD | 063.2/23-50 | 4247832 | finoox | GCVC 063.2D/2x3-2413-2-D/3/80/2.10/3600/AXS/1/015023 | 20469 | 3 | 2 | 2413 | Axial | 196229 | 196045 | 451.65 | 64511 | 1000 | VT03144U.1 | 3496 | 2025-01-01 | D | 49.78 | 81.74 | 43.1 | VerticalCompact-BCD_2x3 | 3684 | 800 | 2161 |  |  | 460.7 | 54 | 54 | 630 | EC motor | 5060 | 2 | no | no | D | D | Aluminum | 2025-01-02 | 4 | 3 | yes | piece | 1
GCVC PD 050.2/24-59 | GCVC PD | 050.2/24-59 | 4245605 | finoox | GCVC 050.2C/2x4-2420-2-D/6/64/2.10/3600/EXS/1/015023 | 26151 | 4 | 2 | 2420 | Axial | 280716 | 281597 | 722.63 | 66143 | 1600 | VT03013U.1 | 7785 | 1965-01-01 | E | 59.07 | 90.93 | 65.4 | VerticalCompact-BCD_2x4 | 3684 | 800 | 1761 |  |  | 541.3 | 64 | 64 | 500 | EC motor | 5060 | 2 | no | no | C | D | Epoxy coated aluminum | 2025-01-02 | 4 | 6 | yes | piece | 1
GCVC PD 080.2/21-40 | GCVC PD | 080.2/21-40 | 4248080 | finoox | GCVC 080.2D/2x1-2487-1-D/6/80/2.10/1200/AXS/1/015023 | 9511 | 1 | 2 | 2487 | Axial | 85849 | 86627 | 301.1 | 16995 | 600 | VT03061U.1 | 0.855 | 1985-01-01 | C | 40.38 | 72.03 | 2025-04-27 | VerticalCompact-BCD_2x1 | 1284 | 800 | 2161 |  |  | 223.7 | 35 | 35 | 800 | EC motor | 5060 | 1 | no | no | D | D | Aluminum | 2025-01-02 | 10 | 6 | yes | piece | 1
GCVC PD 050.2/12-51 | GCVC PD | 050.2/12-51 | 4250568 | finoox | GCVC 050.2D/1x2-2559-2-D/4/40/2.10/2400/EXS/1/015023 | 6832 | 2 | 1 | 2559 | Axial | 63242 | 63278 | 200.73 | 15403 | 1330 | VT03013U.1 | 0.995 | 2025-08-01 | D | 50.59 | 82.11 | 2025-08-16 | VerticalCompact-BCD_1x2 | 2484 | 607 | 1153 |  |  | 175.6 | 28 | 28 | 500 | EC motor | 5060 | 2 | no | no | D | D | Epoxy coated aluminum | 2025-01-02 | 6 | 4 | yes | piece | 1
GCVC PD 063.2/13-37 | GCVC PD | 063.2/13-37 | 4251422 | finoox | GCVC 063.2C/1x3-2553-2-D/4/32/2.10/2700/EXS/1/015023 | 9654 | 3 | 1 | 2553 | Axial | 65783 | 65747 | 180.66 | 18176 | 700 | VT03144U.1 | 0.732 | 0.52 | C | 37.39 | 68.9 | 2025-06-15 | VerticalCompact-BCD_1x3 | 2784 | 623 | 953 |  |  | 186.8 | 35 | 35 | 630 | EC motor | 5060 | 2 | no | no | C | D | Epoxy coated aluminum | 2025-01-02 | 6 | 4 | yes | piece | 1
GCVC PD 063.2/13-44 | GCVC PD | 063.2/13-44 | 4252385 | finoox | GCVC 063.2D/1x3-2557-2-D/4/40/2.10/3600/AXS/1/015023 | 10944 | 3 | 1 | 2557 | Axial | 110923 | 111087 | 301.1 | 28172 | 900 | VT03144U.1 | 1323 | 0.85 | C | 44.07 | 75.76 | 26 | VerticalCompact-BCD_1x3 | 3684 | 623 | 1153 |  |  | 261.3 | 42 | 42 | 630 | EC motor | 5060 | 2 | no | no | D | D | Aluminum | 2025-01-02 | 4 | 4 | yes | piece | 1
GCVC PD 045.2/23-52 | GCVC PD | 045.2/23-52 | 4244661 | finoox | GCVC 045.2C/2x3-2531-1-D/4/64/2.10/2700/AXS/1/015023 | 11823 | 3 | 2 | 2531 | Axial | 121744 | 121766 | 361.32 | 30449 | 1275 | VT03007U.1 | 1968 | 2025-04-01 | D | 51.68 | 83.43 | 32.1 | VerticalCompact-BCD_2x3 | 2784 | 800 | 1761 |  |  | 317.4 | 42 | 42 | 450 | EC motor | 5060 | 1 | no | no | C | D | Aluminum | 2025-01-02 | 6 | 4 | yes | piece | 1
GCVC PD 063.2/12-35 | GCVC PD | 063.2/12-35 | 4251182 | finoox | GCVC 063.2C/1x2-2511-1-D/3/32/2.10/1800/AXS/1/015023 | 5780 | 2 | 1 | 2511 | Axial | 37.25 | 37195 | 90.33 | 11741 | 730 | VT03145U.1 | 0.397 | 1 | C | 35.09 | 66.48 | 2025-06-07 | VerticalCompact-BCD_1x2 | 1884 | 615 | 953 |  |  | 109.6 | 22 | 22 | 630 | EC motor | 5060 | 1 | no | no | C | D | Aluminum | 2025-01-02 | 8 | 3 | yes | piece | 1
GCVC PD 050.2/22-46 | GCVC PD | 050.2/22-46 | 4246142 | finoox | GCVC 050.2D/2x2-2520-1-D/4/80/2.10/2400/EXS/1/015023 | 11726 | 2 | 2 | 2520 | Axial | 106821 | 106677 | 401.46 | 24888 | 1070 | VT03011U.1 | 1087 | 2025-04-01 | C | 45.75 | 77.56 | 36.3 | VerticalCompact-BCD_2x2 | 2484 | 800 | 2161 |  |  | 322.2 | 42 | 42 | 500 | EC motor | 5060 | 1 | no | no | D | D | Epoxy coated aluminum | 2025-01-02 | 8 | 4 | yes | piece | 1
GCVC PD 045.2/23-40 | GCVC PD | 045.2/23-40 | 4244621 | finoox | GCVC 045.2C/2x3-2524-1-D/3/64/2.10/2700/EXS/1/015023 | 11619 | 3 | 2 | 2524 | Axial | 71841 | 71735 | 270.99 | 18107 | 750 | VT03007U.1 | 0.449 | 0.37 | B | 40.18 | 71.93 | 2025-09-23 | VerticalCompact-BCD_2x3 | 2784 | 800 | 1761 |  |  | 289.2 | 35 | 35 | 450 | EC motor | 5060 | 1 | no | no | C | D | Epoxy coated aluminum | 2025-01-02 | 6 | 3 | yes | piece | 1
GCVC PD 050.2/12-54 | GCVC PD | 050.2/12-54 | 4244266 | finoox | GCVC 050.2B/1x2-2562-2-D/3/24/2.10/1440/EXS/1/015023 | 4895 | 2 | 1 | 2562 | Axial | 32482 | 32434 | 54.2 | 14833 | 1595 | VT03013U.1 | 1909 | 1965-01-01 | E | 54.05 | 85.34 | 2025-07-04 | VerticalCompact-BCD_1x2 | 1524 | 607 | 753 |  |  | 88.4 | 22 | 22 | 500 | EC motor | 5060 | 2 | no | no | B | D | Epoxy coated aluminum | 2025-01-02 | 8 | 3 | yes | piece | 1
GCVC PD 050.2/22-57 | GCVC PD | 050.2/22-57 | 4245228 | finoox | GCVC 050.2C/2x2-2562-2-D/4/64/2.10/1800/EXS/1/015023 | 11717 | 2 | 2 | 2562 | Axial | 108247 | 108058 | 240.88 | 33921 | 1595 | VT03013U.1 | 3627 | 1965-01-01 | E | 56.54 | 88.17 | 2025-09-22 | VerticalCompact-BCD_2x2 | 1884 | 800 | 1761 |  |  | 245.9 | 42 | 42 | 500 | EC motor | 5060 | 2 | no | no | C | D | Epoxy coated aluminum | 2025-01-02 | 8 | 4 | yes | piece | 1
GCVC PD 050.2/22-58 | GCVC PD | 050.2/22-58 | 4245232 | finoox | GCVC 050.2C/2x2-2563-2-D/6/64/2.10/1800/AXS/1/015023 | 12492 | 2 | 2 | 2563 | Axial | 145.42 | 145363 | 361.32 | 33472 | 1680 | VT03013U.1 | 4393 | 1975-01-01 | E | 57.61 | 89.24 | 32.4 | VerticalCompact-BCD_2x2 | 1884 | 800 | 1761 |  |  | 281.4 | 42 | 42 | 500 | EC motor | 5060 | 2 | no | no | C | D | Aluminum | 2025-01-02 | 8 | 6 | yes | piece | 1
GCVC PD 050.2/22-41 | GCVC PD | 050.2/22-41 | 4245170 | finoox | GCVC 050.2C/2x2-2517-1-D/3/64/2.10/1800/AXS/1/015023 | 8516 | 2 | 2 | 2517 | Axial | 66102 | 66044 | 180.66 | 19042 | 880 | VT03011U.1 | 0.661 | 0.84 | C | 41.07 | 72.7 | 2025-09-16 | VerticalCompact-BCD_2x2 | 1884 | 800 | 1761 |  |  | 207.9 | 35 | 35 | 500 | EC motor | 5060 | 1 | no | no | C | D | Aluminum | 2025-01-02 | 8 | 3 | yes | piece | 1
GCVC PD 063.2/11-60 | GCVC PD | 063.2/11-60 | 4250995 | finoox | GCVC 063.2C/1x1-2550-2-D/4/32/2.10/900/AXS/1/015023 | 4875 | 1 | 1 | 2550 | Axial | 35657 | 35971 | 60.22 | 11813 | 1285 | VT03143U.1 | 2115 | 2026-03-01 | E | 60.01 | 91.28 | 2025-04-05 | VerticalCompact-BCD_1x1 | 984 | 611 | 953 |  |  | 87.3 | 22 | 22 | 630 | EC motor | 5060 | 2 | no | no | C | D | Aluminum | 2025-01-02 | 8 | 4 | yes | piece | 1
GCVC PD 050.2/24-49 | GCVC PD | 050.2/24-49 | 4245670 | finoox | GCVC 050.2C/2x4-2521-1-D/4/64/2.10/3600/EXS/1/015023 | 18559 | 4 | 2 | 2521 | Axial | 179.26 | 179412 | 481.75 | 47785 | 1135 | VT03011U.1 | 2762 | 1965-01-01 | D | 49.16 | 81.02 | 44 | VerticalCompact-BCD_2x4 | 3684 | 800 | 1761 |  |  | 429.1 | 54 | 54 | 500 | EC motor | 5060 | 1 | no | no | C | D | Epoxy coated aluminum | 2025-01-02 | 4 | 4 | yes | piece | 1
GCVC PD 080.2/13-55 | GCVC PD | 080.2/13-55 | 4253219 | finoox | GCVC 080.2D/1x3-2710-2-D/4/40/2.10/3600/AXS/1/015023 | 13860 | 3 | 1 | 2710 | Axial | 154308 | 153191 | 301.1 | 51406 | 975 | VT03059U.2 | 5772 | 3 | E | 54.96 | 86.65 | 2025-07-27 | VerticalCompact-BCD_1x3 | 3684 | 650 | 1153 |  |  | 303.9 | 54 | 54 | 800 | EC motor | 5060 | 2 | no | no | D | D | Aluminum | 2025-01-02 | 4 | 4 | yes | piece | 1
GCVC PD 080.3/11-55 | GCVC PD | 080.3/11-55 | 6131406 | finoox | GCVC 080.3D/1x1-3558-2-D/4/40/2.10/1200/EXS/1/015023 | 6064 | 1 | 1 | 3558 | Axial | 55.18 | 55395 | 100.37 | 18644 | 1060 | VT01445U.3 | 2487 | 2025-04-04 | E | 54.8 | 86.17 | 2025-01-09 | VerticalCompact-BCD_1x1 | 1284 | 620 | 1153 |  |  | 117.9 | 28 | 28 | 800 | EC motor | 5060 | 2 | no | no | D | D | Epoxy coated aluminum | 2025-01-02 | 8 | 4 | yes | piece | 1
GCVC PD 080.3/22-41 | GCVC PD | 080.3/22-41 | 6069988 | finoox | GCVC 080.3D/2x2-1334-S-D/3/80/2.10/2400/EXS/1/015023 | 15124 | 2 | 2 | 1334 | Axial | 119555 | 119398 | 301.1 | 38333 | 510 | VT01371 | 2117 | 1 | D | 41.16 | 72.97 | 2025-04-28 | VerticalCompact-BCD_2x2 | 2484 | 800 | 2161 |  |  | 406.5 | 42 | 42 | 800 | AC motor | 50 | S | no | no | D | D | Epoxy coated aluminum | 2025-01-02 | 6 | 3 | yes | piece | 1
GCVC PD 050.2/22-36 | GCVC PD | 050.2/22-36 | 4245106 | finoox | GCVC 050.2C/2x2-2390-K-D/6/64/2.10/1800/AXS/1/015023 | 8048 | 2 | 2 | 2390 | Axial | 82058 | 82768 | 361.32 | 15284 | 760 | VT01437 | 0.727 | 0.35 | C | 36.31 | 67.94 | 31.2 | VerticalCompact-BCD_2x2 | 1884 | 800 | 1761 |  |  | 270.4 | 35 | 35 | 500 | AC motor | 60 | K | no | no | C | D | Aluminum | 2025-01-02 | 8 | 6 | yes | piece | 1
GCVC PD 050.2/23-38 | GCVC PD | 050.2/23-38 | 4245342 | finoox | GCVC 050.2C/2x3-2390-K-D/6/64/2.10/2700/AXS/1/015023 | 11897 | 3 | 2 | 2390 | Axial | 123.39 | 123995 | 541.97 | 22926 | 760 | VT01437 | 1091 | 0.35 | C | 37.95 | 69.7 | 46.3 | VerticalCompact-BCD_2x3 | 2784 | 800 | 1761 |  |  | 395 | 42 | 42 | 500 | AC motor | 60 | K | no | no | C | D | Aluminum | 2025-01-02 | 6 | 6 | yes | piece | 1
GCVC PD 050.2/22-47 | GCVC PD | 050.2/22-47 | 4245044 | finoox | GCVC 050.2C/2x2-2348-S-D/4/64/2.10/1800/EXS/1/015023 | 7358 | 2 | 2 | 2348 | Axial | 94.01 | 94031 | 240.88 | 26061 | 1180 | VT03150U | 2138 | 0.9 | D | 46.5 | 78.13 | 2025-07-21 | VerticalCompact-BCD_2x2 | 1884 | 800 | 1761 |  |  | 243.8 | 35 | 35 | 500 | AC motor | 50 | S | no | no | C | D | Epoxy coated aluminum | 2025-01-02 | 8 | 4 | yes | piece | 1
GCVC PD 063.2/24-34 | GCVC PD | 063.2/24-34 | 4247090 | finoox | GCVC 063.2C/2x4-2398-I-D/4/64/2.10/3600/EXS/1/015023 | 17786 | 4 | 2 | 2398 | Axial | 133072 | 133217 | 481.75 | 30135 | 460 | VT01442 | 1147 | 0.32 | B | 33.64 | 65.51 | 41.4 | VerticalCompact-BCD_2x4 | 3684 | 800 | 1761 |  |  | 458.4 | 42 | 42 | 630 | AC motor | 60 | I | no | no | C | D | Epoxy coated aluminum | 2025-01-02 | 4 | 4 | yes | piece | 1
GCVC PD 063.2/11-62 | GCVC PD | 063.2/11-62 | 4251744 | finoox | GCVC 063.2D/1x1-2412-2-D/6/40/2.10/1200/AXS/1/015023 | 6118 | 1 | 1 | 2412 | Axial | 66812 | 67169 | 150.55 | 15967 | 1510 | VT03143U.1 | 3319 | 5 | E | 62.01 | 93.37 | 2025-08-13 | VerticalCompact-BCD_1x1 | 1284 | 611 | 1153 |  |  | 128.6 | 35 | 35 | 630 | EC motor | 5060 | 2 | no | no | D | D | Aluminum | 2025-01-02 | 10 | 6 | yes | piece | 1
GCVC PD 063.2/21-64 | GCVC PD | 063.2/21-64 | 4246591 | finoox | GCVC 063.2C/2x1-2551-2-D/4/64/2.10/900/AXS/1/015023 | 9359 | 1 | 2 | 2551 | Axial | 73.8 | 74464 | 120.44 | 25132 | 1360 | VT03143U.1 | 5014 | 4 | E | 63.98 | 95.49 | 2025-05-12 | VerticalCompact-BCD_2x1 | 984 | 800 | 1761 |  |  | 174.8 | 35 | 35 | 630 | EC motor | 5060 | 2 | no | no | C | D | Aluminum | 2025-01-02 | 8 | 4 | yes | piece | 1
GCVC PD 050.2/21-50 | GCVC PD | 050.2/21-50 | 4244970 | finoox | GCVC 050.2C/2x1-2559-2-D/3/64/2.10/900/AXS/1/015023 | 6165 | 1 | 2 | 2559 | Axial | 43798 | 44057 | 90.33 | 14490 | 1330 | VT03013U.1 | 1043 | 2025-08-01 | D | 49.86 | 81.36 | 9 | VerticalCompact-BCD_2x1 | 984 | 800 | 1761 |  |  | 128 | 28 | 28 | 500 | EC motor | 5060 | 2 | no | no | C | D | Aluminum | 2025-01-02 | 8 | 3 | yes | piece | 1
GCVC PD 050.2/11-32 | GCVC PD | 050.2/11-32 | 4249331 | finoox | GCVC 050.2C/1x1-2515-1-D/4/32/2.10/900/AXS/1/015023 | 2707 | 1 | 1 | 2515 | Axial | 17108 | 17286 | 60.22 | 3913 | 755 | VT03011U.1 | 0.111 | 0.58 | B | 31.84 | 63.11 | 2025-01-05 | VerticalCompact-BCD_1x1 | 984 | 586 | 953 |  |  | 63.6 | 16 | 16 | 500 | EC motor | 5060 | 1 | no | no | C | D | Aluminum | 2025-01-02 | 8 | 4 | yes | piece | 1
GCVC PD 063.2/13-40 | GCVC PD | 063.2/13-40 | 4252374 | finoox | GCVC 063.2D/1x3-2555-2-D/6/40/2.10/3600/AXS/1/015023 | 12614 | 3 | 1 | 2555 | Axial | 116127 | 116302 | 451.65 | 23439 | 800 | VT03144U.1 | 0.995 | 0.69 | B | 40.43 | 72.11 | 37.7 | VerticalCompact-BCD_1x3 | 3684 | 623 | 1153 |  |  | 304.7 | 42 | 42 | 630 | EC motor | 5060 | 2 | no | no | D | D | Aluminum | 2025-01-02 | 6 | 6 | yes | piece | 1
GCVC PD 050.2/14-58 | GCVC PD | 050.2/14-58 | 4250111 | finoox | GCVC 050.2C/1x4-2563-2-D/4/32/2.10/3600/AXS/1/015023 | 10973 | 4 | 1 | 2563 | Axial | 115375 | 115184 | 240.88 | 35880 | 1680 | VT03013U.1 | 4254 | 1975-01-01 | E | 57.73 | 89.36 | 2025-08-20 | VerticalCompact-BCD_1x4 | 3684 | 607 | 953 |  |  | 242.3 | 42 | 42 | 500 | EC motor | 5060 | 2 | no | no | C | D | Aluminum | 2025-01-02 | 4 | 4 | yes | piece | 1
GCVC PD 063.2/22-35 | GCVC PD | 063.2/22-35 | 4246760 | finoox | GCVC 063.2C/2x2-2508-1-D/4/64/2.10/1800/EXS/1/015023 | 12329 | 2 | 2 | 2508 | Axial | 75638 | 75.7 | 240.88 | 18255 | 615 | VT03145U.1 | 0.509 | 0.65 | B | 35.31 | 66.94 | 2025-07-21 | VerticalCompact-BCD_2x2 | 1884 | 800 | 1761 |  |  | 228.7 | 35 | 35 | 630 | EC motor | 5060 | 1 | no | no | C | D | Epoxy coated aluminum | 2025-01-02 | 8 | 4 | yes | piece | 1
GCVC PD 050.2/22-44 | GCVC PD | 050.2/22-44 | 4246134 | finoox | GCVC 050.2D/2x2-2519-1-D/6/80/2.10/2400/AXS/1/015023 | 13006 | 2 | 2 | 2519 | Axial | 123445 | 124113 | 602.19 | 22579 | 1010 | VT03011U.1 | 0.942 | 2015-01-01 | B | 44.08 | 75.89 | 52 | VerticalCompact-BCD_2x2 | 2484 | 800 | 2161 |  |  | 382.6 | 42 | 42 | 500 | EC motor | 5060 | 1 | no | no | D | D | Aluminum | 2025-01-02 | 8 | 6 | yes | piece | 1
GCVC PD 050.2/11-39 | GCVC PD | 050.2/11-39 | 4250300 | finoox | GCVC 050.2D/1x1-2519-1-D/3/40/2.10/1200/AXS/1/015023 | 3014 | 1 | 1 | 2519 | Axial | 23027 | 23044 | 75.27 | 5942 | 1010 | VT03011U.1 | 0.225 | 2015-01-01 | C | 39.01 | 70.37 | 2025-04-06 | VerticalCompact-BCD_1x1 | 1284 | 586 | 1153 |  |  | 81.7 | 18 | 18 | 500 | EC motor | 5060 | 1 | no | no | D | D | Aluminum | 2025-01-02 | 10 | 3 | yes | piece | 1
GCVC PD 050.2/12-45 | GCVC PD | 050.2/12-45 | 4249610 | finoox | GCVC 050.2C/1x2-2522-1-D/6/32/2.10/1800/AXS/1/015023 | 5237 | 2 | 1 | 2522 | Axial | 57266 | 57524 | 180.66 | 11750 | 1200 | VT03011U.1 | 0.839 | 2025-09-01 | D | 44.6 | 75.99 | 2025-01-15 | VerticalCompact-BCD_1x2 | 1884 | 586 | 953 |  |  | 134.5 | 28 | 28 | 500 | EC motor | 5060 | 1 | no | no | C | D | Aluminum | 2025-01-02 | 8 | 6 | yes | piece | 1
GCVC PD 050.2/22-48 | GCVC PD | 050.2/22-48 | 4245204 | finoox | GCVC 050.2C/2x2-2522-1-D/4/64/2.10/1800/EXS/1/015023 | 9512 | 2 | 2 | 2522 | Axial | 92.4 | 92414 | 240.88 | 25273 | 1200 | VT03011U.1 | 1614 | 2025-09-01 | D | 47.57 | 79.2 | 2025-07-21 | VerticalCompact-BCD_2x2 | 1884 | 800 | 1761 |  |  | 225.4 | 35 | 35 | 500 | EC motor | 5060 | 1 | no | no | C | D | Epoxy coated aluminum | 2025-01-02 | 8 | 4 | yes | piece | 1
GCVC PD 080.2/22-27 | GCVC PD | 080.2/22-27 | 4248382 | finoox | GCVC 080.2D/2x2-2494-1-D/3/80/2.10/2400/AXS/1/015023 | 15198 | 2 | 2 | 2494 | Axial | 89.06 | 88855 | 301.1 | 22621 | 340 | VT03062U.1 | 0.33 | 0.45 | A+ | 2025-02-27 | 58.83 | 2025-09-26 | VerticalCompact-BCD_2x2 | 2484 | 800 | 2161 |  |  | 316.7 | 35 | 35 | 800 | EC motor | 5060 | 1 | no | no | D | D | Aluminum | 2025-01-02 | 6 | 3 | yes | piece | 1
GCVC PD 063.2/13-24 | GCVC PD | 063.2/13-24 | 4252271 | finoox | GCVC 063.2D/1x3-2503-1-D/4/40/2.10/3600/AXS/1/015023 | 9951 | 3 | 1 | 2503 | Axial | 56557 | 56602 | 301.1 | 11436 | 425 | VT03145U.1 | 0.132 | 0.25 | A+ | 23.76 | 55.45 | 2025-05-24 | VerticalCompact-BCD_1x3 | 3684 | 615 | 1153 |  |  | 246.6 | 28 | 28 | 630 | EC motor | 5060 | 1 | no | no | D | D | Aluminum | 2025-01-02 | 6 | 4 | yes | piece | 1
GCVC PD 050.2/14-34 | GCVC PD | 050.2/14-34 | 4250029 | finoox | GCVC 050.2C/1x4-2513-1-D/3/32/2.10/3600/EXS/1/015023 | 8614 | 4 | 1 | 2513 | Axial | 51973 | 51957 | 180.66 | 13431 | 630 | VT03011U.1 | 0.269 | 0.37 | A | 33.69 | 65.32 | 2025-09-14 | VerticalCompact-BCD_1x4 | 3684 | 586 | 953 |  |  | 204.9 | 28 | 28 | 500 | EC motor | 5060 | 1 | no | no | C | D | Epoxy coated aluminum | 2025-01-02 | 4 | 3 | yes | piece | 1
GCVC PD 050.2/21-40 | GCVC PD | 050.2/21-40 | 4245887 | finoox | GCVC 050.2D/2x1-2518-1-D/4/80/2.10/1200/AXS/1/015023 | 6285 | 1 | 2 | 2518 | Axial | 50855 | 51032 | 200.73 | 10953 | 945 | VT03011U.1 | 0.38 | 1 | B | 40.15 | 71.8 | 2025-01-18 | VerticalCompact-BCD_2x1 | 1284 | 800 | 2161 |  |  | 177 | 28 | 28 | 500 | EC motor | 5060 | 1 | no | no | D | D | Aluminum | 2025-01-02 | 10 | 4 | yes | piece | 1
GCVC PD 045.2/11-46 | GCVC PD | 045.2/11-46 | 4248894 | finoox | GCVC 045.2C/1x1-2532-1-D/3/32/2.10/900/AXS/1/015023 | 2656 | 1 | 1 | 2532 | Axial | 18429 | 18531 | 45.16 | 5520 | 1350 | VT03007U.1 | 0.383 | 1965-01-01 | D | 45.7 | 76.96 | 2025-09-03 | VerticalCompact-BCD_1x1 | 984 | 535 | 953 |  |  | 57.5 | 16 | 16 | 450 | EC motor | 5060 | 1 | no | no | C | D | Aluminum | 2025-01-02 | 8 | 3 | yes | piece | 1
GCVC PD 080.2/23-46 | GCVC PD | 080.2/23-46 | 4248737 | finoox | GCVC 080.2D/2x3-2544-2-D/4/80/2.10/3600/AXS/1/015023 | 27796 | 3 | 2 | 2544 | Axial | 241601 | 241929 | 602.19 | 65047 | 655 | VT03060U.1 | 3223 | 2025-05-01 | C | 45.97 | 77.93 | 54.8 | VerticalCompact-BCD_2x3 | 3684 | 800 | 2161 |  |  | 534 | 54 | 54 | 800 | EC motor | 5060 | 2 | no | no | D | D | Aluminum | 2025-01-02 | 4 | 4 | yes | piece | 1
GCVC PD 050.2/12-52 | GCVC PD | 050.2/12-52 | 4250598 | finoox | GCVC 050.2D/1x2-2790-K-D/4/40/2.10/2400/EXS/1/015023 | 4922 | 2 | 1 | 2790 | Axial | 76077 | 76321 | 200.73 | 19705 | 1640 | VT03150U | 1868 | 1964-01-01 | D | 52.23 | 83.75 | 2025-05-17 | VerticalCompact-BCD_1x2 | 2484 | 569 | 1153 |  |  | 176.3 | 35 | 35 | 500 | AC motor | 60 | K | no | no | D | D | Epoxy coated aluminum | 2025-01-02 | 4 | 4 | yes | piece | 1
GCVC PD 080.3/13-47 | GCVC PD | 080.3/13-47 | 6162431 | finoox | GCVC 080.3D/1x3-3488-I-D/3/40/2.10/3600/AXS/1/015023 | 9267 | 3 | 1 | 3488 | Axial | 110677 | 110278 | 225.82 | 40989 | 720 | VT01371 | 3536 | 1935-02-01 | E | 47.33 | 79.01 | 2025-01-20 | VerticalCompact-BCD_1x3 | 3684 | 605 | 1153 |  |  | 309.3 | 42 | 42 | 800 | AC motor | 60 | I | no | no | D | D | Aluminum | 2025-01-02 | 4 | 3 | yes | piece | 1
GCVC PD 080.3/11-43 | GCVC PD | 080.3/11-43 | 6190605 | finoox | GCVC 080.3D/1x1-3563-2-D/6/40/2.10/1200/AXS/1/015023 | 6495 | 1 | 1 | 3563 | Axial | 48319 | 48618 | 150.55 | 9929 | 670 | VT01445U.3 | 0.671 | 2015-01-01 | D | 42.68 | 74.05 | 2025-01-13 | VerticalCompact-BCD_1x1 | 1284 | 620 | 1153 |  |  | 132.4 | 28 | 28 | 800 | EC motor | 5060 | 2 | no | no | D | D | Aluminum | 2025-01-02 | 10 | 6 | yes | piece | 1
GCVC PD 050.3/21-46 | GCVC PD | 050.3/21-46 | 6220974 | finoox | GCVC 050.3C/2x1-3616-W-D/6/64/2.10/900/AXS/1/015023 | 4897 | 1 | 2 | 3616 | Axial | 60389 | 60.86 | 180.66 | 12747 | 1240 | VT01524 | 1379 | 2025-02-03 | D | 45.93 | 77.44 | 2025-03-16 | VerticalCompact-BCD_2x1 | 984 | 800 | 1761 |  |  | 157.1 | 28 | 28 | 500 | AC motor | 50 | W | no | no | C | D | Aluminum | 2025-01-02 | 12 | 6 | yes | piece | 1
GCVC PD 050.2/11-21 | GCVC PD | 050.2/11-21 | 4249283 | finoox | GCVC 050.2C/1x1-2391-L-D/4/32/2.10/900/AXS/1/015023 | 2203 | 1 | 1 | 2391 | Axial | 13242 | 13398 | 60.22 | 2811 | 520 | VT01437 | 0.103 | 0.18 | B | 21.31 | 52.58 | 2025-01-05 | VerticalCompact-BCD_1x1 | 984 | 596 | 953 |  |  | 66 | 16 | 16 | 500 | AC motor | 60 | L | no | no | C | D | Aluminum | 2025-01-02 | 8 | 4 | yes | piece | 1
GCVC PD 063.2/12-28 | GCVC PD | 063.2/12-28 | 4251083 | finoox | GCVC 063.2C/1x2-2398-I-D/4/32/2.10/1800/AXS/1/015023 | 4894 | 2 | 1 | 2398 | Axial | 33812 | 33879 | 120.44 | 7534 | 460 | VT01442 | 0.287 | 0.32 | B | 2025-09-28 | 59.49 | 10 | VerticalCompact-BCD_1x2 | 1884 | 598 | 953 |  |  | 125.1 | 22 | 22 | 630 | AC motor | 60 | I | no | no | C | D | Aluminum | 2025-01-02 | 8 | 4 | yes | piece | 1
GCVC PD 045.2/21-42 | GCVC PD | 045.2/21-42 | 4244461 | finoox | GCVC 045.2C/2x1-2527-1-D/6/64/2.10/900/EXS/1/015023 | 5847 | 1 | 2 | 2527 | Axial | 38.11 | 38461 | 180.66 | 7207 | 975 | VT03007U.1 | 0.31 | 0.68 | B | 41.52 | 73.03 | 2025-06-15 | VerticalCompact-BCD_2x1 | 984 | 800 | 1761 |  |  | 140.8 | 22 | 22 | 450 | EC motor | 5060 | 1 | no | no | C | D | Epoxy coated aluminum | 2025-01-02 | 12 | 6 | yes | piece | 1
GCVC PD 063.2/11-35 | GCVC PD | 063.2/11-35 | 4251011 | finoox | GCVC 063.2C/1x1-2553-2-D/6/32/2.10/900/EXS/1/015023 | 4695 | 1 | 1 | 2553 | Axial | 25.98 | 26222 | 90.33 | 5356 | 700 | VT03144U.1 | 0.259 | 0.52 | C | 34.76 | 66.04 | 2025-07-07 | VerticalCompact-BCD_1x1 | 984 | 623 | 953 |  |  | 77.5 | 18 | 18 | 630 | EC motor | 5060 | 2 | no | no | C | D | Epoxy coated aluminum | 2025-01-02 | 12 | 6 | yes | piece | 1
GCVC PD 050.2/21-35 | GCVC PD | 050.2/21-35 | 4245873 | finoox | GCVC 050.2D/2x1-2515-1-D/6/80/2.10/1200/EXS/1/015023 | 7882 | 1 | 2 | 2515 | Axial | 47597 | 47966 | 301.1 | 8397 | 755 | VT03011U.1 | 0.212 | 0.58 | A | 34.91 | 66.56 | 2025-01-26 | VerticalCompact-BCD_2x1 | 1284 | 800 | 2161 |  |  | 208.1 | 28 | 28 | 500 | EC motor | 5060 | 1 | no | no | D | D | Epoxy coated aluminum | 2025-01-02 | 10 | 6 | yes | piece | 1
GCVC PD 050.2/23-41 | GCVC PD | 050.2/23-41 | 4245401 | finoox | GCVC 050.2C/2x3-2516-1-D/4/64/2.10/2700/AXS/1/015023 | 13554 | 3 | 2 | 2516 | Axial | 109017 | 109031 | 361.32 | 25520 | 820 | VT03011U.1 | 0.825 | 0.68 | B | 40.89 | 72.64 | 32.1 | VerticalCompact-BCD_2x3 | 2784 | 800 | 1761 |  |  | 327.4 | 42 | 42 | 500 | EC motor | 5060 | 1 | no | no | C | D | Aluminum | 2025-01-02 | 6 | 4 | yes | piece | 1
GCVC PD 063.2/13-42 | GCVC PD | 063.2/13-42 | 4251435 | finoox | GCVC 063.2C/1x3-2555-2-D/6/32/2.10/2700/EXS/1/015023 | 10891 | 3 | 1 | 2555 | Axial | 86299 | 86.53 | 270.99 | 18590 | 800 | VT03144U.1 | 1139 | 0.69 | C | 41.91 | 73.42 | 2025-06-22 | VerticalCompact-BCD_1x3 | 2784 | 623 | 953 |  |  | 212.8 | 35 | 35 | 630 | EC motor | 5060 | 2 | no | no | C | D | Epoxy coated aluminum | 2025-01-02 | 6 | 6 | yes | piece | 1
GCVC PD 063.2/23-44 | GCVC PD | 063.2/23-44 | 4247031 | finoox | GCVC 063.2C/2x3-2556-2-D/3/64/2.10/2700/EXS/1/015023 | 18215 | 3 | 2 | 2556 | Axial | 133.21 | 133367 | 270.99 | 47328 | 850 | VT03144U.1 | 2464 | 0.77 | D | 44.29 | 76.04 | 2025-01-25 | VerticalCompact-BCD_2x3 | 2784 | 800 | 1761 |  |  | 331.9 | 42 | 42 | 630 | EC motor | 5060 | 2 | no | no | C | D | Epoxy coated aluminum | 2025-01-02 | 4 | 3 | yes | piece | 1
GCVC PD 050.2/12-53 | GCVC PD | 050.2/12-53 | 4244261 | finoox | GCVC 050.2B/1x2-2561-2-D/4/24/2.10/1440/AXS/1/015023 | 4933 | 2 | 1 | 2561 | Axial | 39967 | 40025 | 72.26 | 13037 | 1505 | VT03013U.1 | 1634 | 1938-01-01 | E | 53.43 | 84.72 | 2025-04-06 | VerticalCompact-BCD_1x2 | 1524 | 607 | 753 |  |  | 94.7 | 28 | 28 | 500 | EC motor | 5060 | 2 | no | no | B | D | Aluminum | 2025-01-02 | 8 | 4 | yes | piece | 1
GCVC PD 050.2/21-36 | GCVC PD | 050.2/21-36 | 4244825 | finoox | GCVC 050.2C/2x1-2354-W-D/6/64/2.10/900/EXS/1/015023 | 5189 | 1 | 2 | 2354 | Axial | 42773 | 43167 | 180.66 | 8325 | 865 | VT03093U | 0.436 | 0.97 | C | 36.22 | 67.73 | 2025-03-16 | VerticalCompact-BCD_2x1 | 984 | 800 | 1761 |  |  | 151.5 | 28 | 28 | 500 | AC motor | 50 | W | no | no | C | D | Epoxy coated aluminum | 2025-01-02 | 12 | 6 | yes | piece | 1
GCVC PD 050.2/11-38 | GCVC PD | 050.2/11-38 | 4244038 | finoox | GCVC 050.2B/1x1-2384-I-D/3/24/2.10/720/AXS/1/015023 | 1838 | 1 | 1 | 2384 | Axial | 12556 | 12659 | 2025-01-27 | 4149 | 790 | VT01435 | 0.381 | 0.88 | E | 38.23 | 69.42 | 2025-04-02 | VerticalCompact-BCD_1x1 | 804 | 596 | 753 |  |  | 49.1 | 16 | 16 | 500 | AC motor | 60 | I | no | no | B | D | Aluminum | 2025-01-02 | 8 | 3 | yes | piece | 1
GCVC PD 050.2/12-48 | GCVC PD | 050.2/12-48 | 4249442 | finoox | GCVC 050.2C/1x2-2347-D-D/3/32/2.10/1800/AXS/1/015023 | 3392 | 2 | 1 | 2347 | Axial | 45.73 | 45809 | 90.33 | 15638 | 1390 | VT03150U | 1352 | 1941-01-01 | E | 48.39 | 79.78 | 8 | VerticalCompact-BCD_1x2 | 1884 | 569 | 953 |  |  | 117.7 | 28 | 28 | 500 | AC motor | 50 | D | no | no | C | D | Aluminum | 2025-01-02 | 6 | 3 | yes | piece | 1
GCVC PD 045.2/23-52 | GCVC PD | 045.2/23-52 | 4244611 | finoox | GCVC 045.2C/2x3-2419-1-D/6/64/2.10/2700/EXS/1/015023 | 14498 | 3 | 2 | 2419 | Axial | 153723 | 154649 | 541.97 | 31360 | 1350 | VT03007U.1 | 2278 | 1965-01-01 | D | 52.07 | 83.82 | 46.3 | VerticalCompact-BCD_2x3 | 2784 | 800 | 1761 |  |  | 370.6 | 42 | 42 | 450 | EC motor | 5060 | 1 | no | no | C | D | Epoxy coated aluminum | 2025-01-02 | 6 | 6 | yes | piece | 1
GCVC PD 050.2/13-52 | GCVC PD | 050.2/13-52 | 4244391 | finoox | GCVC 050.2B/1x3-2559-2-D/4/24/2.10/2160/EXS/1/015023 | 7732 | 3 | 1 | 2559 | Axial | 52645 | 52681 | 108.39 | 17071 | 1330 | VT03013U.1 | 1696 | 2025-08-01 | E | 52.49 | 83.88 | 2025-02-09 | VerticalCompact-BCD_1x3a | 2244 | 607 | 753 |  |  | 137.1 | 28 | 28 | 500 | EC motor | 5060 | 2 | no | no | B | D | Epoxy coated aluminum | 2025-01-02 | 6 | 4 | yes | piece | 1
GCVC PD 063.2/11-33 | GCVC PD | 063.2/11-33 | 4251006 | finoox | GCVC 063.2C/1x1-2553-2-D/3/32/2.10/900/AXS/1/015023 | 3962 | 1 | 1 | 2553 | Axial | 20.32 | 20433 | 45.16 | 6421 | 700 | VT03144U.1 | 0.236 | 0.52 | C | 32.73 | 64 | 4 | VerticalCompact-BCD_1x1 | 984 | 623 | 953 |  |  | 64.4 | 18 | 18 | 630 | EC motor | 5060 | 2 | no | no | C | D | Aluminum | 2025-01-02 | 8 | 3 | yes | piece | 1
GCVC PD 080.2/23-24 | GCVC PD | 080.2/23-24 | 4248644 | finoox | GCVC 080.2D/2x3-2491-1-D/3/80/2.10/3600/AXS/1/015023 | 21623 | 3 | 2 | 2491 | Axial | 111164 | 111131 | 451.65 | 26200 | 270 | VT03062U.1 | 0.274 | 0.25 | A+ | 23.53 | 55.49 | 40 | VerticalCompact-BCD_2x3 | 3684 | 800 | 2161 |  |  | 463.1 | 42 | 42 | 800 | EC motor | 5060 | 1 | no | no | D | D | Aluminum | 2025-01-02 | 4 | 3 | yes | piece | 1
GCVC PD 045.2/23-54 | GCVC PD | 045.2/23-54 | 4244673 | finoox | GCVC 045.2C/2x3-2533-1-D/4/64/2.10/2700/AXS/1/015023 | 11823 | 3 | 2 | 2533 | Axial | 130177 | 130161 | 361.32 | 34152 | 1425 | VT03007U.1 | 2719 | 2025-09-01 | D | 54.1 | 85.85 | 32.1 | VerticalCompact-BCD_2x3 | 2784 | 800 | 1761 |  |  | 317.4 | 42 | 42 | 450 | EC motor | 5060 | 1 | no | no | C | D | Aluminum | 2025-01-02 | 6 | 4 | yes | piece | 1
GCVC PD 050.2/22-40 | GCVC PD | 050.2/22-40 | 4246116 | finoox | GCVC 050.2D/2x2-2516-1-D/6/80/2.10/2400/AXS/1/015023 | 12901 | 2 | 2 | 2516 | Axial | 103706 | 104318 | 602.19 | 18235 | 820 | VT03011U.1 | 0.526 | 0.68 | A | 39.52 | 71.33 | 50.5 | VerticalCompact-BCD_2x2 | 2484 | 800 | 2161 |  |  | 380 | 35 | 35 | 500 | EC motor | 5060 | 1 | no | no | D | D | Aluminum | 2025-01-02 | 8 | 6 | yes | piece | 1
GCVC PD 050.2/23-41 | GCVC PD | 050.2/23-41 | 4246355 | finoox | GCVC 050.2D/2x3-2516-1-D/4/80/2.10/3600/AXS/1/015023 | 16469 | 3 | 2 | 2516 | Axial | 132788 | 132813 | 602.19 | 28393 | 820 | VT03011U.1 | 0.766 | 0.68 | B | 41.48 | 73.44 | 51.6 | VerticalCompact-BCD_2x3 | 3684 | 800 | 2161 |  |  | 467.7 | 42 | 42 | 500 | EC motor | 5060 | 1 | no | no | D | D | Aluminum | 2025-01-02 | 6 | 4 | yes | piece | 1
GCVC PD 080.2/22-53 | GCVC PD | 080.2/22-53 | 4248437 | finoox | GCVC 080.2D/2x2-2539-2-D/4/80/2.10/2400/AXS/1/015023 | 21754 | 2 | 2 | 2539 | Axial | 186486 | 186316 | 401.46 | 56648 | 850 | VT03059U.2 | 4792 | 2019-02-01 | D | 52.91 | 84.72 | 39.4 | VerticalCompact-BCD_2x2 | 2484 | 800 | 2161 |  |  | 401.4 | 54 | 54 | 800 | EC motor | 5060 | 2 | no | no | D | D | Aluminum | 2025-01-02 | 6 | 4 | yes | piece | 1
GCVC PD 063.2/11-58 | GCVC PD | 063.2/11-58 | 4251854 | finoox | GCVC 063.2D/1x1-2550-2-D/4/40/2.10/1200/EXS/1/015023 | 5641 | 1 | 1 | 2550 | Axial | 47205 | 47238 | 100.37 | 14481 | 1285 | VT03143U.1 | 1998-01-01 | 2026-03-01 | E | 57.88 | 89.25 | 2025-01-09 | VerticalCompact-BCD_1x1 | 1284 | 611 | 1153 |  |  | 113.4 | 28 | 28 | 630 | EC motor | 5060 | 2 | no | no | D | D | Epoxy coated aluminum | 2025-01-02 | 10 | 4 | yes | piece | 1
GCVC PD 050.2/11-28 | GCVC PD | 050.2/11-28 | 4249318 | finoox | GCVC 050.2C/1x1-2513-1-D/3/32/2.10/900/AXS/1/015023 | 2625 | 1 | 1 | 2513 | Axial | 13119 | 13172 | 45.16 | 3358 | 630 | VT03011U.1 | 0.067 | 0.37 | A | 2025-03-28 | 59.3 | 2025-09-03 | VerticalCompact-BCD_1x1 | 984 | 586 | 953 |  |  | 59.2 | 16 | 16 | 500 | EC motor | 5060 | 1 | no | no | C | D | Aluminum | 2025-01-02 | 12 | 3 | yes | piece | 1
GCVC PD 045.2/21-48 | GCVC PD | 045.2/21-48 | 4244486 | finoox | GCVC 045.2C/2x1-2532-1-D/3/64/2.10/900/AXS/1/015023 | 4716 | 1 | 2 | 2532 | Axial | 36856 | 37.06 | 90.33 | 11039 | 1350 | VT03007U.1 | 0.765 | 1965-01-01 | D | 48.46 | 79.97 | 2025-03-08 | VerticalCompact-BCD_2x1 | 984 | 800 | 1761 |  |  | 114.3 | 22 | 22 | 450 | EC motor | 5060 | 1 | no | no | C | D | Aluminum | 2025-01-02 | 8 | 3 | yes | piece | 1
GCVC PD 045.2/24-54 | GCVC PD | 045.2/24-54 | 4244756 | finoox | GCVC 045.2C/2x4-2532-1-D/3/64/2.10/3600/AXS/1/015023 | 14185 | 4 | 2 | 2532 | Axial | 144251 | 144194 | 361.32 | 44157 | 1350 | VT03007U.1 | 3061 | 1965-01-01 | D | 54.13 | 85.99 | 32 | VerticalCompact-BCD_2x4 | 3684 | 800 | 1761 |  |  | 375.5 | 42 | 42 | 450 | EC motor | 5060 | 1 | no | no | C | D | Aluminum | 2025-01-02 | 4 | 3 | yes | piece | 1
GCVC PD 080.2/23-51 | GCVC PD | 080.2/23-51 | 4248701 | finoox | GCVC 080.2D/2x3-2537-2-D/3/80/2.10/3600/EXS/1/015023 | 30548 | 3 | 2 | 2537 | Axial | 211444 | 211146 | 451.65 | 79531 | 750 | VT03059U.2 | 4891 | 2025-05-01 | D | 51.22 | 83.18 | 43.1 | VerticalCompact-BCD_2x3 | 3684 | 800 | 2161 |  |  | 539.4 | 54 | 54 | 800 | EC motor | 5060 | 2 | no | no | D | D | Epoxy coated aluminum | 2025-01-02 | 4 | 3 | yes | piece | 1
GCVC PD 080.2/13-46 | GCVC PD | 080.2/13-46 | 4253153 | finoox | GCVC 080.2D/1x3-2546-2-D/4/40/2.10/3600/AXS/1/015023 | 12296 | 3 | 1 | 2546 | Axial | 129344 | 129434 | 301.1 | 36661 | 730 | VT03060U.1 | 2245 | 2025-03-01 | D | 45.54 | 77.22 | 26 | VerticalCompact-BCD_1x3 | 3684 | 613 | 1153 |  |  | 276.1 | 42 | 42 | 800 | EC motor | 5060 | 2 | no | no | D | D | Aluminum | 2025-01-02 | 4 | 4 | yes | piece | 1
GCVC PD 080.3/22-53 | GCVC PD | 080.3/22-53 | 6113225 | finoox | GCVC 080.3D/2x2-3481-D-D/3/80/2.10/2400/AXS/1/015023 | 14646 | 2 | 2 | 3481 | Axial | 174684 | 175257 | 301.1 | 65806 | 850 | VT01526 | 1985-06-01 | 2025-03-03 | E | 52.54 | 84.35 | 31.6 | VerticalCompact-BCD_2x2 | 2484 | 800 | 2161 |  |  | 407.5 | 54 | 54 | 800 | AC motor | 50 | D | no | no | D | D | Aluminum | 2025-01-02 | 4 | 3 | yes | piece | 1
GCVC PD 080.3/12-53 | GCVC PD | 080.3/12-53 | 6143246 | finoox | GCVC 080.3D/1x2-3559-2-D/6/40/2.10/2400/EXS/1/015023 | 12054 | 2 | 1 | 3559 | Axial | 135119 | 135296 | 301.1 | 35657 | 1045 | VT01445U.3 | 4974 | 1965-03-01 | E | 52.82 | 84.35 | 2025-01-26 | VerticalCompact-BCD_1x2 | 2484 | 620 | 1153 |  |  | 252.6 | 42 | 42 | 800 | EC motor | 5060 | 2 | no | no | D | D | Epoxy coated aluminum | 2025-01-02 | 6 | 6 | yes | piece | 1
GCVC PD 080.3/22-61 | GCVC PD | 080.3/22-61 | 6064036 | finoox | GCVC 080.3D/2x2-3558-2-D/6/80/2.10/2400/EXS/1/015023 | 27703 | 2 | 2 | 3558 | Axial | 259568 | 260709 | 602.19 | 66015 | 1060 | VT01445U.3 | 10256 | 2025-04-04 | E | 61.47 | 93.28 | 58.5 | VerticalCompact-BCD_2x2 | 2484 | 800 | 2161 |  |  | 505.2 | 64 | 64 | 800 | EC motor | 5060 | 2 | no | no | D | D | Epoxy coated aluminum | 2025-01-02 | 6 | 6 | yes | piece | 1
GCVC PD 050.3/11-46 | GCVC PD | 050.3/11-46 | 6188499 | finoox | GCVC 050.3C/1x1-3617-X-D/3/32/2.10/900/EXS/1/015023 | 2234 | 1 | 1 | 3617 | Axial | 21751 | 21863 | 45.16 | 7617 | 1260 | VT01524 | 0.941 | 2025-04-04 | E | 45.62 | 76.89 | 4 | VerticalCompact-BCD_1x1 | 984 | 596 | 953 |  |  | 65.2 | 18 | 18 | 500 | AC motor | 60 | X | no | no | C | D | Epoxy coated aluminum | 2025-01-02 | 8 | 3 | yes | piece | 1
GCVC PD 045.2/12-48 | GCVC PD | 045.2/12-48 | 4248912 | finoox | GCVC 045.2C/1x2-0426-W-D/3/32/2.10/1800/AXS/1/015023 | 3162 | 2 | 1 | 426 | Axial | 35977 | 35933 | 90.33 | 11024 | 1360 | VT0326U | 0.818 | 2025-02-02 | D | 47.7 | 79.08 | 2025-06-07 | VerticalCompact-BCD_1x2 | 1884 | 521 | 953 |  |  | 111.8 | 22 | 22 | 450 | AC motor | 50 | W | no | no | C | D | Aluminum | 2025-01-02 | 8 | 3 | yes | piece | 1
GCVC PD 080.2/22-41 | GCVC PD | 080.2/22-41 | 4248312 | finoox | GCVC 080.2D/2x2-2448-1-D/3/80/2.10/2400/AXS/1/015023 | 16329 | 2 | 2 | 2448 | Axial | 131822 | 131619 | 301.1 | 43683 | 630 | VT03061U.1 | 1845 | 2025-01-02 | C | 41 | 72.81 | 2025-04-28 | VerticalCompact-BCD_2x2 | 2484 | 800 | 2161 |  |  | 321.7 | 42 | 42 | 800 | EC motor | 5060 | 1 | no | no | D | D | Aluminum | 2025-01-02 | 6 | 3 | yes | piece | 1
GCVC PD 050.2/21-24 | GCVC PD | 050.2/21-24 | 4244878 | finoox | GCVC 050.2C/2x1-2391-L-D/4/64/2.10/900/EXS/1/015023 | 4322 | 1 | 2 | 2391 | Axial | 26313 | 26.45 | 120.44 | 5621 | 520 | VT01437 | 0.206 | 0.18 | B | 2025-08-24 | 55.59 | 2025-04-10 | VerticalCompact-BCD_2x1 | 984 | 800 | 1761 |  |  | 130.2 | 18 | 18 | 500 | AC motor | 60 | L | no | no | C | D | Epoxy coated aluminum | 2025-01-02 | 12 | 4 | yes | piece | 1
GCVC PD 050.2/21-54 | GCVC PD | 050.2/21-54 | 4244895 | finoox | GCVC 050.2C/2x1-2420-2-D/3/64/2.10/900/EXS/1/015023 | 6365 | 1 | 2 | 2420 | Axial | 48294 | 48.57 | 90.33 | 18361 | 1600 | VT03013U.1 | 1838 | 1965-01-01 | E | 53.59 | 85.1 | 9 | VerticalCompact-BCD_2x1 | 984 | 800 | 1761 |  |  | 128 | 28 | 28 | 500 | EC motor | 5060 | 2 | no | no | C | D | Epoxy coated aluminum | 2025-01-02 | 8 | 3 | yes | piece | 1
GCVC PD 050.2/13-46 | GCVC PD | 050.2/13-46 | 4244297 | finoox | GCVC 050.2B/1x3-2348-S-D/4/24/2.10/2160/EXS/1/015023 | 4525 | 3 | 1 | 2348 | Axial | 49762 | 49813 | 108.39 | 15260 | 1180 | VT03150U | 1713 | 0.9 | E | 45.51 | 76.89 | 2025-02-09 | VerticalCompact-BCD_1x3a | 2244 | 569 | 753 |  |  | 137.1 | 28 | 28 | 500 | AC motor | 50 | S | no | no | B | D | Epoxy coated aluminum | 2025-01-02 | 6 | 4 | yes | piece | 1
GCVC PD 063.2/13-20 | GCVC PD | 063.2/13-20 | 4252221 | finoox | GCVC 063.2D/1x3-2399-J-D/6/40/2.10/3600/EXS/1/015023 | 10754 | 3 | 1 | 2399 | Axial | 52305 | 52592 | 451.65 | 8808 | 290 | VT01442 | 0.214 | 0.14 | A | 19.75 | 51.43 | 36.2 | VerticalCompact-BCD_1x3 | 3684 | 598 | 1153 |  |  | 300.3 | 28 | 28 | 630 | AC motor | 60 | J | no | no | D | D | Epoxy coated aluminum | 2025-01-02 | 8 | 6 | yes | piece | 1
GCVC PD 063.2/23-35 | GCVC PD | 063.2/23-35 | 4247815 | finoox | GCVC 063.2D/2x3-2400-K-D/4/80/2.10/3600/AXS/1/015023 | 16515 | 3 | 2 | 2400 | Axial | 143952 | 144379 | 602.19 | 30231 | 490 | VT01442 | 0.918 | 0.34 | B | 35.49 | 67.45 | 51.7 | VerticalCompact-BCD_2x3 | 3684 | 800 | 2161 |  |  | 493.6 | 42 | 42 | 630 | AC motor | 60 | K | no | no | D | D | Aluminum | 2025-01-02 | 4 | 4 | yes | piece | 1
GCVC PD 063.2/12-27 | GCVC PD | 063.2/12-27 | 4252045 | finoox | GCVC 063.2D/1x2-2506-1-D/3/40/2.10/2400/EXS/1/015023 | 6986 | 2 | 1 | 2506 | Axial | 40524 | 40.49 | 150.55 | 10169 | 540 | VT03145U.1 | 0.154 | 0.45 | A+ | 27.42 | 58.95 | 2025-04-12 | VerticalCompact-BCD_1x2 | 2484 | 615 | 1153 |  |  | 152.9 | 22 | 22 | 630 | EC motor | 5060 | 1 | no | no | D | D | Epoxy coated aluminum | 2025-01-02 | 6 | 3 | yes | piece | 1
GCVC PD 080.2/12-48 | GCVC PD | 080.2/12-48 | 4252841 | finoox | GCVC 080.2D/1x2-2538-2-D/3/40/2.10/2400/EXS/1/015023 | 9391 | 2 | 1 | 2538 | Axial | 72688 | 72463 | 150.55 | 28411 | 800 | VT03059U.2 | 1972 | 1989-01-01 | D | 48.24 | 79.77 | 2025-05-13 | VerticalCompact-BCD_1x2 | 2484 | 650 | 1153 |  |  | 189 | 35 | 35 | 800 | EC motor | 5060 | 2 | no | no | D | D | Epoxy coated aluminum | 2025-01-02 | 6 | 3 | yes | piece | 1
GCVC PD 050.2/11-34 | GCVC PD | 050.2/11-34 | 4249339 | finoox | GCVC 050.2C/1x1-2516-1-D/3/32/2.10/900/EXS/1/015023 | 2743 | 1 | 1 | 2516 | Axial | 15437 | 15498 | 45.16 | 4408 | 820 | VT03011U.1 | 0.135 | 0.68 | C | 33.79 | 65.05 | 2025-09-03 | VerticalCompact-BCD_1x1 | 984 | 586 | 953 |  |  | 59.3 | 16 | 16 | 500 | EC motor | 5060 | 1 | no | no | C | D | Epoxy coated aluminum | 2025-01-02 | 8 | 3 | yes | piece | 1
GCVC PD 050.2/12-42 | GCVC PD | 050.2/12-42 | 4249601 | finoox | GCVC 050.2C/1x2-2520-1-D/6/32/2.10/1800/EXS/1/015023 | 5542 | 2 | 1 | 2520 | Axial | 51495 | 51846 | 180.66 | 10447 | 1070 | VT03011U.1 | 0.609 | 2025-04-01 | C | 42.19 | 73.58 | 2025-01-15 | VerticalCompact-BCD_1x2 | 1884 | 586 | 953 |  |  | 134.5 | 28 | 28 | 500 | EC motor | 5060 | 1 | no | no | C | D | Epoxy coated aluminum | 2025-01-02 | 8 | 6 | yes | piece | 1
GCVC PD 063.2/12-30 | GCVC PD | 063.2/12-30 | 4251158 | finoox | GCVC 063.2C/1x2-2507-1-D/3/32/2.10/1800/AXS/1/015023 | 5780 | 2 | 1 | 2507 | Axial | 32192 | 32167 | 90.33 | 9115 | 580 | VT03145U.1 | 0.207 | 0.55 | B | 30.18 | 61.57 | 2025-06-07 | VerticalCompact-BCD_1x2 | 1884 | 615 | 953 |  |  | 109.6 | 22 | 22 | 630 | EC motor | 5060 | 1 | no | no | C | D | Aluminum | 2025-01-02 | 8 | 3 | yes | piece | 1
GCVC PD 050.2/22-41 | GCVC PD | 050.2/22-41 | 4246125 | finoox | GCVC 050.2D/2x2-2517-1-D/6/80/2.10/2400/EXS/1/015023 | 14024 | 2 | 2 | 2517 | Axial | 109299 | 109.85 | 602.19 | 19682 | 880 | VT03011U.1 | 0.646 | 0.84 | B | 41.15 | 72.96 | 52 | VerticalCompact-BCD_2x2 | 2484 | 800 | 2161 |  |  | 382.6 | 42 | 42 | 500 | EC motor | 5060 | 1 | no | no | D | D | Epoxy coated aluminum | 2025-01-02 | 8 | 6 | yes | piece | 1
GCVC PD 050.2/13-47 | GCVC PD | 050.2/13-47 | 4250800 | finoox | GCVC 050.2D/1x3-2522-1-D/6/40/2.10/3600/AXS/1/015023 | 9876 | 3 | 1 | 2522 | Axial | 104707 | 105099 | 451.65 | 20202 | 1200 | VT03011U.1 | 1156 | 2025-09-01 | C | 46.74 | 78.41 | 36.9 | VerticalCompact-BCD_1x3 | 3684 | 586 | 1153 |  |  | 288.1 | 35 | 35 | 500 | EC motor | 5060 | 1 | no | no | D | D | Aluminum | 2025-01-02 | 6 | 6 | yes | piece | 1
GCVC PD 063.2/12-24 | GCVC PD | 063.2/12-24 | 4251127 | finoox | GCVC 063.2C/1x2-2501-1-D/6/32/2.10/1800/EXS/1/015023 | 7138 | 2 | 1 | 2501 | Axial | 24652 | 24783 | 180.66 | 4223 | 345 | VT03145U.1 | 0.065 | 0.15 | A+ | 23.61 | 55 | 2025-06-14 | VerticalCompact-BCD_1x2 | 1884 | 615 | 953 |  |  | 135.1 | 18 | 18 | 630 | EC motor | 5060 | 1 | no | no | C | D | Epoxy coated aluminum | 2025-01-02 | 12 | 6 | yes | piece | 1
GCVC PD 063.2/11-16 | GCVC PD | 063.2/11-16 | 4251771 | finoox | GCVC 063.2D/1x1-2501-1-D/6/40/2.10/1200/EXS/1/015023 | 5200 | 1 | 1 | 2501 | Axial | 16887 | 2025-04-17 | 150.55 | 2833 | 345 | VT03145U.1 | 0.03 | 0.15 | A+ | 15.66 | 47.02 | 2025-04-12 | VerticalCompact-BCD_1x1 | 1284 | 615 | 1153 |  |  | 104.2 | 16 | 16 | 630 | EC motor | 5060 | 1 | no | no | D | D | Epoxy coated aluminum | 2025-01-02 | 12 | 6 | yes | piece | 1
GCVC PD 045.2/14-51 | GCVC PD | 045.2/14-51 | 4249168 | finoox | GCVC 045.2C/1x4-2532-1-D/4/32/2.10/3600/EXS/1/015023 | 8632 | 4 | 1 | 2532 | Axial | 84.22 | 84.3 | 240.88 | 21533 | 1350 | VT03007U.1 | 1549 | 1965-01-01 | D | 51.29 | 82.91 | 2025-02-20 | VerticalCompact-BCD_1x4 | 3684 | 535 | 953 |  |  | 217 | 35 | 35 | 450 | EC motor | 5060 | 1 | no | no | C | D | Epoxy coated aluminum | 2025-01-02 | 4 | 4 | yes | piece | 1
GCVC PD 050.2/21-52 | GCVC PD | 050.2/21-52 | 4245947 | finoox | GCVC 050.2D/2x1-2790-K-D/4/80/2.10/1200/AXS/1/015023 | 5257 | 1 | 2 | 2790 | Axial | 77.09 | 77444 | 200.73 | 19705 | 1640 | VT03150U | 1868 | 1964-01-01 | D | 52.1 | 83.75 | 2025-04-19 | VerticalCompact-BCD_2x1 | 1284 | 800 | 2161 |  |  | 187.4 | 35 | 35 | 500 | AC motor | 60 | K | no | no | D | D | Aluminum | 2025-01-02 | 10 | 4 | yes | piece | 1
GCVC PD 080.3/11-49 | GCVC PD | 080.3/11-49 | 6134644 | finoox | GCVC 080.3D/1x1-3559-2-D/4/40/2.10/1200/EXS/1/015023 | 6064 | 1 | 1 | 3559 | Axial | 57131 | 57349 | 100.37 | 19959 | 1045 | VT01445U.3 | 2366 | 1965-03-01 | E | 48.53 | 79.9 | 2025-01-09 | VerticalCompact-BCD_1x1 | 1284 | 620 | 1153 |  |  | 117.9 | 28 | 28 | 800 | EC motor | 5060 | 2 | no | no | D | D | Epoxy coated aluminum | 2025-01-02 | 8 | 4 | yes | piece | 1
GCVC PD 045.2/14-54 | GCVC PD | 045.2/14-54 | 4249086 | finoox | GCVC 045.2C/1x4-0423-X-D/3/32/2.10/3600/AXS/1/015023 | 5173 | 4 | 1 | 423 | Axial | 77548 | 77.39 | 180.66 | 25210 | 1460 | VT0326U | 2373 | 3 | E | 54.24 | 85.86 | 2025-05-15 | VerticalCompact-BCD_1x4 | 3684 | 521 | 953 |  |  | 214.5 | 35 | 35 | 450 | AC motor | 60 | X | no | no | C | D | Aluminum | 2025-01-02 | 4 | 3 | yes | piece | 1
GCVC PD 040.2/13-46 | GCVC PD | 040.2/13-46 | 4243809 | finoox | GCVC 040.2B/1x3-1735-X-D/4/24/2.10/2160/AXS/1/015023 | 3362 | 3 | 1 | 1735 | Axial | 42364 | 42457 | 108.39 | 10943 | 1450 | VT0605 | 0.805 | 2025-01-01 | D | 46.44 | 77.81 | 2025-02-09 | VerticalCompact-BCD_1x3a | 2244 | 476 | 753 |  |  | 116.2 | 28 | 28 | 400 | AC motor | 60 | X | no | no | B | D | Aluminum | 2025-01-02 | 6 | 4 | yes | piece | 1
GCVC PD 050.2/24-35 | GCVC PD | 050.2/24-35 | 4245490 | finoox | GCVC 050.2C/2x4-2333-S-D/6/64/2.10/3600/AXS/1/015023 | 15219 | 4 | 2 | 2333 | Axial | 130368 | 130999 | 722.63 | 23269 | 530 | VT01435 | 1198 | 0.35 | C | 34.97 | 66.83 | 60.1 | VerticalCompact-BCD_2x4 | 3684 | 800 | 1761 |  |  | 534.7 | 42 | 42 | 500 | AC motor | 50 | S | no | no | C | D | Aluminum | 2025-01-02 | 6 | 6 | yes | piece | 1
GCVC PD 050.2/21-30 | GCVC PD | 050.2/21-30 | 4244783 | finoox | GCVC 050.2C/2x1-2333-S-D/3/64/2.10/900/EXS/1/015023 | 4143 | 1 | 2 | 2333 | Axial | 26034 | 26114 | 90.33 | 6841 | 530 | VT01435 | 0.298 | 0.35 | C | 2025-07-30 | 61.58 | 8 | VerticalCompact-BCD_2x1 | 984 | 800 | 1761 |  |  | 126.6 | 18 | 18 | 500 | AC motor | 50 | S | no | no | C | D | Epoxy coated aluminum | 2025-01-02 | 12 | 3 | yes | piece | 1
GCVC PD 063.2/22-31 | GCVC PD | 063.2/22-31 | 4247517 | finoox | GCVC 063.2D/2x2-2358-D-D/3/80/2.10/2400/EXS/1/015023 | 11139 | 2 | 2 | 2358 | Axial | 72172 | 72044 | 301.1 | 17850 | 430 | VT01442 | 0.45 | 0.32 | B | 30.79 | 62.6 | 2025-09-26 | VerticalCompact-BCD_2x2 | 2484 | 800 | 2161 |  |  | 307.7 | 35 | 35 | 630 | AC motor | 50 | D | no | no | D | D | Epoxy coated aluminum | 2025-01-02 | 8 | 3 | yes | piece | 1
GCVC PD 050.2/23-39 | GCVC PD | 050.2/23-39 | 4246287 | finoox | GCVC 050.2D/2x3-2388-I-D/6/80/2.10/3600/EXS/1/015023 | 17537 | 3 | 2 | 2388 | Axial | 145567 | 146425 | 903.29 | 25664 | 710 | VT01437 | 0.935 | 0.34 | B | 38.52 | 70.48 | 75.1 | VerticalCompact-BCD_2x3 | 3684 | 800 | 2161 |  |  | 571.9 | 42 | 42 | 500 | AC motor | 60 | I | no | no | D | D | Epoxy coated aluminum | 2025-01-02 | 6 | 6 | yes | piece | 1
GCVC PD 050.2/11-29 | GCVC PD | 050.2/11-29 | 4244044 | finoox | GCVC 050.2B/1x1-2387-L-D/3/24/2.10/720/AXS/1/015023 | 1829 | 1 | 1 | 2387 | Axial | 9126 | 9174 | 2025-01-27 | 2522 | 500 | VT01435 | 0.178 | 0.37 | D | 28.65 | 59.84 | 2025-04-02 | VerticalCompact-BCD_1x1 | 804 | 596 | 753 |  |  | 49.1 | 16 | 16 | 500 | AC motor | 60 | L | no | no | B | D | Aluminum | 2025-01-02 | 12 | 3 | yes | piece | 1
GCVC PD 050.2/22-57 | GCVC PD | 050.2/22-57 | 4246079 | finoox | GCVC 050.2D/2x2-2420-2-D/4/80/2.10/2400/AXS/1/015023 | 13308 | 2 | 2 | 2420 | Axial | 150681 | 150863 | 401.46 | 38917 | 1600 | VT03013U.1 | 3502 | 1965-01-01 | D | 56.89 | 88.7 | 39.4 | VerticalCompact-BCD_2x2 | 2484 | 800 | 2161 |  |  | 346.7 | 54 | 54 | 500 | EC motor | 5060 | 2 | no | no | D | D | Aluminum | 2025-01-02 | 6 | 4 | yes | piece | 1
GCVC PD 045.2/14-36 | GCVC PD | 045.2/14-36 | 4249113 | finoox | GCVC 045.2C/1x4-2523-1-D/3/32/2.10/3600/EXS/1/015023 | 8028 | 4 | 1 | 2523 | Axial | 44763 | 44729 | 180.66 | 10830 | 675 | VT03007U.1 | 0.23 | 0.3 | A | 36.25 | 67.87 | 2025-09-14 | VerticalCompact-BCD_1x4 | 3684 | 535 | 953 |  |  | 199.1 | 28 | 28 | 450 | EC motor | 5060 | 1 | no | no | C | D | Epoxy coated aluminum | 2025-01-02 | 4 | 3 | yes | piece | 1
GCVC PD 063.2/22-62 | GCVC PD | 063.2/22-62 | 4247683 | finoox | GCVC 063.2D/2x2-2549-2-D/4/80/2.10/2400/AXS/1/015023 | 19035 | 2 | 2 | 2549 | Axial | 182653 | 182527 | 401.46 | 54378 | 1210 | VT03143U.1 | 1962-06-01 | 1986-02-01 | E | 62.16 | 93.97 | 39.4 | VerticalCompact-BCD_2x2 | 2484 | 800 | 2161 |  |  | 420.9 | 54 | 54 | 630 | EC motor | 5060 | 2 | no | no | D | D | Aluminum | 2025-01-02 | 6 | 4 | yes | piece | 1
GCVC PD 063.2/22-63 | GCVC PD | 063.2/22-63 | 4247687 | finoox | GCVC 063.2D/2x2-2549-2-D/6/80/2.10/2400/EXS/1/015023 | 22746 | 2 | 2 | 2549 | Axial | 221437 | 221893 | 602.19 | 50461 | 1210 | VT03143U.1 | 1985-06-01 | 1986-02-01 | E | 62.87 | 94.67 | 55.2 | VerticalCompact-BCD_2x2 | 2484 | 800 | 2161 |  |  | 481.5 | 54 | 54 | 630 | EC motor | 5060 | 2 | no | no | D | D | Epoxy coated aluminum | 2025-01-02 | 6 | 6 | yes | piece | 1
GCVC PD 045.2/13-49 | GCVC PD | 045.2/13-49 | 4243985 | finoox | GCVC 045.2B/1x3-2530-1-D/4/24/2.10/2160/AXS/1/015023 | 5465 | 3 | 1 | 2530 | Axial | 44708 | 44799 | 108.39 | 11948 | 1200 | VT03007U.1 | 0.84 | 2025-01-01 | D | 48.8 | 80.18 | 2025-02-09 | VerticalCompact-BCD_1x3a | 2244 | 535 | 753 |  |  | 118.2 | 28 | 28 | 450 | EC motor | 5060 | 1 | no | no | B | D | Aluminum | 2025-01-02 | 6 | 4 | yes | piece | 1
GCVC PD 050.2/12-43 | GCVC PD | 050.2/12-43 | 4250551 | finoox | GCVC 050.2D/1x2-2520-1-D/6/40/2.10/2400/EXS/1/015023 | 6949 | 2 | 1 | 2520 | Axial | 63984 | 64237 | 301.1 | 12014 | 1070 | VT03011U.1 | 0.56 | 2025-04-01 | C | 42.69 | 74.21 | 2025-06-24 | VerticalCompact-BCD_1x2 | 2484 | 586 | 1153 |  |  | 195.3 | 28 | 28 | 500 | EC motor | 5060 | 1 | no | no | D | D | Epoxy coated aluminum | 2025-01-02 | 8 | 6 | yes | piece | 1
GCVC PD 045.2/12-39 | GCVC PD | 045.2/12-39 | 4243906 | finoox | GCVC 045.2B/1x2-2525-1-D/3/24/2.10/1440/EXS/1/015023 | 3998 | 2 | 1 | 2525 | Axial | 19651 | 19658 | 54.2 | 5678 | 825 | VT03007U.1 | 0.197 | 0.47 | C | 38.66 | 69.94 | 2025-05-04 | VerticalCompact-BCD_1x2 | 1524 | 535 | 753 |  |  | 75.3 | 16 | 16 | 450 | EC motor | 5060 | 1 | no | no | B | D | Epoxy coated aluminum | 2025-01-02 | 8 | 3 | yes | piece | 1
GCVC PD 080.2/11-47 | GCVC PD | 080.2/11-47 | 4252573 | finoox | GCVC 080.2D/1x1-2539-2-D/3/40/2.10/1200/EXS/1/015023 | 5457 | 1 | 1 | 2539 | Axial | 40023 | 40119 | 75.27 | 15160 | 850 | VT03059U.2 | 1179 | 2019-02-01 | E | 46.67 | 78.04 | 2025-06-06 | VerticalCompact-BCD_1x1 | 1284 | 650 | 1153 |  |  | 100.5 | 22 | 22 | 800 | EC motor | 5060 | 2 | no | no | D | D | Epoxy coated aluminum | 2025-01-02 | 8 | 3 | yes | piece | 1
GCVC PD 063.2/12-19 | GCVC PD | 063.2/12-19 | 4251117 | finoox | GCVC 063.2C/1x2-2500-1-D/4/32/2.10/1800/AXS/1/015023 | 6025 | 2 | 1 | 2500 | Axial | 21902 | 21973 | 120.44 | 4298 | 310 | VT03145U.1 | 0.051 | 0.13 | A+ | 18.52 | 49.91 | 2025-08-09 | VerticalCompact-BCD_1x2 | 1884 | 615 | 953 |  |  | 117.8 | 18 | 18 | 630 | EC motor | 5060 | 1 | no | no | C | D | Aluminum | 2025-01-02 | 8 | 4 | yes | piece | 1
GCVC PD 045.2/23-53 | GCVC PD | 045.2/23-53 | 4244671 | finoox | GCVC 045.2C/2x3-2532-1-D/6/64/2.10/2700/EXS/1/015023 | 14498 | 3 | 2 | 2532 | Axial | 150435 | 150991 | 541.97 | 30429 | 1350 | VT03007U.1 | 1936-02-01 | 1965-01-01 | D | 53.04 | 84.79 | 46.3 | VerticalCompact-BCD_2x3 | 2784 | 800 | 1761 |  |  | 370.6 | 42 | 42 | 450 | EC motor | 5060 | 1 | no | no | C | D | Epoxy coated aluminum | 2025-01-02 | 6 | 6 | yes | piece | 1
GCVC PD 080.2/12-30 | GCVC PD | 080.2/12-30 | 4252808 | finoox | GCVC 080.2D/1x2-2498-1-D/3/40/2.10/2400/EXS/1/015023 | 7290 | 2 | 1 | 2498 | Axial | 51631 | 51573 | 150.55 | 14797 | 440 | VT03062U.1 | 0.324 | 0.85 | B | 29.64 | 61.17 | 2025-09-12 | VerticalCompact-BCD_1x2 | 2484 | 608 | 1153 |  |  | 164.9 | 28 | 28 | 800 | EC motor | 5060 | 1 | no | no | D | D | Epoxy coated aluminum | 2025-01-02 | 6 | 3 | yes | piece | 1
GCVC PD 050.2/23-48 | GCVC PD | 050.2/23-48 | 4246389 | finoox | GCVC 050.2D/2x3-2521-1-D/6/80/2.10/3600/EXS/1/015023 | 21339 | 3 | 2 | 2521 | Axial | 198.49 | 199006 | 903.29 | 38225 | 1135 | VT03011U.1 | 1998-01-01 | 1965-01-01 | C | 48.28 | 80.24 | 78.2 | VerticalCompact-BCD_2x3 | 3684 | 800 | 2161 |  |  | 563.7 | 54 | 54 | 500 | EC motor | 5060 | 1 | no | no | D | D | Epoxy coated aluminum | 2025-01-02 | 6 | 6 | yes | piece | 1
GCVC PD 045.2/12-44 | GCVC PD | 045.2/12-44 | 4243918 | finoox | GCVC 045.2B/1x2-2528-1-D/3/24/2.10/1440/EXS/1/015023 | 3998 | 2 | 1 | 2528 | Axial | 22954 | 22958 | 54.2 | 7343 | 1050 | VT03007U.1 | 0.383 | 0.84 | D | 43.76 | 75.04 | 2025-06-04 | VerticalCompact-BCD_1x2 | 1524 | 535 | 753 |  |  | 75.4 | 18 | 18 | 450 | EC motor | 5060 | 1 | no | no | B | D | Epoxy coated aluminum | 2025-01-02 | 8 | 3 | yes | piece | 1
GCVC PD 050.3/14-51 | GCVC PD | 050.3/14-51 | 6143836 | finoox | GCVC 050.3C/1x4-3617-X-D/4/32/2.10/3600/AXS/1/015023 | 6626 | 4 | 1 | 3617 | Axial | 103337 | 103.41 | 240.88 | 29256 | 1260 | VT01524 | 3805 | 2025-04-04 | E | 50.81 | 82.43 | 2025-08-20 | VerticalCompact-BCD_1x4 | 3684 | 596 | 953 |  |  | 247.5 | 42 | 42 | 500 | AC motor | 60 | X | no | no | C | D | Aluminum | 2025-01-02 | 4 | 4 | yes | piece | 1
GCVC PD 050.3/23-52 | GCVC PD | 050.3/23-52 | 6212802 | finoox | GCVC 050.3D/2x3-3616-W-D/4/80/2.10/3600/AXS/1/015023 | 13178 | 3 | 2 | 3616 | Axial | 195412 | 195712 | 602.19 | 46237 | 1240 | VT01524 | 3882 | 2025-02-03 | D | 51.5 | 83.46 | 54.8 | VerticalCompact-BCD_2x3 | 3684 | 800 | 2161 |  |  | 509.3 | 54 | 54 | 500 | AC motor | 50 | W | no | no | D | D | Aluminum | 2025-01-02 | 4 | 4 | yes | piece | 1
GCVC PD 050.2/21-37 | GCVC PD | 050.2/21-37 | 4244824 | finoox | GCVC 050.2C/2x1-2354-W-D/4/64/2.10/900/EXS/1/015023 | 4358 | 1 | 2 | 2354 | Axial | 37686 | 37903 | 120.44 | 9182 | 865 | VT03093U | 0.423 | 0.97 | C | 36.88 | 68.39 | 2025-07-10 | VerticalCompact-BCD_2x1 | 984 | 800 | 1761 |  |  | 132.6 | 22 | 22 | 500 | AC motor | 50 | W | no | no | C | D | Epoxy coated aluminum | 2025-01-02 | 8 | 4 | yes | piece | 1
GCVC PD 050.2/24-39 | GCVC PD | 050.2/24-39 | 4245564 | finoox | GCVC 050.2C/2x4-2388-I-D/3/64/2.10/3600/AXS/1/015023 | 11477 | 4 | 2 | 2388 | Axial | 121136 | 121066 | 361.32 | 32902 | 710 | VT01437 | 1265 | 0.34 | C | 39.37 | 71.24 | 32 | VerticalCompact-BCD_2x4 | 3684 | 800 | 1761 |  |  | 408.5 | 42 | 42 | 500 | AC motor | 60 | I | no | no | C | D | Aluminum | 2025-01-02 | 4 | 3 | yes | piece | 1
GCVC PD 050.2/11-41 | GCVC PD | 050.2/11-41 | 4244023 | finoox | GCVC 050.2B/1x1-2348-S-D/4/24/2.10/720/AXS/1/015023 | 1887 | 1 | 1 | 2348 | Axial | 17267 | 17446 | 36.13 | 5087 | 1180 | VT03150U | 0.571 | 0.9 | E | 40.93 | 72.12 | 2025-02-03 | VerticalCompact-BCD_1x1 | 804 | 569 | 753 |  |  | 51.9 | 16 | 16 | 500 | AC motor | 50 | S | no | no | B | D | Aluminum | 2025-01-02 | 8 | 4 | yes | piece | 1
GCVC PD 063.2/11-25 | GCVC PD | 063.2/11-25 | 4250879 | finoox | GCVC 063.2C/1x1-2398-I-D/3/32/2.10/900/EXS/1/015023 | 3198 | 1 | 1 | 2398 | Axial | 14609 | 14666 | 45.16 | 4064 | 460 | VT01442 | 0.141 | 0.32 | C | 25.25 | 56.52 | 2025-09-03 | VerticalCompact-BCD_1x1 | 984 | 598 | 953 |  |  | 63.5 | 16 | 16 | 630 | AC motor | 60 | I | no | no | C | D | Epoxy coated aluminum | 2025-01-02 | 8 | 3 | yes | piece | 1
GCVC PD 050.2/13-52 | GCVC PD | 050.2/13-52 | 4250804 | finoox | GCVC 050.2D/1x3-2559-2-D/3/40/2.10/3600/AXS/1/015023 | 9288 | 3 | 1 | 2559 | Axial | 82018 | 81986 | 225.82 | 23422 | 1330 | VT03013U.1 | 1473 | 2025-08-01 | D | 52.44 | 84.12 | 2025-03-19 | VerticalCompact-BCD_1x3 | 3684 | 607 | 1153 |  |  | 236.7 | 35 | 35 | 500 | EC motor | 5060 | 2 | no | no | D | D | Aluminum | 2025-01-02 | 4 | 3 | yes | piece | 1
GCVC PD 063.2/13-44 | GCVC PD | 063.2/13-44 | 4251451 | finoox | GCVC 063.2C/1x3-2558-2-D/3/32/2.10/2700/EXS/1/015023 | 9129 | 3 | 1 | 2558 | Axial | 70.74 | 70826 | 135.49 | 26618 | 950 | VT03144U.1 | 2025-07-01 | 1 | D | 43.96 | 75.47 | 12 | VerticalCompact-BCD_1x3 | 2784 | 623 | 953 |  |  | 173.8 | 35 | 35 | 630 | EC motor | 5060 | 2 | no | no | C | D | Epoxy coated aluminum | 2025-01-02 | 4 | 3 | yes | piece | 1
GCVC PD 080.2/11-28 | GCVC PD | 080.2/11-28 | 4252539 | finoox | GCVC 080.2D/1x1-2499-1-D/4/40/2.10/1200/EXS/1/015023 | 4638 | 1 | 1 | 2499 | Axial | 30925 | 30994 | 100.37 | 7351 | 465 | VT03062U.1 | 0.195 | 0.95 | B | 28.46 | 59.83 | 2025-06-08 | VerticalCompact-BCD_1x1 | 1284 | 608 | 1153 |  |  | 96.1 | 22 | 22 | 800 | EC motor | 5060 | 1 | no | no | D | D | Epoxy coated aluminum | 2025-01-02 | 10 | 4 | yes | piece | 1
GCVC PD 080.2/11-10 | GCVC PD | 080.2/11-10 | 4252492 | finoox | GCVC 080.2D/1x1-2488-1-D/3/40/2.10/1200/AXS/1/015023 | 4228 | 1 | 1 | 2488 | Axial | 14.14 | 14164 | 75.27 | 3099 | 195 | VT03062U.1 | 0.024 | 0.12 | A+ | 1966-09-01 | 41.03 | 2025-03-06 | VerticalCompact-BCD_1x1 | 1284 | 608 | 1153 |  |  | 88 | 16 | 16 | 800 | EC motor | 5060 | 1 | no | no | D | D | Aluminum | 2025-01-02 | 10 | 3 | yes | piece | 1
GCVC PD 050.2/12-43 | GCVC PD | 050.2/12-43 | 4244243 | finoox | GCVC 050.2B/1x2-2520-1-D/4/24/2.10/1440/EXS/1/015023 | 4087 | 2 | 1 | 2520 | Axial | 31786 | 31853 | 72.26 | 9138 | 1070 | VT03011U.1 | 0.633 | 2025-04-01 | D | 43.1 | 74.39 | 2025-01-06 | VerticalCompact-BCD_1x2 | 1524 | 586 | 753 |  |  | 85 | 22 | 22 | 500 | EC motor | 5060 | 1 | no | no | B | D | Epoxy coated aluminum | 2025-01-02 | 8 | 4 | yes | piece | 1
GCVC PD 080.2/21-54 | GCVC PD | 080.2/21-54 | 4248179 | finoox | GCVC 080.2D/2x1-2541-2-D/6/80/2.10/1200/EXS/1/015023 | 11840 | 1 | 2 | 2541 | Axial | 119124 | 119733 | 301.1 | 27872 | 950 | VT03059U.2 | 3409 | 1982-02-01 | E | 54.21 | 85.86 | 2025-09-28 | VerticalCompact-BCD_2x1 | 1284 | 800 | 2161 |  |  | 248.5 | 42 | 42 | 800 | EC motor | 5060 | 2 | no | no | D | D | Epoxy coated aluminum | 2025-01-02 | 10 | 6 | yes | piece | 1
GCVC PD 050.2/14-48 | GCVC PD | 050.2/14-48 | 4250084 | finoox | GCVC 050.2C/1x4-2522-1-D/4/32/2.10/3600/EXS/1/015023 | 9267 | 4 | 1 | 2522 | Axial | 92582 | 92654 | 240.88 | 25273 | 1200 | VT03011U.1 | 1614 | 2025-09-01 | D | 47.57 | 79.2 | 2025-02-20 | VerticalCompact-BCD_1x4 | 3684 | 586 | 953 |  |  | 222.7 | 35 | 35 | 500 | EC motor | 5060 | 1 | no | no | C | D | Epoxy coated aluminum | 2025-01-02 | 4 | 4 | yes | piece | 1
GCVC PD 063.2/12-61 | GCVC PD | 063.2/12-61 | 4252101 | finoox | GCVC 063.2D/1x2-2550-2-D/6/40/2.10/2400/EXS/1/015023 | 11224 | 2 | 1 | 2550 | Axial | 115177 | 115519 | 301.1 | 26900 | 1285 | VT03143U.1 | 4099 | 2026-03-01 | E | 61.42 | 92.95 | 2025-01-26 | VerticalCompact-BCD_1x2 | 2484 | 611 | 1153 |  |  | 243.6 | 42 | 42 | 630 | EC motor | 5060 | 2 | no | no | D | D | Epoxy coated aluminum | 2025-01-02 | 6 | 6 | yes | piece | 1
GCVC PD 063.2/24-23 | GCVC PD | 063.2/24-23 | 4247120 | finoox | GCVC 063.2C/2x4-2500-1-D/3/64/2.10/3600/AXS/1/015023 | 20189 | 4 | 2 | 2500 | Axial | 77045 | 78341 | 361.32 | 18537 | 310 | VT03145U.1 | 0.199 | 0.13 | A+ | 22.79 | 54.65 | 2025-08-30 | VerticalCompact-BCD_2x4 | 3684 | 800 | 1761 |  |  | 394.2 | 35 | 35 | 630 | EC motor | 5060 | 1 | no | no | C | D | Aluminum | 2025-01-02 | 6 | 3 | yes | piece | 1
GCVC PD 063.2/24-31 | GCVC PD | 063.2/24-31 | 4247134 | finoox | GCVC 063.2C/2x4-2502-1-D/6/64/2.10/3600/AXS/1/015023 | 24450 | 4 | 2 | 2502 | Axial | 110031 | 110.75 | 722.63 | 18977 | 385 | VT03145U.1 | 0.325 | 0.2 | A+ | 31.24 | 63.1 | 60.1 | VerticalCompact-BCD_2x4 | 3684 | 800 | 1761 |  |  | 501.9 | 42 | 42 | 630 | EC motor | 5060 | 1 | no | no | C | D | Aluminum | 2025-01-02 | 6 | 6 | yes | piece | 1
GCVC PD 063.2/11-57 | GCVC PD | 063.2/11-57 | 4250989 | finoox | GCVC 063.2C/1x1-2548-2-D/4/32/2.10/900/EXS/1/015023 | 5026 | 1 | 1 | 2548 | Axial | 31684 | 31913 | 60.22 | 10316 | 1135 | VT03143U.1 | 1457 | 1937-02-01 | E | 57.4 | 88.67 | 2025-04-05 | VerticalCompact-BCD_1x1 | 984 | 611 | 953 |  |  | 87.3 | 22 | 22 | 630 | EC motor | 5060 | 2 | no | no | C | D | Epoxy coated aluminum | 2025-01-02 | 8 | 4 | yes | piece | 1
GCVC PD 080.2/11-27 | GCVC PD | 080.2/11-27 | 4252532 | finoox | GCVC 080.2D/1x1-2498-1-D/3/40/2.10/1200/AXS/1/015023 | 4229 | 1 | 1 | 2498 | Axial | 26731 | 26746 | 75.27 | 7398 | 440 | VT03062U.1 | 0.162 | 0.85 | B | 26.79 | 58.16 | 2025-06-06 | VerticalCompact-BCD_1x1 | 1284 | 608 | 1153 |  |  | 88.8 | 22 | 22 | 800 | EC motor | 5060 | 1 | no | no | D | D | Aluminum | 2025-01-02 | 10 | 3 | yes | piece | 1
GCVC PD 063.2/12-26 | GCVC PD | 063.2/12-26 | 4252039 | finoox | GCVC 063.2D/1x2-2505-1-D/3/40/2.10/2400/EXS/1/015023 | 6986 | 2 | 1 | 2505 | Axial | 38408 | 38377 | 150.55 | 9417 | 500 | VT03145U.1 | 0.128 | 0.39 | A+ | 2025-08-25 | 57.33 | 2025-04-12 | VerticalCompact-BCD_1x2 | 2484 | 615 | 1153 |  |  | 152.9 | 22 | 22 | 630 | EC motor | 5060 | 1 | no | no | D | D | Epoxy coated aluminum | 2025-01-02 | 6 | 3 | yes | piece | 1
GCVC PD 050.3/13-47 | GCVC PD | 050.3/13-47 | 6135047 | finoox | GCVC 050.3B/1x3-3616-W-D/4/24/2.10/2160/AXS/1/015023 | 4228 | 3 | 1 | 3616 | Axial | 53579 | 53564 | 108.39 | 16498 | 1240 | VT01524 | 2117 | 2025-02-03 | E | 47.16 | 78.54 | 2025-02-09 | VerticalCompact-BCD_1x3a | 2244 | 596 | 753 |  |  | 141 | 28 | 28 | 500 | AC motor | 50 | W | no | no | B | D | Aluminum | 2025-01-02 | 6 | 4 | yes | piece | 1
GCVC PD 040.2/13-46 | GCVC PD | 040.2/13-46 | 4243811 | finoox | GCVC 040.2B/1x3-1735-X-D/4/24/2.10/2160/EXS/1/015023 | 3582 | 3 | 1 | 1735 | Axial | 41259 | 41.32 | 108.39 | 10943 | 1450 | VT0605 | 0.805 | 2025-01-01 | D | 46.44 | 77.81 | 2025-02-09 | VerticalCompact-BCD_1x3a | 2244 | 476 | 753 |  |  | 116.2 | 28 | 28 | 400 | AC motor | 60 | X | no | no | B | D | Epoxy coated aluminum | 2025-01-02 | 6 | 4 | yes | piece | 1
GCVC PD 050.2/11-36 | GCVC PD | 050.2/11-36 | 4244007 | finoox | GCVC 050.2B/1x1-2332-D-D/4/24/2.10/720/EXS/1/015023 | 1946 | 1 | 1 | 2332 | Axial | 13984 | 2025-01-14 | 36.13 | 3855 | 850 | VT01435 | 0.283 | 0.74 | D | 35.77 | 66.96 | 2025-02-03 | VerticalCompact-BCD_1x1 | 804 | 596 | 753 |  |  | 52.3 | 16 | 16 | 500 | AC motor | 50 | D | no | no | B | D | Epoxy coated aluminum | 2025-01-02 | 8 | 4 | yes | piece | 1
GCVC PD 050.2/23-41 | GCVC PD | 050.2/23-41 | 4245294 | finoox | GCVC 050.2C/2x3-2354-W-D/6/64/2.10/2700/AXS/1/015023 | 11841 | 3 | 2 | 2354 | Axial | 132024 | 132776 | 541.97 | 24974 | 865 | VT03093U | 1307 | 0.97 | C | 40.75 | 72.5 | 46.3 | VerticalCompact-BCD_2x3 | 2784 | 800 | 1761 |  |  | 399.2 | 42 | 42 | 500 | AC motor | 50 | W | no | no | C | D | Aluminum | 2025-01-02 | 6 | 6 | yes | piece | 1
GCVC PD 050.2/11-18 | GCVC PD | 050.2/11-18 | 4249271 | finoox | GCVC 050.2C/1x1-2389-J-D/4/32/2.10/900/AXS/1/015023 | 2203 | 1 | 1 | 2389 | Axial | 11549 | 11624 | 60.22 | 2372 | 450 | VT01437 | 0.082 | 0.17 | B | 17.71 | 48.98 | 2025-01-05 | VerticalCompact-BCD_1x1 | 984 | 596 | 953 |  |  | 66 | 16 | 16 | 500 | AC motor | 60 | J | no | no | C | D | Aluminum | 2025-01-02 | 8 | 4 | yes | piece | 1
GCVC PD 050.2/12-21 | GCVC PD | 050.2/12-21 | 4249509 | finoox | GCVC 050.2C/1x2-2389-J-D/3/32/2.10/1800/EXS/1/015023 | 3479 | 2 | 1 | 2389 | Axial | 21135 | 21138 | 90.33 | 5018 | 450 | VT01437 | 0.164 | 0.17 | B | 2025-12-21 | 52.51 | 2025-05-07 | VerticalCompact-BCD_1x2 | 1884 | 596 | 953 |  |  | 112.1 | 18 | 18 | 500 | AC motor | 60 | J | no | no | C | D | Epoxy coated aluminum | 2025-01-02 | 8 | 3 | yes | piece | 1
GCVC PD 050.2/22-39 | GCVC PD | 050.2/22-39 | 4246054 | finoox | GCVC 050.2D/2x2-2390-K-D/3/80/2.10/2400/AXS/1/015023 | 7797 | 2 | 2 | 2390 | Axial | 79176 | 79148 | 301.1 | 19164 | 760 | VT01437 | 0.662 | 0.35 | B | 38.53 | 70.34 | 2025-09-26 | VerticalCompact-BCD_2x2 | 2484 | 800 | 2161 |  |  | 300 | 35 | 35 | 500 | AC motor | 60 | K | no | no | D | D | Aluminum | 2025-01-02 | 6 | 3 | yes | piece | 1
GCVC PD 050.2/21-44 | GCVC PD | 050.2/21-44 | 4245750 | finoox | GCVC 050.2D/2x1-2348-S-D/6/80/2.10/1200/AXS/1/015023 | 6335 | 1 | 2 | 2348 | Axial | 74456 | 75027 | 301.1 | 14175 | 1180 | VT03150U | 1036 | 0.9 | D | 44.39 | 76.04 | 2025-04-27 | VerticalCompact-BCD_2x1 | 1284 | 800 | 2161 |  |  | 218.6 | 35 | 35 | 500 | AC motor | 50 | S | no | no | D | D | Aluminum | 2025-01-02 | 10 | 6 | yes | piece | 1
GCVC PD 063.2/13-33 | GCVC PD | 063.2/13-33 | 4252226 | finoox | GCVC 063.2D/1x3-2400-K-D/4/40/2.10/3600/EXS/1/015023 | 8889 | 3 | 1 | 2400 | Axial | 70848 | 71026 | 301.1 | 15116 | 490 | VT01442 | 0.459 | 0.34 | B | 32.76 | 64.44 | 2025-02-25 | VerticalCompact-BCD_1x3 | 3684 | 598 | 1153 |  |  | 257.5 | 35 | 35 | 630 | AC motor | 60 | K | no | no | D | D | Epoxy coated aluminum | 2025-01-02 | 4 | 4 | yes | piece | 1
GCVC PD 080.2/21-37 | GCVC PD | 080.2/21-37 | 4248078 | finoox | GCVC 080.2D/2x1-2487-1-D/3/80/2.10/1200/AXS/1/015023 | 7794 | 1 | 2 | 2487 | Axial | 65894 | 65923 | 150.55 | 20724 | 600 | VT03061U.1 | 0.796 | 1985-01-01 | C | 37.28 | 68.93 | 2025-03-15 | VerticalCompact-BCD_2x1 | 1284 | 800 | 2161 |  |  | 177.9 | 35 | 35 | 800 | EC motor | 5060 | 1 | no | no | D | D | Aluminum | 2025-01-02 | 10 | 3 | yes | piece | 1
GCVC PD 050.2/21-50 | GCVC PD | 050.2/21-50 | 4244973 | finoox | GCVC 050.2C/2x1-2559-2-D/3/64/2.10/900/EXS/1/015023 | 6365 | 1 | 2 | 2559 | Axial | 42251 | 42465 | 90.33 | 14490 | 1330 | VT03013U.1 | 1043 | 2025-08-01 | D | 49.86 | 81.36 | 9 | VerticalCompact-BCD_2x1 | 984 | 800 | 1761 |  |  | 128 | 28 | 28 | 500 | EC motor | 5060 | 2 | no | no | C | D | Epoxy coated aluminum | 2025-01-02 | 8 | 3 | yes | piece | 1
GCVC PD 063.2/22-40 | GCVC PD | 063.2/22-40 | 4247707 | finoox | GCVC 063.2D/2x2-2553-2-D/4/80/2.10/2400/AXS/1/015023 | 15401 | 2 | 2 | 2553 | Axial | 124602 | 124766 | 401.46 | 28959 | 700 | VT03144U.1 | 0.86 | 0.52 | B | 39.56 | 71.37 | 36.3 | VerticalCompact-BCD_2x2 | 2484 | 800 | 2161 |  |  | 342.8 | 42 | 42 | 630 | EC motor | 5060 | 2 | no | no | D | D | Aluminum | 2025-01-02 | 6 | 4 | yes | piece | 1
GCVC PD 063.2/14-38 | GCVC PD | 063.2/14-38 | 4251627 | finoox | GCVC 063.2C/1x4-2553-2-D/3/32/2.10/3600/EXS/1/015023 | 11638 | 4 | 1 | 2553 | Axial | 75985 | 75903 | 180.66 | 25685 | 700 | VT03144U.1 | 0.943 | 0.52 | C | 38.39 | 70.02 | 2025-05-15 | VerticalCompact-BCD_1x4 | 3684 | 623 | 953 |  |  | 226.8 | 35 | 35 | 630 | EC motor | 5060 | 2 | no | no | C | D | Epoxy coated aluminum | 2025-01-02 | 4 | 3 | yes | piece | 1
GCVC PD 063.2/11-57 | GCVC PD | 063.2/11-57 | 4250986 | finoox | GCVC 063.2C/1x1-2548-2-D/3/32/2.10/900/AXS/1/015023 | 4759 | 1 | 1 | 2548 | Axial | 27833 | 28041 | 45.16 | 11037 | 1135 | VT03143U.1 | 1443 | 1937-02-01 | E | 56.7 | 87.97 | 2025-02-04 | VerticalCompact-BCD_1x1 | 984 | 611 | 953 |  |  | 83 | 22 | 22 | 630 | EC motor | 5060 | 2 | no | no | C | D | Aluminum | 2025-01-02 | 8 | 3 | yes | piece | 1
GCVC PD 080.3/22-36 | GCVC PD | 080.3/22-36 | 6163199 | finoox | GCVC 080.3D/2x2-3564-2-D/3/80/2.10/2400/AXS/1/015023 | 21713 | 2 | 2 | 3564 | Axial | 111065 | 111.28 | 301.1 | 30844 | 440 | VT01445U.3 | 0.853 | 0.6 | B | 35.97 | 67.78 | 2025-04-28 | VerticalCompact-BCD_2x2 | 2484 | 800 | 2161 |  |  | 403.8 | 42 | 42 | 800 | EC motor | 5060 | 2 | no | no | D | D | Aluminum | 2025-01-02 | 4 | 3 | yes | piece | 1
GCVC PD 080.2/11-36 | GCVC PD | 080.2/11-36 | 4252447 | finoox | GCVC 080.2D/1x1-2448-1-D/4/40/2.10/1200/AXS/1/015023 | 4661 | 1 | 1 | 2448 | Axial | 39579 | 39764 | 100.37 | 10265 | 630 | VT03061U.1 | 0.476 | 2025-01-02 | C | 35.83 | 67.2 | 2025-06-08 | VerticalCompact-BCD_1x1 | 1284 | 608 | 1153 |  |  | 96.7 | 22 | 22 | 800 | EC motor | 5060 | 1 | no | no | D | D | Aluminum | 2025-01-02 | 10 | 4 | yes | piece | 1
GCVC PD 063.2/12-52 | GCVC PD | 063.2/12-52 | 4251920 | finoox | GCVC 063.2D/1x2-2357-S-D/4/40/2.10/2400/EXS/1/015023 | 7415 | 2 | 1 | 2357 | Axial | 83292 | 83145 | 200.73 | 24637 | 1040 | VT01441 | 3035 | 3 | E | 52.01 | 83.54 | 2025-05-17 | VerticalCompact-BCD_1x2 | 2484 | 606 | 1153 |  |  | 214 | 35 | 35 | 630 | AC motor | 50 | S | no | no | D | D | Epoxy coated aluminum | 2025-01-02 | 6 | 4 | yes | piece | 1
GCVC PD 050.2/12-20 | GCVC PD | 050.2/12-20 | 4244185 | finoox | GCVC 050.2B/1x2-2389-J-D/3/24/2.10/1440/EXS/1/015023 | 2871 | 2 | 1 | 2389 | Axial | 15051 | 2025-06-15 | 54.2 | 3817 | 450 | VT01437 | 0.166 | 0.17 | C | 19.88 | 51.17 | 2025-05-04 | VerticalCompact-BCD_1x2 | 1524 | 596 | 753 |  |  | 83.5 | 16 | 16 | 500 | AC motor | 60 | J | no | no | B | D | Epoxy coated aluminum | 2025-01-02 | 8 | 3 | yes | piece | 1
GCVC PD 050.2/22-43 | GCVC PD | 050.2/22-43 | 4246016 | finoox | GCVC 050.2D/2x2-2355-X-D/4/80/2.10/2400/EXS/1/015023 | 9308 | 2 | 2 | 2355 | Axial | 99139 | 99097 | 401.46 | 22236 | 810 | VT03093U | 1134 | 2025-03-01 | C | 43.32 | 75.13 | 34.8 | VerticalCompact-BCD_2x2 | 2484 | 800 | 2161 |  |  | 331.9 | 35 | 35 | 500 | AC motor | 60 | X | no | no | D | D | Epoxy coated aluminum | 2025-01-02 | 8 | 4 | yes | piece | 1
GCVC PD 050.2/23-59 | GCVC PD | 050.2/23-59 | 4246321 | finoox | GCVC 050.2D/2x3-2420-2-D/3/80/2.10/3600/EXS/1/015023 | 19439 | 3 | 2 | 2420 | Axial | 182092 | 181911 | 451.65 | 59108 | 1600 | VT03013U.1 | 5187 | 1965-01-01 | E | 58.69 | 90.65 | 43.1 | VerticalCompact-BCD_2x3 | 3684 | 800 | 2161 |  |  | 457.7 | 54 | 54 | 500 | EC motor | 5060 | 2 | no | no | D | D | Epoxy coated aluminum | 2025-01-02 | 4 | 3 | yes | piece | 1
GCVC PD 063.2/22-33 | GCVC PD | 063.2/22-33 | 4247559 | finoox | GCVC 063.2D/2x2-2398-I-D/3/80/2.10/2400/EXS/1/015023 | 11175 | 2 | 2 | 2398 | Axial | 79955 | 79888 | 301.1 | 19943 | 460 | VT01442 | 0.529 | 0.32 | B | 32.84 | 64.65 | 2025-09-26 | VerticalCompact-BCD_2x2 | 2484 | 800 | 2161 |  |  | 307.8 | 35 | 35 | 630 | AC motor | 60 | I | no | no | D | D | Epoxy coated aluminum | 2025-01-02 | 6 | 3 | yes | piece | 1
GCVC PD 063.2/22-40 | GCVC PD | 063.2/22-40 | 4246809 | finoox | GCVC 063.2C/2x2-2553-2-D/6/64/2.10/1800/EXS/1/015023 | 15292 | 2 | 2 | 2553 | Axial | 105014 | 105.51 | 361.32 | 21425 | 700 | VT03144U.1 | 1036 | 0.52 | C | 40.43 | 72.06 | 31.2 | VerticalCompact-BCD_2x2 | 1884 | 800 | 1761 |  |  | 280.9 | 35 | 35 | 630 | EC motor | 5060 | 2 | no | no | C | D | Epoxy coated aluminum | 2025-01-02 | 8 | 6 | yes | piece | 1
GCVC PD 063.2/23-42 | GCVC PD | 063.2/23-42 | 4247015 | finoox | GCVC 063.2C/2x3-2553-2-D/6/64/2.10/2700/EXS/1/015023 | 22108 | 3 | 2 | 2553 | Axial | 156515 | 157157 | 541.97 | 32138 | 700 | VT03144U.1 | 1554 | 0.52 | C | 42.07 | 73.82 | 48.8 | VerticalCompact-BCD_2x3 | 2784 | 800 | 1761 |  |  | 416.2 | 54 | 54 | 630 | EC motor | 5060 | 2 | no | no | C | D | Epoxy coated aluminum | 2025-01-02 | 6 | 6 | yes | piece | 1
GCVC PD 063.2/21-31 | GCVC PD | 063.2/21-31 | 4246545 | finoox | GCVC 063.2C/2x1-2507-1-D/4/64/2.10/900/AXS/1/015023 | 6910 | 1 | 2 | 2507 | Axial | 36481 | 36702 | 120.44 | 8512 | 580 | VT03145U.1 | 0.214 | 0.55 | B | 31.11 | 62.62 | 2025-07-10 | VerticalCompact-BCD_2x1 | 984 | 800 | 1761 |  |  | 128.2 | 22 | 22 | 630 | EC motor | 5060 | 1 | no | no | C | D | Aluminum | 2025-01-02 | 8 | 4 | yes | piece | 1
GCVC PD 063.2/14-33 | GCVC PD | 063.2/14-33 | 4251573 | finoox | GCVC 063.2C/1x4-2507-1-D/3/32/2.10/3600/EXS/1/015023 | 10496 | 4 | 1 | 2507 | Axial | 63001 | 62.94 | 180.66 | 18230 | 580 | VT03145U.1 | 0.415 | 0.55 | B | 32.95 | 64.58 | 2025-09-14 | VerticalCompact-BCD_1x4 | 3684 | 615 | 953 |  |  | 209.4 | 28 | 28 | 630 | EC motor | 5060 | 1 | no | no | C | D | Epoxy coated aluminum | 2025-01-02 | 4 | 3 | yes | piece | 1
GCVC PD 063.2/24-64 | GCVC PD | 063.2/24-64 | 4247195 | finoox | GCVC 063.2C/2x4-2547-2-D/4/64/2.10/3600/EXS/1/015023 | 32257 | 4 | 2 | 2547 | Axial | 230931 | 229827 | 481.75 | 76576 | 1055 | VT03143U.1 | 9497 | 2025-01-02 | E | 64.4 | 96.26 | 44 | VerticalCompact-BCD_2x4 | 3684 | 800 | 1761 |  |  | 613.8 | 54 | 54 | 630 | EC motor | 5060 | 2 | no | no | C | D | Epoxy coated aluminum | 2025-01-02 | 4 | 4 | yes | piece | 1
GCVC PD 063.2/21-56 | GCVC PD | 063.2/21-56 | 4247427 | finoox | GCVC 063.2D/2x1-2547-2-D/3/80/2.10/1200/EXS/1/015023 | 10255 | 1 | 2 | 2547 | Axial | 70.07 | 69971 | 150.55 | 24506 | 1055 | VT03143U.1 | 2188 | 2025-01-02 | E | 56.18 | 87.83 | 2025-03-15 | VerticalCompact-BCD_2x1 | 1284 | 800 | 2161 |  |  | 209.9 | 35 | 35 | 630 | EC motor | 5060 | 2 | no | no | D | D | Epoxy coated aluminum | 2025-01-02 | 10 | 3 | yes | piece | 1
GCVC PD 063.2/13-43 | GCVC PD | 063.2/13-43 | 4252378 | finoox | GCVC 063.2D/1x3-2556-2-D/3/40/2.10/3600/AXS/1/015023 | 10097 | 3 | 1 | 2556 | Axial | 89605 | 89571 | 225.82 | 27294 | 850 | VT03144U.1 | 1091 | 0.77 | C | 43.41 | 75.09 | 2025-03-19 | VerticalCompact-BCD_1x3 | 3684 | 623 | 1153 |  |  | 238.2 | 35 | 35 | 630 | EC motor | 5060 | 2 | no | no | D | D | Aluminum | 2025-01-02 | 4 | 3 | yes | piece | 1
GCVC PD 045.2/11-37 | GCVC PD | 045.2/11-37 | 4248863 | finoox | GCVC 045.2C/1x1-2526-1-D/6/32/2.10/900/EXS/1/015023 | 3239 | 1 | 1 | 2526 | Axial | 17791 | 17955 | 90.33 | 3312 | 900 | VT03007U.1 | 0.124 | 0.58 | B | 37.05 | 68.31 | 2025-06-07 | VerticalCompact-BCD_1x1 | 984 | 535 | 953 |  |  | 70.6 | 16 | 16 | 450 | EC motor | 5060 | 1 | no | no | C | D | Epoxy coated aluminum | 2025-01-02 | 12 | 6 | yes | piece | 1
GCVC PD 063.2/11-36 | GCVC PD | 063.2/11-36 | 4251014 | finoox | GCVC 063.2C/1x1-2554-2-D/6/32/2.10/900/AXS/1/015023 | 4525 | 1 | 1 | 2554 | Axial | 28067 | 28285 | 90.33 | 5775 | 750 | VT03144U.1 | 0.315 | 0.6 | C | 36.11 | 67.39 | 2025-08-07 | VerticalCompact-BCD_1x1 | 984 | 623 | 953 |  |  | 78 | 22 | 22 | 630 | EC motor | 5060 | 2 | no | no | C | D | Aluminum | 2025-01-02 | 12 | 6 | yes | piece | 1
GCVC PD 050.3/12-49 | GCVC PD | 050.3/12-49 | 6103213 | finoox | GCVC 050.3C/1x2-3617-X-D/3/32/2.10/1800/AXS/1/015023 | 3338 | 2 | 1 | 3617 | Axial | 45079 | 45156 | 90.33 | 15235 | 1260 | VT01524 | 1882 | 2025-04-04 | E | 48.51 | 79.9 | 8 | VerticalCompact-BCD_1x2 | 1884 | 596 | 953 |  |  | 120.3 | 28 | 28 | 500 | AC motor | 60 | X | no | no | C | D | Aluminum | 2025-01-02 | 6 | 3 | yes | piece | 1
GCVC PD 040.2/13-46 | GCVC PD | 040.2/13-46 | 4243806 | finoox | GCVC 040.2B/1x3-1734-W-D/3/24/2.10/2160/EXS/1/015023 | 3303 | 3 | 1 | 1734 | Axial | 32643 | 32703 | 81.3 | 10239 | 1310 | VT0605 | 0.588 | 0.85 | D | 46.44 | 77.81 | 2025-08-06 | VerticalCompact-BCD_1x3a | 2244 | 476 | 753 |  |  | 106.7 | 22 | 22 | 400 | AC motor | 50 | W | no | no | B | D | Epoxy coated aluminum | 2025-01-02 | 6 | 3 | yes | piece | 1
GCVC PD 045.2/14-54 | GCVC PD | 045.2/14-54 | 4249098 | finoox | GCVC 045.2C/1x4-2409-1-D/3/32/2.10/3600/AXS/1/015023 | 7621 | 4 | 1 | 2409 | Axial | 76398 | 76259 | 180.66 | 24505 | 1500 | VT03007U.1 | 2065 | 2025-02-02 | E | 53.85 | 85.47 | 2025-05-15 | VerticalCompact-BCD_1x4 | 3684 | 535 | 953 |  |  | 199.7 | 35 | 35 | 450 | EC motor | 5060 | 1 | no | no | C | D | Aluminum | 2025-01-02 | 4 | 3 | yes | piece | 1
GCVC PD 050.2/24-55 | GCVC PD | 050.2/24-55 | 4245682 | finoox | GCVC 050.2C/2x4-2559-2-D/4/64/2.10/3600/EXS/1/015023 | 23041 | 4 | 2 | 2559 | Axial | 196192 | 196317 | 481.75 | 56127 | 1330 | VT03013U.1 | 2025-04-01 | 2025-08-01 | D | 55.33 | 87.19 | 44 | VerticalCompact-BCD_2x4 | 3684 | 800 | 1761 |  |  | 465.9 | 54 | 54 | 500 | EC motor | 5060 | 2 | no | no | C | D | Epoxy coated aluminum | 2025-01-02 | 4 | 4 | yes | piece | 1
GCVC PD 035.2/11-37 | GCVC PD | 035.2/11-37 | 4243649 | finoox | GCVC 035.2A/1x1-2479-1-D/3/20/2.10/600/AXS/2/015023 | 1585 | 1 | 1 | 2479 | Axial | 8868 | 1995-08-01 | 18.82 | 2992 | 1475 | VT03133 | 0.159 | 1935-01-01 | D | 37.46 | 68.53 | 2025-07-01 | VerticalCompact-A_1x1 | 660 | 289 | 507 |  |  | 2025-04-16 | 16 | 16 | 350 | EC motor | 5060 | 1 | no | no | A | D | Aluminum | 2025-01-02 | 10 | 3 | yes | piece | 1
GCVC PD 050.2/13-44 | GCVC PD | 050.2/13-44 | 4249837 | finoox | GCVC 050.2C/1x3-2520-1-D/6/32/2.10/2700/EXS/1/015023 | 8375 | 3 | 1 | 2520 | Axial | 76.83 | 77194 | 270.99 | 15670 | 1070 | VT03011U.1 | 0.913 | 2025-04-01 | C | 43.83 | 75.34 | 2025-06-22 | VerticalCompact-BCD_1x3 | 2784 | 586 | 953 |  |  | 197.5 | 35 | 35 | 500 | EC motor | 5060 | 1 | no | no | C | D | Epoxy coated aluminum | 2025-01-02 | 6 | 6 | yes | piece | 1
GCVC PD 050.2/11-28 | GCVC PD | 050.2/11-28 | 4250266 | finoox | GCVC 050.2D/1x1-2513-1-D/6/40/2.10/1200/AXS/1/015023 | 3645 | 1 | 1 | 2513 | Axial | 20407 | 20586 | 150.55 | 3479 | 630 | VT03011U.1 | 0.066 | 0.37 | A+ | 28.18 | 59.55 | 2025-04-12 | VerticalCompact-BCD_1x1 | 1284 | 586 | 1153 |  |  | 103.3 | 16 | 16 | 500 | EC motor | 5060 | 1 | no | no | D | D | Aluminum | 2025-01-02 | 12 | 6 | yes | piece | 1
GCVC PD 045.2/11-47 | GCVC PD | 045.2/11-47 | 4243873 | finoox | GCVC 045.2B/1x1-2532-1-D/4/24/2.10/720/AXS/1/015023 | 2378 | 1 | 1 | 2532 | Axial | 16003 | 16165 | 36.13 | 4520 | 1350 | VT03007U.1 | 0.394 | 1965-01-01 | E | 46.7 | 77.88 | 2025-02-03 | VerticalCompact-BCD_1x1 | 804 | 535 | 753 |  |  | 45.6 | 16 | 16 | 450 | EC motor | 5060 | 1 | no | no | B | D | Aluminum | 2025-01-02 | 8 | 4 | yes | piece | 1
GCVC PD 063.2/13-60 | GCVC PD | 063.2/13-60 | 4252332 | finoox | GCVC 063.2D/1x3-2548-2-D/6/40/2.10/3600/AXS/1/015023 | 15172 | 3 | 1 | 2548 | Axial | 162987 | 163688 | 451.65 | 35349 | 1135 | VT03143U.1 | 4245 | 1937-02-01 | E | 60.38 | 92.06 | 39.4 | VerticalCompact-BCD_1x3 | 3684 | 611 | 1153 |  |  | 362 | 54 | 54 | 630 | EC motor | 5060 | 2 | no | no | D | D | Aluminum | 2025-01-02 | 4 | 6 | yes | piece | 1
GCVC PD 045.2/22-46 | GCVC PD | 045.2/22-46 | 4244553 | finoox | GCVC 045.2C/2x2-2528-1-D/4/64/2.10/1800/AXS/1/015023 | 8351 | 2 | 2 | 2528 | Axial | 72506 | 72576 | 240.88 | 16608 | 1050 | VT03007U.1 | 0.753 | 0.84 | C | 45.82 | 77.45 | 2025-07-21 | VerticalCompact-BCD_2x2 | 1884 | 800 | 1761 |  |  | 218.4 | 35 | 35 | 450 | EC motor | 5060 | 1 | no | no | C | D | Aluminum | 2025-01-02 | 8 | 4 | yes | piece | 1
GCVC PD 080.3/12-45 | GCVC PD | 080.3/12-45 | 6220177 | finoox | GCVC 080.3D/1x2-3563-2-D/3/40/2.10/2400/AXS/1/015023 | 9652 | 2 | 1 | 3563 | Axial | 69636 | 69069 | 150.55 | 24077 | 670 | VT01445U.3 | 1281 | 2015-01-01 | D | 44.65 | 76.17 | 2025-05-13 | VerticalCompact-BCD_1x2 | 2484 | 620 | 1153 |  |  | 207.8 | 35 | 35 | 800 | EC motor | 5060 | 2 | no | no | D | D | Aluminum | 2025-01-02 | 6 | 3 | yes | piece | 1
GCVC PD 040.2/11-42 | GCVC PD | 040.2/11-42 | 4243681 | finoox | GCVC 040.2A/1x1-1734-W-D/3/20/2.10/600/AXS/2/015023 | 1175 | 1 | 1 | 1734 | Axial | 8933 | 9016 | 18.82 | 3028 | 1310 | VT0605 | 0.206 | 0.85 | D | 41.97 | 73.04 | 2025-07-01 | VerticalCompact-A_1x1 | 660 | 288 | 507 |  |  | 2025-06-18 | 16 | 16 | 400 | AC motor | 50 | W | no | no | A | D | Aluminum | 2025-01-02 | 10 | 3 | yes | piece | 1
GCVC PD 045.2/23-56 | GCVC PD | 045.2/23-56 | 4244591 | finoox | GCVC 045.2C/2x3-0423-X-D/3/64/2.10/2700/EXS/1/015023 | 7918 | 3 | 2 | 423 | Axial | 117678 | 117779 | 270.99 | 37815 | 1460 | VT0326U | 3559 | 3 | E | 55.87 | 87.62 | 2025-01-25 | VerticalCompact-BCD_2x3 | 2784 | 800 | 1761 |  |  | 313.6 | 42 | 42 | 450 | AC motor | 60 | X | no | no | C | D | Epoxy coated aluminum | 2025-01-02 | 4 | 3 | yes | piece | 1
GCVC PD 080.2/21-38 | GCVC PD | 080.2/21-38 | 4248040 | finoox | GCVC 080.2D/2x1-2448-1-D/3/80/2.10/1200/EXS/1/015023 | 8123 | 1 | 2 | 2448 | Axial | 65811 | 65767 | 150.55 | 21841 | 630 | VT03061U.1 | 0.922 | 2025-01-02 | C | 38.14 | 69.79 | 2025-03-15 | VerticalCompact-BCD_2x1 | 1284 | 800 | 2161 |  |  | 177.9 | 35 | 35 | 800 | EC motor | 5060 | 1 | no | no | D | D | Epoxy coated aluminum | 2025-01-02 | 10 | 3 | yes | piece | 1
GCVC PD 050.2/12-38 | GCVC PD | 050.2/12-38 | 4249464 | finoox | GCVC 050.2C/1x2-2354-W-D/3/32/2.10/1800/AXS/1/015023 | 3303 | 2 | 1 | 2354 | Axial | 33225 | 33197 | 90.33 | 9606 | 865 | VT03093U | 0.416 | 0.97 | C | 37.55 | 68.94 | 2025-06-07 | VerticalCompact-BCD_1x2 | 1884 | 569 | 953 |  |  | 114.1 | 22 | 22 | 500 | AC motor | 50 | W | no | no | C | D | Aluminum | 2025-01-02 | 8 | 3 | yes | piece | 1
GCVC PD 080.2/13-46 | GCVC PD | 080.2/13-46 | 4252998 | finoox | GCVC 080.2D/1x3-2449-2-D/3/40/2.10/3600/AXS/1/015023 | 11450 | 3 | 1 | 2449 | Axial | 110883 | 110466 | 225.82 | 41149 | 770 | VT03060U.1 | 2523 | 2025-05-01 | D | 45.97 | 77.65 | 2025-01-20 | VerticalCompact-BCD_1x3 | 3684 | 613 | 1153 |  |  | 254.4 | 42 | 42 | 800 | EC motor | 5060 | 2 | no | no | D | D | Aluminum | 2025-01-02 | 4 | 3 | yes | piece | 1
GCVC PD 050.2/23-54 | GCVC PD | 050.2/23-54 | 4246225 | finoox | GCVC 050.2D/2x3-2347-D-D/3/80/2.10/3600/EXS/1/015023 | 12673 | 3 | 2 | 2347 | Axial | 168457 | 168.31 | 451.65 | 51207 | 1390 | VT03150U | 3828 | 1941-01-01 | D | 53.73 | 85.69 | 43.1 | VerticalCompact-BCD_2x3 | 3684 | 800 | 2161 |  |  | 457.7 | 54 | 54 | 500 | AC motor | 50 | D | no | no | D | D | Epoxy coated aluminum | 2025-01-02 | 4 | 3 | yes | piece | 1
GCVC PD 063.2/23-34 | GCVC PD | 063.2/23-34 | 4247803 | finoox | GCVC 063.2D/2x3-2398-I-D/4/80/2.10/3600/AXS/1/015023 | 16425 | 3 | 2 | 2398 | Axial | 133895 | 133912 | 602.19 | 28736 | 460 | VT01442 | 0.807 | 0.32 | B | 33.9 | 65.86 | 51.6 | VerticalCompact-BCD_2x3 | 3684 | 800 | 2161 |  |  | 493.5 | 42 | 42 | 630 | AC motor | 60 | I | no | no | D | D | Aluminum | 2025-01-02 | 6 | 4 | yes | piece | 1
GCVC PD 045.2/14-44 | GCVC PD | 045.2/14-44 | 4249135 | finoox | GCVC 045.2C/1x4-2527-1-D/4/32/2.10/3600/AXS/1/015023 | 8131 | 4 | 1 | 2527 | Axial | 68.7 | 69014 | 240.88 | 15382 | 975 | VT03007U.1 | 0.612 | 0.68 | C | 44.22 | 75.84 | 2025-02-20 | VerticalCompact-BCD_1x4 | 3684 | 535 | 953 |  |  | 217 | 35 | 35 | 450 | EC motor | 5060 | 1 | no | no | C | D | Aluminum | 2025-01-02 | 4 | 4 | yes | piece | 1
GCVC PD 050.2/21-50 | GCVC PD | 050.2/21-50 | 4244975 | finoox | GCVC 050.2C/2x1-2559-2-D/6/64/2.10/900/EXS/1/015023 | 7414 | 1 | 2 | 2559 | Axial | 59997 | 60.4 | 180.66 | 13038 | 1330 | VT03013U.1 | 1097 | 2025-08-01 | D | 49.62 | 81.13 | 2025-03-16 | VerticalCompact-BCD_2x1 | 984 | 800 | 1761 |  |  | 154.5 | 28 | 28 | 500 | EC motor | 5060 | 2 | no | no | C | D | Epoxy coated aluminum | 2025-01-02 | 12 | 6 | yes | piece | 1
GCVC PD 045.2/22-49 | GCVC PD | 045.2/22-49 | 4244566 | finoox | GCVC 045.2C/2x2-2530-1-D/6/64/2.10/1800/AXS/1/015023 | 9496 | 2 | 2 | 2530 | Axial | 93521 | 94097 | 361.32 | 17928 | 1200 | VT03007U.1 | 1119 | 2025-01-01 | C | 48.87 | 80.5 | 31.2 | VerticalCompact-BCD_2x2 | 1884 | 800 | 1761 |  |  | 253.8 | 35 | 35 | 450 | EC motor | 5060 | 1 | no | no | C | D | Aluminum | 2025-01-02 | 8 | 6 | yes | piece | 1
GCVC PD 045.2/24-41 | GCVC PD | 045.2/24-41 | 4244709 | finoox | GCVC 045.2C/2x4-2524-1-D/4/64/2.10/3600/AXS/1/015023 | 15189 | 4 | 2 | 2524 | Axial | 108293 | 108277 | 481.75 | 23440 | 750 | VT03007U.1 | 0.605 | 0.37 | A | 41.3 | 73.16 | 41.4 | VerticalCompact-BCD_2x4 | 3684 | 800 | 1761 |  |  | 410.2 | 42 | 42 | 450 | EC motor | 5060 | 1 | no | no | C | D | Aluminum | 2025-01-02 | 6 | 4 | yes | piece | 1
GCVC PD 063.2/21-31 | GCVC PD | 063.2/21-31 | 4246553 | finoox | GCVC 063.2C/2x1-2508-1-D/3/64/2.10/900/EXS/1/015023 | 6923 | 1 | 2 | 2508 | Axial | 33.05 | 33186 | 90.33 | 9768 | 615 | VT03145U.1 | 0.247 | 0.65 | B | 31.4 | 62.91 | 2025-03-08 | VerticalCompact-BCD_2x1 | 984 | 800 | 1761 |  |  | 119.5 | 22 | 22 | 630 | EC motor | 5060 | 1 | no | no | C | D | Epoxy coated aluminum | 2025-01-02 | 8 | 3 | yes | piece | 1
GCVC PD 063.2/21-63 | GCVC PD | 063.2/21-63 | 4246587 | finoox | GCVC 063.2C/2x1-2550-2-D/4/64/2.10/900/AXS/1/015023 | 9359 | 1 | 2 | 2550 | Axial | 71313 | 71.94 | 120.44 | 23625 | 1285 | VT03143U.1 | 4229 | 2026-03-01 | E | 62.78 | 94.29 | 2025-05-12 | VerticalCompact-BCD_2x1 | 984 | 800 | 1761 |  |  | 174.8 | 35 | 35 | 630 | EC motor | 5060 | 2 | no | no | C | D | Aluminum | 2025-01-02 | 8 | 4 | yes | piece | 1
GCVC PD 063.2/22-24 | GCVC PD | 063.2/22-24 | 4246710 | finoox | GCVC 063.2C/2x2-2500-1-D/6/64/2.10/1800/AXS/1/015023 | 13217 | 2 | 2 | 2500 | Axial | 44275 | 44594 | 361.32 | 7416 | 310 | VT03145U.1 | 0.104 | 0.13 | A+ | 2025-05-24 | 55.68 | 2025-01-30 | VerticalCompact-BCD_2x2 | 1884 | 800 | 1761 |  |  | 263.1 | 28 | 28 | 630 | EC motor | 5060 | 1 | no | no | C | D | Aluminum | 2025-01-02 | 12 | 6 | yes | piece | 1
GCVC PD 050.2/22-34 | GCVC PD | 050.2/22-34 | 4246101 | finoox | GCVC 050.2D/2x2-2513-1-D/6/80/2.10/2400/EXS/1/015023 | 13887 | 2 | 2 | 2513 | Axial | 81416 | 81719 | 602.19 | 13918 | 630 | VT03011U.1 | 0.263 | 0.37 | A+ | 33.76 | 65.57 | 50.5 | VerticalCompact-BCD_2x2 | 2484 | 800 | 2161 |  |  | 379.9 | 35 | 35 | 500 | EC motor | 5060 | 1 | no | no | D | D | Epoxy coated aluminum | 2025-01-02 | 10 | 6 | yes | piece | 1
GCVC PD 063.2/24-36 | GCVC PD | 063.2/24-36 | 4247155 | finoox | GCVC 063.2C/2x4-2505-1-D/6/64/2.10/3600/EXS/1/015023 | 25942 | 4 | 2 | 2505 | Axial | 137932 | 138472 | 722.63 | 25341 | 500 | VT03145U.1 | 0.611 | 0.39 | A | 36.43 | 68.29 | 60.1 | VerticalCompact-BCD_2x4 | 3684 | 800 | 1761 |  |  | 501.9 | 42 | 42 | 630 | EC motor | 5060 | 1 | no | no | C | D | Epoxy coated aluminum | 2025-01-02 | 6 | 6 | yes | piece | 1
GCVC PD 080.2/22-45 | GCVC PD | 080.2/22-45 | 4248468 | finoox | GCVC 080.2D/2x2-2545-2-D/3/80/2.10/2400/EXS/1/015023 | 18648 | 2 | 2 | 2545 | Axial | 135432 | 135116 | 301.1 | 49052 | 695 | VT03060U.1 | 2474 | 2015-01-01 | D | 44.86 | 76.66 | 2025-04-28 | VerticalCompact-BCD_2x2 | 2484 | 800 | 2161 |  |  | 333.3 | 42 | 42 | 800 | EC motor | 5060 | 2 | no | no | D | D | Epoxy coated aluminum | 2025-01-02 | 6 | 3 | yes | piece | 1
GCVC PD 080.3/21-50 | GCVC PD | 080.3/21-50 | 6095707 | finoox | GCVC 080.3D/2x1-3562-2-D/3/80/2.10/1200/AXS/1/015023 | 10030 | 1 | 2 | 3562 | Axial | 81664 | 81919 | 150.55 | 29243 | 800 | VT01445U.3 | 2131 | 1985-01-01 | E | 49.69 | 81.34 | 2025-04-15 | VerticalCompact-BCD_2x1 | 1284 | 800 | 2161 |  |  | 218.9 | 35 | 35 | 800 | EC motor | 5060 | 2 | no | no | D | D | Aluminum | 2025-01-02 | 8 | 3 | yes | piece | 1
GCVC PD 080.2/23-61 | GCVC PD | 080.2/23-61 | 4248544 | finoox | GCVC 080.2D/2x3-1656-2-D/6/80/2.10/3600/AXS/1/015023 | 36167 | 3 | 2 | 1656 | Axial | 393 | 394051 | 903.29 | 95005 | 1000 | VT03059U.2 | 13641 | 2025-02-03 | E | 60.79 | 92.76 | 86.5 | VerticalCompact-BCD_2x3 | 3684 | 800 | 2161 |  |  | 688.4 | 76.1 | 76.1 | 800 | EC motor | 5060 | 2 | no | no | D | D | Aluminum | 2025-01-02 | 4 | 6 | yes | piece | 1
GCVC PD 050.2/13-40 | GCVC PD | 050.2/13-40 | 4250609 | finoox | GCVC 050.2D/1x3-2332-D-D/3/40/2.10/3600/EXS/1/015023 | 6456 | 3 | 1 | 2332 | Axial | 64793 | 64775 | 225.82 | 16716 | 850 | VT01435 | 0.738 | 0.74 | C | 40.33 | 72.01 | 2025-03-19 | VerticalCompact-BCD_1x3 | 3684 | 596 | 1153 |  |  | 237.9 | 35 | 35 | 500 | AC motor | 50 | D | no | no | D | D | Epoxy coated aluminum | 2025-01-02 | 4 | 3 | yes | piece | 1
GCVC PD 050.2/11-45 | GCVC PD | 050.2/11-45 | 4249221 | finoox | GCVC 050.2C/1x1-2349-I-D/4/32/2.10/900/EXS/1/015023 | 2374 | 1 | 1 | 2349 | Axial | 28127 | 28319 | 60.22 | 8418 | 1590 | VT03150U | 0.888 | 2025-07-01 | E | 44.96 | 76.23 | 2025-04-05 | VerticalCompact-BCD_1x1 | 984 | 569 | 953 |  |  | 68.8 | 22 | 22 | 500 | AC motor | 60 | I | no | no | C | D | Epoxy coated aluminum | 2025-01-02 | 8 | 4 | yes | piece | 1
GCVC PD 050.2/23-48 | GCVC PD | 050.2/23-48 | 4245316 | finoox | GCVC 050.2C/2x3-2386-K-D/3/64/2.10/2700/AXS/1/015023 | 9149 | 3 | 2 | 2386 | Axial | 115.43 | 115597 | 270.99 | 34763 | 910 | VT01435 | 2454 | 0.92 | D | 47.52 | 79.27 | 2025-01-25 | VerticalCompact-BCD_2x3 | 2784 | 800 | 1761 |  |  | 331.3 | 42 | 42 | 500 | AC motor | 60 | K | no | no | C | D | Aluminum | 2025-01-02 | 4 | 3 | yes | piece | 1
GCVC PD 050.2/21-41 | GCVC PD | 050.2/21-41 | 4244836 | finoox | GCVC 050.2C/2x1-2384-I-D/4/64/2.10/900/EXS/1/015023 | 4397 | 1 | 2 | 2384 | Axial | 39.87 | 40062 | 120.44 | 9955 | 790 | VT01435 | 0.739 | 0.88 | D | 41.16 | 72.67 | 2025-07-10 | VerticalCompact-BCD_2x1 | 984 | 800 | 1761 |  |  | 136.4 | 22 | 22 | 500 | AC motor | 60 | I | no | no | C | D | Epoxy coated aluminum | 2025-01-02 | 8 | 4 | yes | piece | 1
GCVC PD 063.2/11-49 | GCVC PD | 063.2/11-49 | 4250843 | finoox | GCVC 063.2C/1x1-2357-S-D/3/32/2.10/900/EXS/1/015023 | 3688 | 1 | 1 | 2357 | Axial | 25441 | 25593 | 45.16 | 10127 | 1040 | VT01441 | 1558 | 3 | E | 49.25 | 80.52 | 4 | VerticalCompact-BCD_1x1 | 984 | 606 | 953 |  |  | 82.8 | 18 | 18 | 630 | AC motor | 50 | S | no | no | C | D | Epoxy coated aluminum | 2025-01-02 | 8 | 3 | yes | piece | 1
GCVC PD 050.2/14-24 | GCVC PD | 050.2/14-24 | 4249981 | finoox | GCVC 050.2C/1x4-2389-J-D/3/32/2.10/3600/EXS/1/015023 | 6307 | 4 | 1 | 2389 | Axial | 40711 | 40624 | 180.66 | 10036 | 450 | VT01437 | 0.328 | 0.17 | B | 2025-09-23 | 55.52 | 2025-09-14 | VerticalCompact-BCD_1x4 | 3684 | 596 | 953 |  |  | 214.4 | 28 | 28 | 500 | AC motor | 60 | J | no | no | C | D | Epoxy coated aluminum | 2025-01-02 | 6 | 3 | yes | piece | 1
GCVC PD 050.2/23-53 | GCVC PD | 050.2/23-53 | 4246224 | finoox | GCVC 050.2D/2x3-2347-D-D/6/80/2.10/3600/AXS/1/015023 | 16495 | 3 | 2 | 2347 | Axial | 249067 | 250488 | 903.29 | 48562 | 1390 | VT03150U | 3974 | 1941-01-01 | D | 52.92 | 84.88 | 78.2 | VerticalCompact-BCD_2x3 | 3684 | 800 | 2161 |  |  | 591.3 | 54 | 54 | 500 | AC motor | 50 | D | no | no | D | D | Aluminum | 2025-01-02 | 4 | 6 | yes | piece | 1
GCVC PD 050.2/12-49 | GCVC PD | 050.2/12-49 | 4250393 | finoox | GCVC 050.2D/1x2-2347-D-D/3/40/2.10/2400/EXS/1/015023 | 4397 | 2 | 1 | 2347 | Axial | 56103 | 56037 | 150.55 | 17069 | 1390 | VT03150U | 1276 | 1941-01-01 | D | 49.39 | 80.92 | 2025-09-12 | VerticalCompact-BCD_1x2 | 2484 | 569 | 1153 |  |  | 161.1 | 28 | 28 | 500 | AC motor | 50 | D | no | no | D | D | Epoxy coated aluminum | 2025-01-02 | 6 | 3 | yes | piece | 1
GCVC PD 063.2/13-31 | GCVC PD | 063.2/13-31 | 4252211 | finoox | GCVC 063.2D/1x3-2398-I-D/4/40/2.10/3600/AXS/1/015023 | 8301 | 3 | 1 | 2398 | Axial | 69205 | 69379 | 301.1 | 14368 | 460 | VT01442 | 0.404 | 0.32 | B | 31.17 | 62.85 | 2025-02-25 | VerticalCompact-BCD_1x3 | 3684 | 598 | 1153 |  |  | 257.5 | 35 | 35 | 630 | AC motor | 60 | I | no | no | D | D | Aluminum | 2025-01-02 | 4 | 4 | yes | piece | 1
GCVC PD 045.2/11-45 | GCVC PD | 045.2/11-45 | 4243834 | finoox | GCVC 045.2B/1x1-2419-1-D/3/24/2.10/720/EXS/1/015023 | 2429 | 1 | 1 | 2419 | Axial | 13412 | 13518 | 2025-01-27 | 4932 | 1350 | VT03007U.1 | 0.384 | 1965-01-01 | E | 45.01 | 76.19 | 2025-04-02 | VerticalCompact-BCD_1x1 | 804 | 535 | 753 |  |  | 42.4 | 16 | 16 | 450 | EC motor | 5060 | 1 | no | no | B | D | Epoxy coated aluminum | 2025-01-02 | 8 | 3 | yes | piece | 1
GCVC PD 035.2/11-29 | GCVC PD | 035.2/11-29 | 4243644 | finoox | GCVC 035.2A/1x1-2345-X-D/2/20/2.10/600/AXS/2/015023 | 940 | 1 | 1 | 2345 | Axial | 5141 | 5171 | 1955-12-01 | 1980 | 1020 | VT03149U | 0.091 | 0.42 | D | 28.96 | 60.04 | 2025-02-01 | VerticalCompact-A_1x1 | 660 | 326 | 507 |  |  | 2025-03-14 | 16 | 16 | 350 | AC motor | 60 | X | no | no | A | D | Aluminum | 2025-01-02 | 10 | 2 | yes | piece | 1
GCVC PD 050.2/12-57 | GCVC PD | 050.2/12-57 | 4250478 | finoox | GCVC 050.2D/1x2-2410-2-D/4/40/2.10/2400/EXS/1/015023 | 6854 | 2 | 1 | 2410 | Axial | 75553 | 75.57 | 200.73 | 20637 | 1770 | VT03013U.1 | 2319 | 2025-01-02 | E | 56.92 | 88.44 | 2025-05-17 | VerticalCompact-BCD_1x2 | 2484 | 607 | 1153 |  |  | 176.2 | 35 | 35 | 500 | EC motor | 5060 | 2 | no | no | D | D | Epoxy coated aluminum | 2025-01-02 | 6 | 4 | yes | piece | 1
GCVC PD 063.2/13-66 | GCVC PD | 063.2/13-66 | 4252235 | finoox | GCVC 063.2D/1x3-2412-2-D/4/40/2.10/3600/AXS/1/015023 | 13434 | 3 | 1 | 2412 | Axial | 154367 | 153254 | 301.1 | 51457 | 1510 | VT03143U.1 | 9619 | 5 | E | 65.81 | 97.49 | 2025-07-27 | VerticalCompact-BCD_1x3 | 3684 | 611 | 1153 |  |  | 318.6 | 54 | 54 | 630 | EC motor | 5060 | 2 | no | no | D | D | Aluminum | 2025-01-02 | 4 | 4 | yes | piece | 1
GCVC PD 045.2/11-40 | GCVC PD | 045.2/11-40 | 4243853 | finoox | GCVC 045.2B/1x1-2527-1-D/4/24/2.10/720/AXS/1/015023 | 2371 | 1 | 1 | 2527 | Axial | 12733 | 12826 | 36.13 | 3185 | 975 | VT03007U.1 | 0.155 | 0.68 | C | 39.87 | 71.05 | 2025-02-03 | VerticalCompact-BCD_1x1 | 804 | 535 | 753 |  |  | 45.6 | 16 | 16 | 450 | EC motor | 5060 | 1 | no | no | B | D | Aluminum | 2025-01-02 | 12 | 4 | yes | piece | 1
GCVC PD 063.2/23-37 | GCVC PD | 063.2/23-37 | 4247905 | finoox | GCVC 063.2D/2x3-2510-1-D/4/80/2.10/3600/AXS/1/015023 | 20401 | 3 | 2 | 2510 | Axial | 171338 | 171981 | 602.19 | 38261 | 695 | VT03145U.1 | 0.931 | 0.9 | A | 37.17 | 69.13 | 54.8 | VerticalCompact-BCD_2x3 | 3684 | 800 | 2161 |  |  | 479.3 | 54 | 54 | 630 | EC motor | 5060 | 1 | no | no | D | D | Aluminum | 2025-01-02 | 4 | 4 | yes | piece | 1
GCVC PD 045.2/22-49 | GCVC PD | 045.2/22-49 | 4244564 | finoox | GCVC 045.2C/2x2-2530-1-D/3/64/2.10/1800/AXS/1/015023 | 7860 | 2 | 2 | 2530 | Axial | 67178 | 67119 | 180.66 | 19567 | 1200 | VT03007U.1 | 1089 | 2025-01-01 | D | 48.78 | 80.41 | 2025-09-16 | VerticalCompact-BCD_2x2 | 1884 | 800 | 1761 |  |  | 200.9 | 35 | 35 | 450 | EC motor | 5060 | 1 | no | no | C | D | Aluminum | 2025-01-02 | 8 | 3 | yes | piece | 1
GCVC PD 080.2/13-50 | GCVC PD | 080.2/13-50 | 4253112 | finoox | GCVC 080.2D/1x3-2538-2-D/3/40/2.10/3600/AXS/1/015023 | 12909 | 3 | 1 | 2538 | Axial | 112705 | 112.17 | 225.82 | 42617 | 800 | VT03059U.2 | 2957 | 1989-01-01 | D | 49.84 | 81.53 | 2025-01-20 | VerticalCompact-BCD_1x3 | 3684 | 650 | 1153 |  |  | 279 | 42 | 42 | 800 | EC motor | 5060 | 2 | no | no | D | D | Aluminum | 2025-01-02 | 4 | 3 | yes | piece | 1
GCVC PD 080.2/12-41 | GCVC PD | 080.2/12-41 | 4252872 | finoox | GCVC 080.2D/1x2-2544-2-D/3/40/2.10/2400/EXS/1/015023 | 8410 | 2 | 1 | 2544 | Axial | 65776 | 65638 | 150.55 | 23079 | 655 | VT03060U.1 | 2025-04-01 | 2025-05-01 | D | 40.92 | 72.45 | 2025-05-13 | VerticalCompact-BCD_1x2 | 2484 | 613 | 1153 |  |  | 172.6 | 35 | 35 | 800 | EC motor | 5060 | 2 | no | no | D | D | Epoxy coated aluminum | 2025-01-02 | 6 | 3 | yes | piece | 1
GCVC PD 080.3/13-60 | GCVC PD | 080.3/13-60 | 6207720 | finoox | GCVC 080.3D/1x3-3557-2-D/4/40/2.10/3600/AXS/1/015023 | 14763 | 3 | 1 | 3557 | Axial | 162613 | 161265 | 301.1 | 58145 | 1100 | VT01445U.3 | 8299 | 2025-02-04 | E | 60.23 | 91.91 | 2025-07-27 | VerticalCompact-BCD_1x3 | 3684 | 620 | 1153 |  |  | 332.1 | 54 | 54 | 800 | EC motor | 5060 | 2 | no | no | D | D | Aluminum | 2025-01-02 | 4 | 4 | yes | piece | 1
GCVC PD 050.2/21-33 | GCVC PD | 050.2/21-33 | 4245732 | finoox | GCVC 050.2D/2x1-2336-D-D/6/80/2.10/1200/AXS/1/015023 | 6224 | 1 | 2 | 2336 | Axial | 44634 | 45028 | 301.1 | 7718 | 660 | VT01437 | 0.247 | 0.33 | B | 33.27 | 64.92 | 2025-01-26 | VerticalCompact-BCD_2x1 | 1284 | 800 | 2161 |  |  | 212.9 | 28 | 28 | 500 | AC motor | 50 | D | no | no | D | D | Aluminum | 2025-01-02 | 10 | 6 | yes | piece | 1
GCVC PD 063.2/12-28 | GCVC PD | 063.2/12-28 | 4251923 | finoox | GCVC 063.2D/1x2-2358-D-D/4/40/2.10/2400/AXS/1/015023 | 5996 | 2 | 1 | 2358 | Axial | 41882 | 41938 | 200.73 | 8606 | 430 | VT01442 | 0.228 | 0.32 | A | 2025-08-28 | 59.61 | 2025-08-16 | VerticalCompact-BCD_1x2 | 2484 | 598 | 1153 |  |  | 174.9 | 28 | 28 | 630 | AC motor | 50 | D | no | no | D | D | Aluminum | 2025-01-02 | 8 | 4 | yes | piece | 1
GCVC PD 050.2/11-33 | GCVC PD | 050.2/11-33 | 4249230 | finoox | GCVC 050.2C/1x1-2354-W-D/6/32/2.10/900/AXS/1/015023 | 2551 | 1 | 1 | 2354 | Axial | 21729 | 21.93 | 90.33 | 4162 | 865 | VT03093U | 0.218 | 0.97 | C | 33.45 | 64.72 | 2025-07-07 | VerticalCompact-BCD_1x1 | 984 | 569 | 953 |  |  | 75.5 | 18 | 18 | 500 | AC motor | 50 | W | no | no | C | D | Aluminum | 2025-01-02 | 12 | 6 | yes | piece | 1
GCVC PD 050.2/21-32 | GCVC PD | 050.2/21-32 | 4244855 | finoox | GCVC 050.2C/2x1-2387-L-D/6/64/2.10/900/EXS/1/015023 | 5158 | 1 | 2 | 2387 | Axial | 30606 | 30875 | 180.66 | 5522 | 500 | VT01435 | 0.356 | 0.37 | C | 31.54 | 63.05 | 2025-06-15 | VerticalCompact-BCD_2x1 | 984 | 800 | 1761 |  |  | 154.1 | 22 | 22 | 500 | AC motor | 60 | L | no | no | C | D | Epoxy coated aluminum | 2025-01-02 | 12 | 6 | yes | piece | 1
GCVC PD 063.2/11-41 | GCVC PD | 063.2/11-41 | 4251753 | finoox | GCVC 063.2D/1x1-2413-2-D/6/40/2.10/1200/EXS/1/015023 | 5593 | 1 | 1 | 2413 | Axial | 47098 | 47357 | 150.55 | 9869 | 1000 | VT03144U.1 | 0.632 | 2025-01-01 | C | 40.95 | 72.32 | 2025-01-13 | VerticalCompact-BCD_1x1 | 1284 | 623 | 1153 |  |  | 109.9 | 28 | 28 | 630 | EC motor | 5060 | 2 | no | no | D | D | Epoxy coated aluminum | 2025-01-02 | 10 | 6 | yes | piece | 1
GCVC PD 050.2/14-26 | GCVC PD | 050.2/14-26 | 4249995 | finoox | GCVC 050.2C/1x4-2391-L-D/6/32/2.10/3600/EXS/1/015023 | 8349 | 4 | 1 | 2391 | Axial | 57314 | 57.64 | 361.32 | 10071 | 520 | VT01437 | 0.418 | 0.18 | B | 26.48 | 58.11 | 29 | VerticalCompact-BCD_1x4 | 3684 | 596 | 953 |  |  | 266.4 | 28 | 28 | 500 | AC motor | 60 | L | no | no | C | D | Epoxy coated aluminum | 2025-01-02 | 6 | 6 | yes | piece | 1
GCVC PD 045.2/12-43 | GCVC PD | 045.2/12-43 | 4243913 | finoox | GCVC 045.2B/1x2-2527-1-D/4/24/2.10/1440/AXS/1/015023 | 3979 | 2 | 1 | 2527 | Axial | 25989 | 26103 | 72.26 | 6371 | 975 | VT03007U.1 | 0.31 | 0.68 | C | 42.78 | 74.06 | 2025-01-06 | VerticalCompact-BCD_1x2 | 1524 | 535 | 753 |  |  | 81.6 | 22 | 22 | 450 | EC motor | 5060 | 1 | no | no | B | D | Aluminum | 2025-01-02 | 8 | 4 | yes | piece | 1
GCVC PD 080.2/13-18 | GCVC PD | 080.2/13-18 | 4253047 | finoox | GCVC 080.2D/1x3-2489-1-D/4/40/2.10/3600/EXS/1/015023 | 11093 | 3 | 1 | 2489 | Axial | 49683 | 49765 | 301.1 | 9803 | 220 | VT03062U.1 | 0.091 | 0.15 | A+ | 17.51 | 49.19 | 2025-05-24 | VerticalCompact-BCD_1x3 | 3684 | 608 | 1153 |  |  | 263.5 | 28 | 28 | 800 | EC motor | 5060 | 1 | no | no | D | D | Epoxy coated aluminum | 2025-01-02 | 6 | 4 | yes | piece | 1
GCVC PD 063.2/21-27 | GCVC PD | 063.2/21-27 | 4247391 | finoox | GCVC 063.2D/2x1-2506-1-D/3/80/2.10/1200/EXS/1/015023 | 7905 | 1 | 2 | 2506 | Axial | 40436 | 40465 | 150.55 | 10169 | 540 | VT03145U.1 | 0.154 | 0.45 | A+ | 2025-03-27 | 58.95 | 2025-02-13 | VerticalCompact-BCD_2x1 | 1284 | 800 | 2161 |  |  | 162.9 | 22 | 22 | 630 | EC motor | 5060 | 1 | no | no | D | D | Epoxy coated aluminum | 2025-01-02 | 10 | 3 | yes | piece | 1
GCVC PD 063.2/11-38 | GCVC PD | 063.2/11-38 | 4251033 | finoox | GCVC 063.2C/1x1-2557-2-D/3/32/2.10/900/EXS/1/015023 | 4073 | 1 | 1 | 2557 | Axial | 22964 | 23089 | 45.16 | 8380 | 900 | VT03144U.1 | 0.485 | 0.85 | D | 38.24 | 69.51 | 4 | VerticalCompact-BCD_1x1 | 984 | 623 | 953 |  |  | 64.4 | 18 | 18 | 630 | EC motor | 5060 | 2 | no | no | C | D | Epoxy coated aluminum | 2025-01-02 | 8 | 3 | yes | piece | 1
GCVC PD 045.2/12-50 | GCVC PD | 045.2/12-50 | 4248994 | finoox | GCVC 045.2C/1x2-2533-1-D/4/32/2.10/1800/EXS/1/015023 | 4910 | 2 | 1 | 2533 | Axial | 43455 | 43477 | 120.44 | 11384 | 1425 | VT03007U.1 | 0.906 | 2025-09-01 | D | 49.69 | 81.08 | 2025-04-10 | VerticalCompact-BCD_1x2 | 1884 | 535 | 953 |  |  | 113.7 | 28 | 28 | 450 | EC motor | 5060 | 1 | no | no | C | D | Epoxy coated aluminum | 2025-01-02 | 8 | 4 | yes | piece | 1
GCVC PD 063.2/21-39 | GCVC PD | 063.2/21-39 | 4247474 | finoox | GCVC 063.2D/2x1-2555-2-D/6/80/2.10/1200/AXS/1/015023 | 10019 | 1 | 2 | 2555 | Axial | 80459 | 81001 | 301.1 | 15626 | 800 | VT03144U.1 | 0.663 | 0.69 | B | 38.7 | 70.35 | 2025-04-27 | VerticalCompact-BCD_2x1 | 1284 | 800 | 2161 |  |  | 219.7 | 35 | 35 | 630 | EC motor | 5060 | 2 | no | no | D | D | Aluminum | 2025-01-02 | 10 | 6 | yes | piece | 1
GCVC PD 050.2/13-56 | GCVC PD | 050.2/13-56 | 4250826 | finoox | GCVC 050.2D/1x3-2562-2-D/4/40/2.10/3600/EXS/1/015023 | 10598 | 3 | 1 | 2562 | Axial | 107397 | 107492 | 301.1 | 27812 | 1595 | VT03013U.1 | 2549 | 1965-01-01 | D | 56.2 | 87.89 | 26 | VerticalCompact-BCD_1x3 | 3684 | 607 | 1153 |  |  | 259.9 | 42 | 42 | 500 | EC motor | 5060 | 2 | no | no | D | D | Epoxy coated aluminum | 2025-01-02 | 4 | 4 | yes | piece | 1
GCVC PD 050.2/24-60 | GCVC PD | 050.2/24-60 | 4245704 | finoox | GCVC 050.2C/2x4-2563-2-D/6/64/2.10/3600/AXS/1/015023 | 24783 | 4 | 2 | 2563 | Axial | 291366 | 291408 | 722.63 | 66944 | 1680 | VT03013U.1 | 8787 | 1975-01-01 | E | 60.39 | 92.25 | 65.4 | VerticalCompact-BCD_2x4 | 3684 | 800 | 1761 |  |  | 541.3 | 64 | 64 | 500 | EC motor | 5060 | 2 | no | no | C | D | Aluminum | 2025-01-02 | 4 | 6 | yes | piece | 1
GCVC PD 063.2/21-15 | GCVC PD | 063.2/21-15 | 4247355 | finoox | GCVC 063.2D/2x1-2500-1-D/3/80/2.10/1200/EXS/1/015023 | 7904 | 1 | 2 | 2500 | Axial | 26105 | 26136 | 150.55 | 5685 | 310 | VT03145U.1 | 0.046 | 0.13 | A+ | 2025-01-15 | 46.75 | 2025-08-12 | VerticalCompact-BCD_2x1 | 1284 | 800 | 2161 |  |  | 161.6 | 18 | 18 | 630 | EC motor | 5060 | 1 | no | no | D | D | Epoxy coated aluminum | 2025-01-02 | 10 | 3 | yes | piece | 1
GCVC PD 063.2/11-18 | GCVC PD | 063.2/11-18 | 4250920 | finoox | GCVC 063.2C/1x1-2501-1-D/4/32/2.10/900/EXS/1/015023 | 3896 | 1 | 1 | 2501 | Axial | 11676 | 11743 | 60.22 | 2444 | 345 | VT03145U.1 | 0.032 | 0.15 | A+ | 18 | 49.27 | 2025-01-05 | VerticalCompact-BCD_1x1 | 984 | 615 | 953 |  |  | 64.5 | 16 | 16 | 630 | EC motor | 5060 | 1 | no | no | C | D | Epoxy coated aluminum | 2025-01-02 | 8 | 4 | yes | piece | 1
GCVC PD 050.2/22-36 | GCVC PD | 050.2/22-36 | 4246103 | finoox | GCVC 050.2D/2x2-2514-1-D/4/80/2.10/2400/AXS/1/015023 | 10910 | 2 | 2 | 2514 | Axial | 79091 | 79216 | 401.46 | 15960 | 695 | VT03011U.1 | 0.326 | 0.47 | A+ | 36.21 | 68.01 | 34.8 | VerticalCompact-BCD_2x2 | 2484 | 800 | 2161 |  |  | 319.5 | 35 | 35 | 500 | EC motor | 5060 | 1 | no | no | D | D | Aluminum | 2025-01-02 | 8 | 4 | yes | piece | 1
GCVC PD 045.2/11-40 | GCVC PD | 045.2/11-40 | 4248871 | finoox | GCVC 045.2C/1x1-2528-1-D/4/32/2.10/900/AXS/1/015023 | 2722 | 1 | 1 | 2528 | Axial | 17942 | 18025 | 60.22 | 4152 | 1050 | VT03007U.1 | 0.188 | 0.84 | C | 40.17 | 71.43 | 2025-01-05 | VerticalCompact-BCD_1x1 | 984 | 535 | 953 |  |  | 61.9 | 16 | 16 | 450 | EC motor | 5060 | 1 | no | no | C | D | Aluminum | 2025-01-02 | 8 | 4 | yes | piece | 1
GCVC PD 045.2/11-43 | GCVC PD | 045.2/11-43 | 4243863 | finoox | GCVC 045.2B/1x1-2529-1-D/4/24/2.10/720/EXS/1/015023 | 2472 | 1 | 1 | 2529 | Axial | 13658 | 13.77 | 36.13 | 3716 | 1125 | VT03007U.1 | 0.233 | 1 | D | 42.87 | 74.05 | 2025-02-03 | VerticalCompact-BCD_1x1 | 804 | 535 | 753 |  |  | 45.6 | 16 | 16 | 450 | EC motor | 5060 | 1 | no | no | B | D | Epoxy coated aluminum | 2025-01-02 | 8 | 4 | yes | piece | 1
GCVC PD 080.2/11-44 | GCVC PD | 080.2/11-44 | 4252558 | finoox | GCVC 080.2D/1x1-2537-2-D/3/40/2.10/1200/AXS/1/015023 | 5279 | 1 | 1 | 2537 | Axial | 38676 | 38791 | 75.27 | 13255 | 750 | VT03059U.2 | 0.815 | 2025-05-01 | D | 44.02 | 75.4 | 2025-06-06 | VerticalCompact-BCD_1x1 | 1284 | 650 | 1153 |  |  | 100.5 | 22 | 22 | 800 | EC motor | 5060 | 2 | no | no | D | D | Aluminum | 2025-01-02 | 8 | 3 | yes | piece | 1
GCVC PD 050.2/23-36 | GCVC PD | 050.2/23-36 | 4246208 | finoox | GCVC 050.2D/2x3-2333-S-D/4/80/2.10/3600/EXS/1/015023 | 14039 | 3 | 2 | 2333 | Axial | 111622 | 111691 | 602.19 | 22724 | 530 | VT01435 | 0.887 | 0.35 | B | 35.96 | 67.92 | 51.6 | VerticalCompact-BCD_2x3 | 3684 | 800 | 2161 |  |  | 497.6 | 42 | 42 | 500 | AC motor | 50 | S | no | no | D | D | Epoxy coated aluminum | 2025-01-02 | 6 | 4 | yes | piece | 1
GCVC PD 050.2/12-27 | GCVC PD | 050.2/12-27 | 4244153 | finoox | GCVC 050.2B/1x2-2337-S-D/4/24/2.10/1440/EXS/1/015023 | 3004 | 2 | 1 | 2337 | Axial | 19.21 | 19254 | 72.26 | 4286 | 510 | VT01437 | 0.166 | 0.16 | C | 26.64 | 57.93 | 2025-09-05 | VerticalCompact-BCD_1x2 | 1524 | 596 | 753 |  |  | 89.3 | 16 | 16 | 500 | AC motor | 50 | S | no | no | B | D | Epoxy coated aluminum | 2025-01-02 | 8 | 4 | yes | piece | 1
GCVC PD 050.2/21-48 | GCVC PD | 050.2/21-48 | 4244811 | finoox | GCVC 050.2C/2x1-2349-I-D/4/64/2.10/900/AXS/1/015023 | 4282 | 1 | 2 | 2349 | Axial | 58279 | 58733 | 120.44 | 16835 | 1590 | VT03150U | 1776 | 2025-07-01 | E | 47.73 | 79.24 | 2025-04-11 | VerticalCompact-BCD_2x1 | 984 | 800 | 1761 |  |  | 136.8 | 28 | 28 | 500 | AC motor | 60 | I | no | no | C | D | Aluminum | 2025-01-02 | 8 | 4 | yes | piece | 1
GCVC PD 080.2/21-44 | GCVC PD | 080.2/21-44 | 4248042 | finoox | GCVC 080.2D/2x1-2449-2-D/3/80/2.10/1200/AXS/1/015023 | 8456 | 1 | 2 | 2449 | Axial | 78846 | 79089 | 150.55 | 27433 | 770 | VT03060U.1 | 1682 | 2025-05-01 | D | 44.24 | 75.89 | 2025-04-15 | VerticalCompact-BCD_2x1 | 1284 | 800 | 2161 |  |  | 183.7 | 35 | 35 | 800 | EC motor | 5060 | 2 | no | no | D | D | Aluminum | 2025-01-02 | 8 | 3 | yes | piece | 1
GCVC PD 063.2/14-39 | GCVC PD | 063.2/14-39 | 4251522 | finoox | GCVC 063.2C/1x4-2414-1-D/3/32/2.10/3600/AXS/1/015023 | 10093 | 4 | 1 | 2414 | Axial | 76893 | 76747 | 180.66 | 24806 | 770 | VT03145U.1 | 0.917 | 2015-01-01 | C | 38.94 | 70.56 | 2025-05-15 | VerticalCompact-BCD_1x4 | 3684 | 615 | 953 |  |  | 210 | 35 | 35 | 630 | EC motor | 5060 | 1 | no | no | C | D | Aluminum | 2025-01-02 | 4 | 3 | yes | piece | 1
GCVC PD 050.2/24-51 | GCVC PD | 050.2/24-51 | 4245596 | finoox | GCVC 050.2C/2x4-2411-1-D/6/64/2.10/3600/AXS/1/015023 | 20147 | 4 | 2 | 2411 | Axial | 238615 | 239686 | 722.63 | 49624 | 1260 | VT03011U.1 | 3899 | 2025-02-02 | D | 51.26 | 83.13 | 62.7 | VerticalCompact-BCD_2x4 | 3684 | 800 | 1761 |  |  | 499.9 | 54 | 54 | 500 | EC motor | 5060 | 1 | no | no | C | D | Aluminum | 2025-01-02 | 4 | 6 | yes | piece | 1
GCVC PD 050.2/13-35 | GCVC PD | 050.2/13-35 | 4249750 | finoox | GCVC 050.2C/1x3-2390-K-D/6/32/2.10/2700/AXS/1/015023 | 6173 | 3 | 1 | 2390 | Axial | 61695 | 61997 | 270.99 | 11463 | 760 | VT01437 | 0.545 | 0.35 | C | 35.18 | 66.69 | 22 | VerticalCompact-BCD_1x3 | 2784 | 596 | 953 |  |  | 204.2 | 28 | 28 | 500 | AC motor | 60 | K | no | no | C | D | Aluminum | 2025-01-02 | 6 | 6 | yes | piece | 1
GCVC PD 050.2/13-37 | GCVC PD | 050.2/13-37 | 4250704 | finoox | GCVC 050.2D/1x3-2390-K-D/6/40/2.10/3600/AXS/1/015023 | 8174 | 3 | 1 | 2390 | Axial | 76.91 | 77319 | 451.65 | 13549 | 760 | VT01437 | 0.512 | 0.35 | B | 36.73 | 68.41 | 36.9 | VerticalCompact-BCD_1x3 | 3684 | 596 | 1153 |  |  | 295.3 | 35 | 35 | 500 | AC motor | 60 | K | no | no | D | D | Aluminum | 2025-01-02 | 6 | 6 | yes | piece | 1
GCVC PD 050.2/11-51 | GCVC PD | 050.2/11-51 | 4250247 | finoox | GCVC 050.2D/1x1-2420-2-D/4/40/2.10/1200/AXS/1/015023 | 3627 | 1 | 1 | 2420 | Axial | 38.23 | 38411 | 100.37 | 9729 | 1600 | VT03013U.1 | 0.876 | 1965-01-01 | D | 51.31 | 82.68 | 2025-06-08 | VerticalCompact-BCD_1x1 | 1284 | 607 | 1153 |  |  | 94.2 | 22 | 22 | 500 | EC motor | 5060 | 2 | no | no | D | D | Aluminum | 2025-01-02 | 10 | 4 | yes | piece | 1
GCVC PD 050.2/12-44 | GCVC PD | 050.2/12-44 | 4244160 | finoox | GCVC 050.2B/1x2-2348-S-D/3/24/2.10/1440/EXS/1/015023 | 2931 | 2 | 1 | 2348 | Axial | 28403 | 28369 | 54.2 | 10976 | 1180 | VT03150U | 1122 | 0.9 | E | 43.5 | 74.79 | 2025-07-04 | VerticalCompact-BCD_1x2 | 1524 | 569 | 753 |  |  | 88.4 | 22 | 22 | 500 | AC motor | 50 | S | no | no | B | D | Epoxy coated aluminum | 2025-01-02 | 8 | 3 | yes | piece | 1
GCVC PD 050.2/24-49 | GCVC PD | 050.2/24-49 | 4245516 | finoox | GCVC 050.2C/2x4-2348-S-D/4/64/2.10/3600/EXS/1/015023 | 14023 | 4 | 2 | 2348 | Axial | 188392 | 188533 | 481.75 | 52122 | 1180 | VT03150U | 4276 | 0.9 | D | 49.28 | 81.14 | 44 | VerticalCompact-BCD_2x4 | 3684 | 800 | 1761 |  |  | 465.9 | 54 | 54 | 500 | AC motor | 50 | S | no | no | C | D | Epoxy coated aluminum | 2025-01-02 | 4 | 4 | yes | piece | 1
GCVC PD 063.2/13-19 | GCVC PD | 063.2/13-19 | 4251294 | finoox | GCVC 063.2C/1x3-2399-J-D/3/32/2.10/2700/AXS/1/015023 | 6215 | 3 | 1 | 2399 | Axial | 33691 | 33663 | 135.49 | 8045 | 290 | VT01442 | 0.216 | 0.14 | B | 19.47 | 50.98 | 2025-01-11 | VerticalCompact-BCD_1x3 | 2784 | 598 | 953 |  |  | 170.3 | 22 | 22 | 630 | AC motor | 60 | J | no | no | C | D | Aluminum | 2025-01-02 | 6 | 3 | yes | piece | 1
GCVC PD 063.2/13-32 | GCVC PD | 063.2/13-32 | 4251298 | finoox | GCVC 063.2C/1x3-2400-K-D/3/32/2.10/2700/AXS/1/015023 | 6220 | 3 | 1 | 2400 | Axial | 46187 | 45958 | 135.49 | 13010 | 490 | VT01442 | 0.485 | 0.34 | C | 31.94 | 63.45 | 2025-05-11 | VerticalCompact-BCD_1x3 | 2784 | 598 | 953 |  |  | 170.9 | 28 | 28 | 630 | AC motor | 60 | K | no | no | C | D | Aluminum | 2025-01-02 | 6 | 3 | yes | piece | 1
GCVC PD 050.2/12-51 | GCVC PD | 050.2/12-51 | 4244253 | finoox | GCVC 050.2B/1x2-2559-2-D/4/24/2.10/1440/AXS/1/015023 | 4901 | 2 | 1 | 2559 | Axial | 37212 | 37283 | 72.26 | 11381 | 1330 | VT03013U.1 | 1131 | 2025-08-01 | E | 50.83 | 82.12 | 2025-01-06 | VerticalCompact-BCD_1x2 | 1524 | 607 | 753 |  |  | 94.2 | 22 | 22 | 500 | EC motor | 5060 | 2 | no | no | B | D | Aluminum | 2025-01-02 | 8 | 4 | yes | piece | 1
GCVC PD 063.2/21-42 | GCVC PD | 063.2/21-42 | 4246627 | finoox | GCVC 063.2C/2x1-2557-2-D/6/64/2.10/900/EXS/1/015023 | 8859 | 1 | 2 | 2557 | Axial | 63231 | 63785 | 180.66 | 14090 | 900 | VT03144U.1 | 1067 | 0.85 | D | 42.48 | 73.99 | 2025-03-16 | VerticalCompact-BCD_2x1 | 984 | 800 | 1761 |  |  | 155.5 | 28 | 28 | 630 | EC motor | 5060 | 2 | no | no | C | D | Epoxy coated aluminum | 2025-01-02 | 8 | 6 | yes | piece | 1
GCVC PD 045.2/12-48 | GCVC PD | 045.2/12-48 | 4243930 | finoox | GCVC 045.2B/1x2-2531-1-D/3/24/2.10/1440/EXS/1/015023 | 3998 | 2 | 1 | 2531 | Axial | 25749 | 25722 | 54.2 | 9027 | 1275 | VT03007U.1 | 0.669 | 2025-04-01 | D | 47.87 | 79.16 | 2025-06-04 | VerticalCompact-BCD_1x2 | 1524 | 535 | 753 |  |  | 75.4 | 18 | 18 | 450 | EC motor | 5060 | 1 | no | no | B | D | Epoxy coated aluminum | 2025-01-02 | 8 | 3 | yes | piece | 1
GCVC PD 050.2/13-55 | GCVC PD | 050.2/13-55 | 4244397 | finoox | GCVC 050.2B/1x3-2561-2-D/4/24/2.10/2160/AXS/1/015023 | 7492 | 3 | 1 | 2561 | Axial | 58599 | 58239 | 108.39 | 19555 | 1505 | VT03013U.1 | 2451 | 1938-01-01 | E | 55.1 | 86.48 | 2025-02-09 | VerticalCompact-BCD_1x3a | 2244 | 607 | 753 |  |  | 137.1 | 28 | 28 | 500 | EC motor | 5060 | 2 | no | no | B | D | Aluminum | 2025-01-02 | 6 | 4 | yes | piece | 1
GCVC PD 050.2/23-57 | GCVC PD | 050.2/23-57 | 4245456 | finoox | GCVC 050.2C/2x3-2561-2-D/6/64/2.10/2700/AXS/1/015023 | 18949 | 3 | 2 | 2561 | Axial | 198.94 | 199371 | 541.97 | 44647 | 1505 | VT03013U.1 | 4749 | 1938-01-01 | D | 56.85 | 88.6 | 48.8 | VerticalCompact-BCD_2x3 | 2784 | 800 | 1761 |  |  | 413.3 | 54 | 54 | 500 | EC motor | 5060 | 2 | no | no | C | D | Aluminum | 2025-01-02 | 6 | 6 | yes | piece | 1
GCVC PD 050.2/23-37 | GCVC PD | 050.2/23-37 | 4245390 | finoox | GCVC 050.2C/2x3-2514-1-D/6/64/2.10/2700/AXS/1/015023 | 15425 | 3 | 2 | 2514 | Axial | 107766 | 108202 | 541.97 | 19754 | 695 | VT03011U.1 | 0.544 | 0.47 | A | 37.19 | 68.94 | 46.2 | VerticalCompact-BCD_2x3 | 2784 | 800 | 1761 |  |  | 380.6 | 42 | 42 | 500 | EC motor | 5060 | 1 | no | no | C | D | Aluminum | 2025-01-02 | 8 | 6 | yes | piece | 1
GCVC PD 063.2/13-40 | GCVC PD | 063.2/13-40 | 4252370 | finoox | GCVC 063.2D/1x3-2554-2-D/4/40/2.10/3600/EXS/1/015023 | 11476 | 3 | 1 | 2554 | Axial | 96176 | 96264 | 301.1 | 23328 | 750 | VT03144U.1 | 0.784 | 0.6 | B | 39.99 | 71.67 | 2025-02-25 | VerticalCompact-BCD_1x3 | 3684 | 623 | 1153 |  |  | 259.9 | 35 | 35 | 630 | EC motor | 5060 | 2 | no | no | D | D | Epoxy coated aluminum | 2025-01-02 | 4 | 4 | yes | piece | 1
GCVC PD 050.2/21-53 | GCVC PD | 050.2/21-53 | 4245946 | finoox | GCVC 050.2D/2x1-2790-K-D/3/80/2.10/1200/AXS/1/015023 | 4819 | 1 | 2 | 2790 | Axial | 64738 | 64769 | 150.55 | 20111 | 1640 | VT03150U | 1838 | 1964-01-01 | E | 52.52 | 84.17 | 2025-03-15 | VerticalCompact-BCD_2x1 | 1284 | 800 | 2161 |  |  | 172.8 | 35 | 35 | 500 | AC motor | 60 | K | no | no | D | D | Aluminum | 2025-01-02 | 10 | 3 | yes | piece | 1
GCVC PD 050.2/11-49 | GCVC PD | 050.2/11-49 | 4250358 | finoox | GCVC 050.2D/1x1-2790-K-D/4/40/2.10/1200/EXS/1/015023 | 2867 | 1 | 1 | 2790 | Axial | 37536 | 37676 | 100.37 | 9853 | 1640 | VT03150U | 0.934 | 1964-01-01 | D | 49.38 | 80.74 | 2025-06-08 | VerticalCompact-BCD_1x1 | 1284 | 569 | 1153 |  |  | 94.2 | 22 | 22 | 500 | AC motor | 60 | K | no | no | D | D | Epoxy coated aluminum | 2025-01-02 | 10 | 4 | yes | piece | 1
GCVC PD 050.3/22-50 | GCVC PD | 050.3/22-50 | 6121839 | finoox | GCVC 050.3D/2x2-3616-W-D/4/80/2.10/2400/EXS/1/015023 | 9488 | 2 | 2 | 3616 | Axial | 127147 | 127247 | 401.46 | 30824 | 1240 | VT01524 | 2588 | 2025-02-03 | D | 49.89 | 81.7 | 36.3 | VerticalCompact-BCD_2x2 | 2484 | 800 | 2161 |  |  | 345.8 | 42 | 42 | 500 | AC motor | 50 | W | no | no | D | D | Epoxy coated aluminum | 2025-01-02 | 6 | 4 | yes | piece | 1
GCVC PD 050.2/11-29 | GCVC PD | 050.2/11-29 | 4250133 | finoox | GCVC 050.2D/1x1-2333-S-D/4/40/2.10/1200/AXS/1/015023 | 2643 | 1 | 1 | 2333 | Axial | 18971 | 19057 | 100.37 | 3787 | 530 | VT01435 | 0.148 | 0.35 | B | 28.78 | 60.14 | 2025-03-08 | VerticalCompact-BCD_1x1 | 1284 | 596 | 1153 |  |  | 93.8 | 16 | 16 | 500 | AC motor | 50 | S | no | no | D | D | Aluminum | 2025-01-02 | 10 | 4 | yes | piece | 1
GCVC PD 063.2/21-21 | GCVC PD | 063.2/21-21 | 4247278 | finoox | GCVC 063.2D/2x1-2359-S-D/4/80/2.10/1200/EXS/1/015023 | 7136 | 1 | 2 | 2359 | Axial | 34614 | 34748 | 200.73 | 6859 | 320 | VT01442 | 0.125 | 0.14 | A+ | 2025-04-21 | 52.69 | 2025-02-17 | VerticalCompact-BCD_2x1 | 1284 | 800 | 2161 |  |  | 184.3 | 22 | 22 | 630 | AC motor | 50 | S | no | no | D | D | Epoxy coated aluminum | 2025-01-02 | 10 | 4 | yes | piece | 1
GCVC PD 063.2/24-29 | GCVC PD | 063.2/24-29 | 4247100 | finoox | GCVC 063.2C/2x4-2401-L-D/3/64/2.10/3600/AXS/1/015023 | 15351 | 4 | 2 | 2401 | Axial | 98738 | 98704 | 361.32 | 24242 | 340 | VT01442 | 0.711 | 0.16 | B | 29.29 | 61.15 | 2025-08-30 | VerticalCompact-BCD_2x4 | 3684 | 800 | 1761 |  |  | 421.4 | 35 | 35 | 630 | AC motor | 60 | L | no | no | C | D | Aluminum | 2025-01-02 | 4 | 3 | yes | piece | 1
GCVC PD 050.2/21-48 | GCVC PD | 050.2/21-48 | 4245747 | finoox | GCVC 050.2D/2x1-2347-D-D/6/80/2.10/1200/EXS/1/015023 | 6844 | 1 | 2 | 2347 | Axial | 81251 | 81702 | 301.1 | 16187 | 1390 | VT03150U | 1325 | 1941-01-01 | D | 48.46 | 80.11 | 2025-04-27 | VerticalCompact-BCD_2x1 | 1284 | 800 | 2161 |  |  | 218.6 | 35 | 35 | 500 | AC motor | 50 | D | no | no | D | D | Epoxy coated aluminum | 2025-01-02 | 10 | 6 | yes | piece | 1
GCVC PD 050.2/13-45 | GCVC PD | 050.2/13-45 | 4249780 | finoox | GCVC 050.2C/1x3-2421-1-D/6/32/2.10/2700/AXS/1/015023 | 7895 | 3 | 1 | 2421 | Axial | 84.01 | 84284 | 270.99 | 17313 | 1150 | VT03011U.1 | 2025-11-01 | 1975-01-01 | C | 44.82 | 76.33 | 2025-06-22 | VerticalCompact-BCD_1x3 | 2784 | 586 | 953 |  |  | 197.5 | 35 | 35 | 500 | EC motor | 5060 | 1 | no | no | C | D | Aluminum | 2025-01-02 | 6 | 6 | yes | piece | 1
GCVC PD 050.2/11-54 | GCVC PD | 050.2/11-54 | 4250238 | finoox | GCVC 050.2D/1x1-2410-2-D/4/40/2.10/1200/EXS/1/015023 | 3813 | 1 | 1 | 2410 | Axial | 38.71 | 38783 | 100.37 | 10318 | 1770 | VT03013U.1 | 2016-01-01 | 2025-01-02 | E | 54.07 | 85.43 | 2025-06-08 | VerticalCompact-BCD_1x1 | 1284 | 607 | 1153 |  |  | 94.2 | 22 | 22 | 500 | EC motor | 5060 | 2 | no | no | D | D | Epoxy coated aluminum | 2025-01-02 | 10 | 4 | yes | piece | 1
GCVC PD 063.2/21-66 | GCVC PD | 063.2/21-66 | 4246487 | finoox | GCVC 063.2C/2x1-2412-2-D/4/64/2.10/900/AXS/1/015023 | 9359 | 1 | 2 | 2412 | Axial | 78439 | 79175 | 120.44 | 28161 | 1510 | VT03143U.1 | 6864 | 5 | E | 66.18 | 97.69 | 2025-05-12 | VerticalCompact-BCD_2x1 | 984 | 800 | 1761 |  |  | 174.8 | 35 | 35 | 630 | EC motor | 5060 | 2 | no | no | C | D | Aluminum | 2025-01-02 | 8 | 4 | yes | piece | 1
GCVC PD 063.2/22-67 | GCVC PD | 063.2/22-67 | 4246797 | finoox | GCVC 063.2C/2x2-2551-2-D/4/64/2.10/1800/AXS/1/015023 | 16564 | 2 | 2 | 2551 | Axial | 144014 | 144465 | 240.88 | 50263 | 1360 | VT03143U.1 | 10028 | 4 | E | 66.87 | 98.5 | 2025-09-22 | VerticalCompact-BCD_2x2 | 1884 | 800 | 1761 |  |  | 319.6 | 42 | 42 | 630 | EC motor | 5060 | 2 | no | no | C | D | Aluminum | 2025-01-02 | 6 | 4 | yes | piece | 1
GCVC PD 080.2/11-29 | GCVC PD | 080.2/11-29 | 4252457 | finoox | GCVC 080.2D/1x1-2482-1-D/4/40/2.10/1200/AXS/1/015023 | 4661 | 1 | 1 | 2482 | Axial | 30485 | 30578 | 100.37 | 6991 | 440 | VT03061U.1 | 0.172 | 0.75 | B | 2025-05-29 | 60.41 | 2025-06-08 | VerticalCompact-BCD_1x1 | 1284 | 608 | 1153 |  |  | 96.7 | 22 | 22 | 800 | EC motor | 5060 | 1 | no | no | D | D | Aluminum | 2025-01-02 | 10 | 4 | yes | piece | 1
GCVC PD 080.2/21-12 | GCVC PD | 080.2/21-12 | 4248086 | finoox | GCVC 080.2D/2x1-2488-1-D/3/80/2.10/1200/EXS/1/015023 | 7642 | 1 | 2 | 2488 | Axial | 27925 | 27964 | 150.55 | 6199 | 195 | VT03062U.1 | 0.048 | 0.12 | A+ | 1939-12-01 | 44.04 | 2025-02-13 | VerticalCompact-BCD_2x1 | 1284 | 800 | 2161 |  |  | 174.1 | 22 | 22 | 800 | EC motor | 5060 | 1 | no | no | D | D | Epoxy coated aluminum | 2025-01-02 | 10 | 3 | yes | piece | 1
GCVC PD 050.2/23-47 | GCVC PD | 050.2/23-47 | 4245427 | finoox | GCVC 050.2C/2x3-2520-1-D/3/64/2.10/2700/EXS/1/015023 | 13174 | 3 | 2 | 2520 | Axial | 105159 | 104872 | 270.99 | 34918 | 1070 | VT03011U.1 | 1718 | 2025-04-01 | D | 46.98 | 78.73 | 2025-01-25 | VerticalCompact-BCD_2x3 | 2784 | 800 | 1761 |  |  | 301.4 | 42 | 42 | 500 | EC motor | 5060 | 1 | no | no | C | D | Epoxy coated aluminum | 2025-01-02 | 6 | 3 | yes | piece | 1
GCVC PD 045.2/21-38 | GCVC PD | 045.2/21-38 | 4244448 | finoox | GCVC 045.2C/2x1-2525-1-D/4/64/2.10/900/EXS/1/015023 | 5116 | 1 | 2 | 2525 | Axial | 29279 | 29411 | 120.44 | 6469 | 825 | VT03007U.1 | 0.194 | 0.47 | B | 37.69 | 69.2 | 2025-07-10 | VerticalCompact-BCD_2x1 | 984 | 800 | 1761 |  |  | 123 | 22 | 22 | 450 | EC motor | 5060 | 1 | no | no | C | D | Epoxy coated aluminum | 2025-01-02 | 12 | 4 | yes | piece | 1
GCVC PD 063.2/14-43 | GCVC PD | 063.2/14-43 | 4251642 | finoox | GCVC 063.2C/1x4-2556-2-D/3/32/2.10/3600/AXS/1/015023 | 11222 | 4 | 1 | 2556 | Axial | 87059 | 86.66 | 180.66 | 31552 | 850 | VT03144U.1 | 1643 | 0.77 | D | 42.65 | 74.28 | 2025-05-15 | VerticalCompact-BCD_1x4 | 3684 | 623 | 953 |  |  | 226.8 | 35 | 35 | 630 | EC motor | 5060 | 2 | no | no | C | D | Aluminum | 2025-01-02 | 4 | 3 | yes | piece | 1
GCVC PD 045.2/11-46 | GCVC PD | 045.2/11-46 | 4243874 | finoox | GCVC 045.2B/1x1-2532-1-D/3/24/2.10/720/EXS/1/015023 | 2429 | 1 | 1 | 2532 | Axial | 13199 | 13302 | 2025-01-27 | 4796 | 1350 | VT03007U.1 | 0.395 | 1965-01-01 | E | 46.18 | 77.36 | 2025-04-02 | VerticalCompact-BCD_1x1 | 804 | 535 | 753 |  |  | 42.4 | 16 | 16 | 450 | EC motor | 5060 | 1 | no | no | B | D | Epoxy coated aluminum | 2025-01-02 | 8 | 3 | yes | piece | 1
GCVC PD 045.2/13-50 | GCVC PD | 045.2/13-50 | 4249078 | finoox | GCVC 045.2C/1x3-2532-1-D/4/32/2.10/2700/EXS/1/015023 | 6757 | 3 | 1 | 2532 | Axial | 61617 | 61.59 | 180.66 | 16150 | 1350 | VT03007U.1 | 1161 | 1965-01-01 | D | 50.16 | 81.66 | 15 | VerticalCompact-BCD_1x3 | 2784 | 535 | 953 |  |  | 165.8 | 28 | 28 | 450 | EC motor | 5060 | 1 | no | no | C | D | Epoxy coated aluminum | 2025-01-02 | 6 | 4 | yes | piece | 1
GCVC PD 050.2/13-35 | GCVC PD | 050.2/13-35 | 4249796 | finoox | GCVC 050.2C/1x3-2514-1-D/3/32/2.10/2700/AXS/1/015023 | 6507 | 3 | 1 | 2514 | Axial | 41851 | 41789 | 135.49 | 11120 | 695 | VT03011U.1 | 0.258 | 0.47 | B | 34.65 | 66.16 | 2025-05-11 | VerticalCompact-BCD_1x3 | 2784 | 586 | 953 |  |  | 158 | 28 | 28 | 500 | EC motor | 5060 | 1 | no | no | C | D | Aluminum | 2025-01-02 | 6 | 3 | yes | piece | 1
GCVC PD 080.2/11-47 | GCVC PD | 080.2/11-47 | 4252560 | finoox | GCVC 080.2D/1x1-2537-2-D/6/40/2.10/1200/AXS/1/015023 | 6193 | 1 | 1 | 2537 | Axial | 51189 | 51497 | 150.55 | 10744 | 750 | VT03059U.2 | 0.847 | 2025-05-01 | D | 46.73 | 78.1 | 2025-01-13 | VerticalCompact-BCD_1x1 | 1284 | 650 | 1153 |  |  | 123 | 28 | 28 | 800 | EC motor | 5060 | 2 | no | no | D | D | Aluminum | 2025-01-02 | 10 | 6 | yes | piece | 1
GCVC PD 063.2/21-38 | GCVC PD | 063.2/21-38 | 4247470 | finoox | GCVC 063.2D/2x1-2554-2-D/4/80/2.10/1200/EXS/1/015023 | 9101 | 1 | 2 | 2554 | Axial | 64258 | 64393 | 200.73 | 15552 | 750 | VT03144U.1 | 0.523 | 0.6 | B | 38.26 | 69.91 | 2025-01-18 | VerticalCompact-BCD_2x1 | 1284 | 800 | 2161 |  |  | 187.3 | 28 | 28 | 630 | EC motor | 5060 | 2 | no | no | D | D | Epoxy coated aluminum | 2025-01-02 | 10 | 4 | yes | piece | 1
GCVC PD 080.3/23-55 | GCVC PD | 080.3/23-55 | 6122007 | finoox | GCVC 080.3D/2x3-3559-2-D/3/80/2.10/3600/EXS/1/015023 | 33299 | 3 | 2 | 3559 | Axial | 294927 | 290477 | 451.65 | 126154 | 1045 | VT01445U.3 | 13771 | 1965-03-01 | E | 55.26 | 87.22 | 46.5 | VerticalCompact-BCD_2x3 | 3684 | 800 | 2161 |  |  | 601.6 | 64 | 64 | 800 | EC motor | 5060 | 2 | no | no | D | D | Epoxy coated aluminum | 2025-01-02 | 2 | 3 | yes | piece | 1
GCVC PD 050.2/13-32 | GCVC PD | 050.2/13-32 | 4249660 | finoox | GCVC 050.2C/1x3-2333-S-D/3/32/2.10/2700/AXS/1/015023 | 4833 | 3 | 1 | 2333 | Axial | 39806 | 39721 | 135.49 | 10261 | 530 | VT01435 | 0.447 | 0.35 | C | 31.83 | 63.34 | 2025-01-11 | VerticalCompact-BCD_1x3 | 2784 | 596 | 953 |  |  | 172.3 | 22 | 22 | 500 | AC motor | 50 | S | no | no | C | D | Aluminum | 2025-01-02 | 6 | 3 | yes | piece | 1
GCVC PD 063.2/13-21 | GCVC PD | 063.2/13-21 | 4252179 | finoox | GCVC 063.2D/1x3-2359-S-D/6/40/2.10/3600/EXS/1/015023 | 10782 | 3 | 1 | 2359 | Axial | 55136 | 55.61 | 451.65 | 9278 | 320 | VT01442 | 0.192 | 0.14 | A+ | 21.13 | 52.81 | 36.2 | VerticalCompact-BCD_1x3 | 3684 | 598 | 1153 |  |  | 300.3 | 28 | 28 | 630 | AC motor | 50 | S | no | no | D | D | Epoxy coated aluminum | 2025-01-02 | 6 | 6 | yes | piece | 1
GCVC PD 080.2/12-32 | GCVC PD | 080.2/12-32 | 4252719 | finoox | GCVC 080.2D/1x2-2447-1-D/4/40/2.10/2400/EXS/1/015023 | 7867 | 2 | 1 | 2447 | Axial | 63601 | 63639 | 200.73 | 15539 | 490 | VT03062U.1 | 0.45 | 2025-01-01 | B | 32.38 | 63.91 | 2025-08-16 | VerticalCompact-BCD_1x2 | 2484 | 608 | 1153 |  |  | 179.4 | 28 | 28 | 800 | EC motor | 5060 | 1 | no | no | D | D | Epoxy coated aluminum | 2025-01-02 | 6 | 4 | yes | piece | 1
GCVC PD 050.2/11-35 | GCVC PD | 050.2/11-35 | 4250179 | finoox | GCVC 050.2D/1x1-2354-W-D/6/40/2.10/1200/EXS/1/015023 | 3420 | 1 | 1 | 2354 | Axial | 27621 | 27834 | 150.55 | 5011 | 865 | VT03093U | 0.204 | 0.97 | B | 35.23 | 66.59 | 2025-07-12 | VerticalCompact-BCD_1x1 | 1284 | 569 | 1153 |  |  | 107.2 | 22 | 22 | 500 | AC motor | 50 | W | no | no | D | D | Epoxy coated aluminum | 2025-01-02 | 10 | 6 | yes | piece | 1
GCVC PD 050.2/12-44 | GCVC PD | 050.2/12-44 | 4244204 | finoox | GCVC 050.2B/1x2-2421-1-D/3/24/2.10/1440/AXS/1/015023 | 3808 | 2 | 1 | 2421 | Axial | 29257 | 29281 | 54.2 | 10794 | 1150 | VT03011U.1 | 0.758 | 1975-01-01 | D | 43.57 | 74.86 | 2025-07-04 | VerticalCompact-BCD_1x2 | 1524 | 586 | 753 |  |  | 79.2 | 22 | 22 | 500 | EC motor | 5060 | 1 | no | no | B | D | Aluminum | 2025-01-02 | 8 | 3 | yes | piece | 1
GCVC PD 050.2/13-45 | GCVC PD | 050.2/13-45 | 4249782 | finoox | GCVC 050.2C/1x3-2421-1-D/4/32/2.10/2700/EXS/1/015023 | 7276 | 3 | 1 | 2421 | Axial | 66932 | 66859 | 180.66 | 18762 | 1150 | VT03011U.1 | 1077 | 1975-01-01 | D | 44.77 | 76.28 | 2025-06-15 | VerticalCompact-BCD_1x3 | 2784 | 586 | 953 |  |  | 171.5 | 35 | 35 | 500 | EC motor | 5060 | 1 | no | no | C | D | Epoxy coated aluminum | 2025-01-02 | 6 | 4 | yes | piece | 1
GCVC PD 063.2/21-38 | GCVC PD | 063.2/21-38 | 4246603 | finoox | GCVC 063.2C/2x1-2553-2-D/6/64/2.10/900/EXS/1/015023 | 8810 | 1 | 2 | 2553 | Axial | 51962 | 52449 | 180.66 | 10713 | 700 | VT03144U.1 | 0.518 | 0.52 | C | 37.54 | 69.05 | 2025-03-16 | VerticalCompact-BCD_2x1 | 984 | 800 | 1761 |  |  | 155.5 | 28 | 28 | 630 | EC motor | 5060 | 2 | no | no | C | D | Epoxy coated aluminum | 2025-01-02 | 12 | 6 | yes | piece | 1
GCVC PD 045.2/21-50 | GCVC PD | 045.2/21-50 | 4244492 | finoox | GCVC 045.2C/2x1-2533-1-D/3/64/2.10/900/AXS/1/015023 | 4716 | 1 | 2 | 2533 | Axial | 38208 | 38428 | 90.33 | 11668 | 1425 | VT03007U.1 | 0.896 | 2025-09-01 | D | 49.64 | 81.15 | 2025-03-08 | VerticalCompact-BCD_2x1 | 984 | 800 | 1761 |  |  | 114.3 | 22 | 22 | 450 | EC motor | 5060 | 1 | no | no | C | D | Aluminum | 2025-01-02 | 8 | 3 | yes | piece | 1
GCVC PD 080.2/22-37 | GCVC PD | 080.2/22-37 | 4248338 | finoox | GCVC 080.2D/2x2-2484-1-D/4/80/2.10/2400/EXS/1/015023 | 18647 | 2 | 2 | 2484 | Axial | 131058 | 131157 | 401.46 | 32309 | 505 | VT03061U.1 | 1002 | 2015-01-01 | B | 37.36 | 69.17 | 36.3 | VerticalCompact-BCD_2x2 | 2484 | 800 | 2161 |  |  | 350.9 | 42 | 42 | 800 | EC motor | 5060 | 1 | no | no | D | D | Epoxy coated aluminum | 2025-01-02 | 6 | 4 | yes | piece | 1
GCVC PD 063.2/22-28 | GCVC PD | 063.2/22-28 | 4246732 | finoox | GCVC 063.2C/2x2-2504-1-D/3/64/2.10/1800/AXS/1/015023 | 11136 | 2 | 2 | 2504 | Axial | 55.27 | 55224 | 180.66 | 14347 | 460 | VT03145U.1 | 0.235 | 0.3 | A+ | 28.34 | 59.97 | 2025-09-15 | VerticalCompact-BCD_2x2 | 1884 | 800 | 1761 |  |  | 210.3 | 28 | 28 | 630 | EC motor | 5060 | 1 | no | no | C | D | Aluminum | 2025-01-02 | 8 | 3 | yes | piece | 1
GCVC PD 063.2/11-56 | GCVC PD | 063.2/11-56 | 4250983 | finoox | GCVC 063.2C/1x1-2547-2-D/4/32/2.10/900/AXS/1/015023 | 4875 | 1 | 1 | 2547 | Axial | 31543 | 2025-08-31 | 60.22 | 9572 | 1055 | VT03143U.1 | 1187 | 2025-01-02 | E | 55.96 | 87.23 | 2025-04-05 | VerticalCompact-BCD_1x1 | 984 | 611 | 953 |  |  | 87.3 | 22 | 22 | 630 | EC motor | 5060 | 2 | no | no | C | D | Aluminum | 2025-01-02 | 8 | 4 | yes | piece | 1
GCVC PD 063.2/21-18 | GCVC PD | 063.2/21-18 | 4246503 | finoox | GCVC 063.2C/2x1-2500-1-D/4/64/2.10/900/AXS/1/015023 | 6848 | 1 | 2 | 2500 | Axial | 21526 | 21.65 | 120.44 | 4298 | 310 | VT03145U.1 | 0.051 | 0.13 | A+ | 2025-04-18 | 49.91 | 2025-04-10 | VerticalCompact-BCD_2x1 | 984 | 800 | 1761 |  |  | 127.2 | 18 | 18 | 630 | EC motor | 5060 | 1 | no | no | C | D | Aluminum | 2025-01-02 | 12 | 4 | yes | piece | 1
GCVC PD 063.2/23-20 | GCVC PD | 063.2/23-20 | 4247844 | finoox | GCVC 063.2D/2x3-2500-1-D/3/80/2.10/3600/AXS/1/015023 | 18372 | 3 | 2 | 2500 | Axial | 78856 | 78791 | 451.65 | 17056 | 310 | VT03145U.1 | 0.139 | 0.13 | A+ | 19.56 | 51.52 | 38.5 | VerticalCompact-BCD_2x3 | 3684 | 800 | 2161 |  |  | 426.7 | 35 | 35 | 630 | EC motor | 5060 | 1 | no | no | D | D | Aluminum | 2025-01-02 | 6 | 3 | yes | piece | 1
GCVC PD 050.2/12-29 | GCVC PD | 050.2/12-29 | 4249548 | finoox | GCVC 050.2C/1x2-2512-1-D/3/32/2.10/1800/AXS/1/015023 | 4361 | 2 | 1 | 2512 | Axial | 24498 | 24492 | 90.33 | 6019 | 565 | VT03011U.1 | 0.104 | 0.28 | A | 2025-06-28 | 59.99 | 2025-05-07 | VerticalCompact-BCD_1x2 | 1884 | 586 | 953 |  |  | 107.3 | 18 | 18 | 500 | EC motor | 5060 | 1 | no | no | C | D | Aluminum | 2025-01-02 | 8 | 3 | yes | piece | 1
GCVC PD 080.2/13-51 | GCVC PD | 080.2/13-51 | 4253108 | finoox | GCVC 080.2D/1x3-2537-2-D/6/40/2.10/3600/AXS/1/015023 | 15596 | 3 | 1 | 2537 | Axial | 153152 | 153836 | 451.65 | 32231 | 750 | VT03059U.2 | 1954-02-01 | 2025-05-01 | D | 51.19 | 82.88 | 39.4 | VerticalCompact-BCD_1x3 | 3684 | 650 | 1153 |  |  | 347.4 | 54 | 54 | 800 | EC motor | 5060 | 2 | no | no | D | D | Aluminum | 2025-01-02 | 4 | 6 | yes | piece | 1
GCVC PD 080.2/13-57 | GCVC PD | 080.2/13-57 | 4253220 | finoox | GCVC 080.2D/1x3-2710-2-D/6/40/2.10/3600/AXS/1/015023 | 15596 | 3 | 1 | 2710 | Axial | 190181 | 190748 | 451.65 | 44931 | 975 | VT03059U.2 | 5931 | 3 | E | 56.6 | 88.29 | 39.4 | VerticalCompact-BCD_1x3 | 3684 | 650 | 1153 |  |  | 347.4 | 54 | 54 | 800 | EC motor | 5060 | 2 | no | no | D | D | Aluminum | 2025-01-02 | 4 | 6 | yes | piece | 1
GCVC PD 045.2/21-51 | GCVC PD | 045.2/21-51 | 4244411 | finoox | GCVC 045.2C/2x1-0423-X-D/3/64/2.10/900/EXS/1/015023 | 3680 | 1 | 2 | 423 | Axial | 38844 | 39045 | 90.33 | 12605 | 1460 | VT0326U | 1186 | 3 | E | 51.34 | 82.85 | 2025-03-08 | VerticalCompact-BCD_2x1 | 984 | 800 | 1761 |  |  | 121.7 | 22 | 22 | 450 | AC motor | 60 | X | no | no | C | D | Epoxy coated aluminum | 2025-01-02 | 8 | 3 | yes | piece | 1
GCVC PD 050.2/11-35 | GCVC PD | 050.2/11-35 | 4244004 | finoox | GCVC 050.2B/1x1-2332-D-D/3/24/2.10/720/AXS/1/015023 | 1838 | 1 | 1 | 2332 | Axial | 12597 | 12701 | 2025-01-27 | 4171 | 850 | VT01435 | 0.279 | 0.74 | D | 35.24 | 66.43 | 2025-04-02 | VerticalCompact-BCD_1x1 | 804 | 596 | 753 |  |  | 49.1 | 16 | 16 | 500 | AC motor | 50 | D | no | no | B | D | Aluminum | 2025-01-02 | 8 | 3 | yes | piece | 1
GCVC PD 050.2/23-37 | GCVC PD | 050.2/23-37 | 4246204 | finoox | GCVC 050.2D/2x3-2333-S-D/3/80/2.10/3600/AXS/1/015023 | 11451 | 3 | 2 | 2333 | Axial | 96662 | 98205 | 451.65 | 23270 | 530 | VT01435 | 0.885 | 0.35 | C | 36.52 | 68.48 | 38.5 | VerticalCompact-BCD_2x3 | 3684 | 800 | 2161 |  |  | 451.2 | 35 | 35 | 500 | AC motor | 50 | S | no | no | D | D | Aluminum | 2025-01-02 | 6 | 3 | yes | piece | 1
GCVC PD 050.2/23-45 | GCVC PD | 050.2/23-45 | 4245306 | finoox | GCVC 050.2C/2x3-2384-I-D/6/64/2.10/2700/AXS/1/015023 | 11958 | 3 | 2 | 2384 | Axial | 140666 | 141.33 | 541.97 | 27089 | 790 | VT01435 | 2026-02-01 | 0.88 | D | 45.47 | 77.21 | 46.3 | VerticalCompact-BCD_2x3 | 2784 | 800 | 1761 |  |  | 410.5 | 42 | 42 | 500 | AC motor | 60 | I | no | no | C | D | Aluminum | 2025-01-02 | 6 | 6 | yes | piece | 1
GCVC PD 063.2/24-23 | GCVC PD | 063.2/24-23 | 4247093 | finoox | GCVC 063.2C/2x4-2399-J-D/4/64/2.10/3600/AXS/1/015023 | 16586 | 4 | 2 | 2399 | Axial | 95467 | 95369 | 481.75 | 19618 | 290 | VT01442 | 0.579 | 0.14 | B | 23.42 | 55.28 | 40.1 | VerticalCompact-BCD_2x4 | 3684 | 800 | 1761 |  |  | 456.2 | 35 | 35 | 630 | AC motor | 60 | J | no | no | C | D | Aluminum | 2025-01-02 | 6 | 4 | yes | piece | 1
GCVC PD 045.2/13-43 | GCVC PD | 045.2/13-43 | 4249046 | finoox | GCVC 045.2C/1x3-2527-1-D/6/32/2.10/2700/AXS/1/015023 | 7236 | 3 | 1 | 2527 | Axial | 57737 | 57926 | 270.99 | 10810 | 975 | VT03007U.1 | 0.465 | 0.68 | B | 43.29 | 74.79 | 22 | VerticalCompact-BCD_1x3 | 2784 | 535 | 953 |  |  | 191.8 | 28 | 28 | 450 | EC motor | 5060 | 1 | no | no | C | D | Aluminum | 2025-01-02 | 8 | 6 | yes | piece | 1
GCVC PD 080.2/21-38 | GCVC PD | 080.2/21-38 | 4248071 | finoox | GCVC 080.2D/2x1-2485-1-D/6/80/2.10/1200/EXS/1/015023 | 10098 | 1 | 2 | 2485 | Axial | 76778 | 77289 | 301.1 | 15035 | 535 | VT03061U.1 | 0.62 | 1935-01-01 | B | 38.19 | 69.84 | 2025-04-27 | VerticalCompact-BCD_2x1 | 1284 | 800 | 2161 |  |  | 223.7 | 35 | 35 | 800 | EC motor | 5060 | 1 | no | no | D | D | Epoxy coated aluminum | 2025-01-02 | 10 | 6 | yes | piece | 1
GCVC PD 080.2/21-15 | GCVC PD | 080.2/21-15 | 4248088 | finoox | GCVC 080.2D/2x1-2489-1-D/3/80/2.10/1200/AXS/1/015023 | 7317 | 1 | 2 | 2489 | Axial | 31303 | 31294 | 150.55 | 7038 | 220 | VT03062U.1 | 0.06 | 0.15 | A+ | 14.85 | 46.5 | 2025-02-13 | VerticalCompact-BCD_2x1 | 1284 | 800 | 2161 |  |  | 174.1 | 22 | 22 | 800 | EC motor | 5060 | 1 | no | no | D | D | Aluminum | 2025-01-02 | 10 | 3 | yes | piece | 1
GCVC PD 045.2/13-37 | GCVC PD | 045.2/13-37 | 4243959 | finoox | GCVC 045.2B/1x3-2523-1-D/4/24/2.10/2160/EXS/1/015023 | 5687 | 3 | 1 | 2523 | Axial | 28374 | 28399 | 108.39 | 6426 | 675 | VT03007U.1 | 0.175 | 0.3 | B | 36.75 | 68.12 | 2025-09-08 | VerticalCompact-BCD_1x3a | 2244 | 535 | 753 |  |  | 117.7 | 22 | 22 | 450 | EC motor | 5060 | 1 | no | no | B | D | Epoxy coated aluminum | 2025-01-02 | 8 | 4 | yes | piece | 1
GCVC PD 035.2/12-40 | GCVC PD | 035.2/12-40 | 4243671 | finoox | GCVC 035.2A/1x2-2479-1-D/3/20/2.10/1200/EXS/2/015023 | 2647 | 2 | 1 | 2479 | Axial | 17302 | 17278 | 37.64 | 5984 | 1475 | VT03133 | 0.318 | 1935-01-01 | D | 40.39 | 71.54 | 2025-02-03 | VerticalCompact-A_1x2 | 1260 | 289 | 507 |  |  | 2025-08-29 | 16 | 16 | 350 | EC motor | 5060 | 1 | no | no | A | D | Epoxy coated aluminum | 2025-01-02 | 10 | 3 | yes | piece | 1
GCVC PD 035.2/13-43 | GCVC PD | 035.2/13-43 | 4243763 | finoox | GCVC 035.2B/1x3-2479-1-D/4/24/2.10/2160/EXS/1/015023 | 4864 | 3 | 1 | 2479 | Axial | 37979 | 38039 | 108.39 | 9584 | 1475 | VT03133 | 0.465 | 1935-01-01 | C | 43.33 | 74.7 | 2025-09-08 | VerticalCompact-BCD_1x3a | 2244 | 477 | 753 |  |  | 109.3 | 22 | 22 | 350 | EC motor | 5060 | 1 | no | no | B | D | Epoxy coated aluminum | 2025-01-02 | 6 | 4 | yes | piece | 1
GCVC PD 080.2/12-51 | GCVC PD | 080.2/12-51 | 4252840 | finoox | GCVC 080.2D/1x2-2538-2-D/6/40/2.10/2400/AXS/1/015023 | 10845 | 2 | 1 | 2538 | Axial | 107036 | 107485 | 301.1 | 23070 | 800 | VT03059U.2 | 2049 | 1989-01-01 | D | 50.88 | 82.41 | 2025-01-26 | VerticalCompact-BCD_1x2 | 2484 | 650 | 1153 |  |  | 233.8 | 42 | 42 | 800 | EC motor | 5060 | 2 | no | no | D | D | Aluminum | 2025-01-02 | 6 | 6 | yes | piece | 1
GCVC PD 080.2/22-43 | GCVC PD | 080.2/22-43 | 4248457 | finoox | GCVC 080.2D/2x2-2542-2-D/4/80/2.10/2400/EXS/1/015023 | 20194 | 2 | 2 | 2542 | Axial | 150.68 | 150755 | 401.46 | 40621 | 615 | VT03060U.1 | 1816 | 0.92 | C | 43.11 | 74.92 | 36.3 | VerticalCompact-BCD_2x2 | 2484 | 800 | 2161 |  |  | 362.5 | 42 | 42 | 800 | EC motor | 5060 | 2 | no | no | D | D | Epoxy coated aluminum | 2025-01-02 | 6 | 4 | yes | piece | 1
GCVC PD 050.2/12-55 | GCVC PD | 050.2/12-55 | 4249640 | finoox | GCVC 050.2C/1x2-2563-2-D/6/32/2.10/1800/AXS/1/015023 | 6217 | 2 | 1 | 2563 | Axial | 72.71 | 72682 | 180.66 | 16736 | 1680 | VT03013U.1 | 2197 | 1975-01-01 | E | 54.84 | 86.23 | 2025-07-15 | VerticalCompact-BCD_1x2 | 1884 | 607 | 953 |  |  | 144.2 | 35 | 35 | 500 | EC motor | 5060 | 2 | no | no | C | D | Aluminum | 2025-01-02 | 8 | 6 | yes | piece | 1
GCVC PD 063.2/11-37 | GCVC PD | 063.2/11-37 | 4251027 | finoox | GCVC 063.2C/1x1-2556-2-D/3/32/2.10/900/EXS/1/015023 | 4073 | 1 | 1 | 2556 | Axial | 22192 | 22309 | 45.16 | 7888 | 850 | VT03144U.1 | 0.411 | 0.77 | D | 36.98 | 68.26 | 4 | VerticalCompact-BCD_1x1 | 984 | 623 | 953 |  |  | 64.4 | 18 | 18 | 630 | EC motor | 5060 | 2 | no | no | C | D | Epoxy coated aluminum | 2025-01-02 | 8 | 3 | yes | piece | 1
GCVC PD 063.2/12-19 | GCVC PD | 063.2/12-19 | 4251120 | finoox | GCVC 063.2C/1x2-2500-1-D/4/32/2.10/1800/EXS/1/015023 | 6284 | 2 | 1 | 2500 | Axial | 21647 | 21.71 | 120.44 | 4298 | 310 | VT03145U.1 | 0.051 | 0.13 | A+ | 18.52 | 49.91 | 2025-08-09 | VerticalCompact-BCD_1x2 | 1884 | 615 | 953 |  |  | 117.8 | 18 | 18 | 630 | EC motor | 5060 | 1 | no | no | C | D | Epoxy coated aluminum | 2025-01-02 | 8 | 4 | yes | piece | 1
GCVC PD 050.2/11-29 | GCVC PD | 050.2/11-29 | 4244079 | finoox | GCVC 050.2B/1x1-2513-1-D/4/24/2.10/720/EXS/1/015023 | 2436 | 1 | 1 | 2513 | Axial | 10715 | 10752 | 36.13 | 2564 | 630 | VT03011U.1 | 0.073 | 0.37 | B | 29.32 | 60.51 | 2025-02-03 | VerticalCompact-BCD_1x1 | 804 | 586 | 753 |  |  | 47.3 | 16 | 16 | 500 | EC motor | 5060 | 1 | no | no | B | D | Epoxy coated aluminum | 2025-01-02 | 12 | 4 | yes | piece | 1
GCVC PD 045.2/11-37 | GCVC PD | 045.2/11-37 | 4248860 | finoox | GCVC 045.2C/1x1-2526-1-D/6/32/2.10/900/AXS/1/015023 | 3066 | 1 | 1 | 2526 | Axial | 18012 | 18188 | 90.33 | 3312 | 900 | VT03007U.1 | 0.124 | 0.58 | B | 37.05 | 68.31 | 2025-06-07 | VerticalCompact-BCD_1x1 | 984 | 535 | 953 |  |  | 70.6 | 16 | 16 | 450 | EC motor | 5060 | 1 | no | no | C | D | Aluminum | 2025-01-02 | 12 | 6 | yes | piece | 1
GCVC PD 063.2/13-33 | GCVC PD | 063.2/13-33 | 4251354 | finoox | GCVC 063.2C/1x3-2505-1-D/6/32/2.10/2700/AXS/1/015023 | 9455 | 3 | 1 | 2505 | Axial | 52279 | 52507 | 270.99 | 9503 | 500 | VT03145U.1 | 0.229 | 0.39 | A | 32.52 | 64.03 | 22 | VerticalCompact-BCD_1x3 | 2784 | 615 | 953 |  |  | 199.6 | 28 | 28 | 630 | EC motor | 5060 | 1 | no | no | C | D | Aluminum | 2025-01-02 | 8 | 6 | yes | piece | 1
GCVC PD 050.2/11-30 | GCVC PD | 050.2/11-30 | 4249325 | finoox | GCVC 050.2C/1x1-2514-1-D/4/32/2.10/900/AXS/1/015023 | 2707 | 1 | 1 | 2514 | Axial | 15959 | 16065 | 60.22 | 3572 | 695 | VT03011U.1 | 0.088 | 0.47 | B | 29.93 | 61.2 | 2025-01-05 | VerticalCompact-BCD_1x1 | 984 | 586 | 953 |  |  | 63.6 | 16 | 16 | 500 | EC motor | 5060 | 1 | no | no | C | D | Aluminum | 2025-01-02 | 8 | 4 | yes | piece | 1
GCVC PD 050.2/12-33 | GCVC PD | 050.2/12-33 | 4249565 | finoox | GCVC 050.2C/1x2-2514-1-D/6/32/2.10/1800/EXS/1/015023 | 5487 | 2 | 1 | 2514 | Axial | 35354 | 35486 | 180.66 | 6585 | 695 | VT03011U.1 | 0.181 | 0.47 | A | 32.78 | 64.17 | 2025-07-14 | VerticalCompact-BCD_1x2 | 1884 | 586 | 953 |  |  | 133.9 | 22 | 22 | 500 | EC motor | 5060 | 1 | no | no | C | D | Epoxy coated aluminum | 2025-01-02 | 12 | 6 | yes | piece | 1
GCVC PD 063.2/23-43 | GCVC PD | 063.2/23-43 | 4247959 | finoox | GCVC 063.2D/2x3-2554-2-D/4/80/2.10/3600/AXS/1/015023 | 22219 | 3 | 2 | 2554 | Axial | 196583 | 196893 | 602.19 | 46656 | 750 | VT03144U.1 | 1568 | 0.6 | B | 42.72 | 74.68 | 54.8 | VerticalCompact-BCD_2x3 | 3684 | 800 | 2161 |  |  | 504.5 | 54 | 54 | 630 | EC motor | 5060 | 2 | no | no | D | D | Aluminum | 2025-01-02 | 4 | 4 | yes | piece | 1
GCVC PD 063.2/23-43 | GCVC PD | 063.2/23-43 | 4247962 | finoox | GCVC 063.2D/2x3-2554-2-D/4/80/2.10/3600/EXS/1/015023 | 23508 | 3 | 2 | 2554 | Axial | 192352 | 192528 | 602.19 | 46656 | 750 | VT03144U.1 | 1568 | 0.6 | B | 42.72 | 74.68 | 54.8 | VerticalCompact-BCD_2x3 | 3684 | 800 | 2161 |  |  | 504.5 | 54 | 54 | 630 | EC motor | 5060 | 2 | no | no | D | D | Epoxy coated aluminum | 2025-01-02 | 4 | 4 | yes | piece | 1
GCVC PD 050.2/22-54 | GCVC PD | 050.2/22-54 | 4245239 | finoox | GCVC 050.2C/2x2-2790-K-D/4/64/2.10/1800/EXS/1/015023 | 7444 | 2 | 2 | 2790 | Axial | 109029 | 108476 | 240.88 | 34192 | 1640 | VT03150U | 4071 | 1964-01-01 | E | 53.79 | 85.42 | 2025-09-22 | VerticalCompact-BCD_2x2 | 1884 | 800 | 1761 |  |  | 245.9 | 42 | 42 | 500 | AC motor | 60 | K | no | no | C | D | Epoxy coated aluminum | 2025-01-02 | 8 | 4 | yes | piece | 1
GCVC PD 080.3/21-47 | GCVC PD | 080.3/21-47 | 6125200 | finoox | GCVC 080.3D/2x1-3490-K-D/3/80/2.10/1200/AXS/1/015023 | 6991 | 1 | 2 | 3490 | Axial | 81.88 | 82138 | 150.55 | 29387 | 770 | VT01371 | 2636 | 2025-04-02 | E | 47.01 | 78.67 | 2025-04-15 | VerticalCompact-BCD_2x1 | 1284 | 800 | 2161 |  |  | 220.3 | 35 | 35 | 800 | AC motor | 60 | K | no | no | D | D | Aluminum | 2025-01-02 | 8 | 3 | yes | piece | 1
GCVC PD 080.3/22-51 | GCVC PD | 080.3/22-51 | 6085690 | finoox | GCVC 080.3D/2x2-3490-K-D/4/80/2.10/2400/AXS/1/015023 | 15931 | 2 | 2 | 3490 | Axial | 183315 | 183184 | 401.46 | 54764 | 770 | VT01371 | 5303 | 2025-04-02 | E | 50.67 | 82.48 | 39.4 | VerticalCompact-BCD_2x2 | 2484 | 800 | 2161 |  |  | 441.8 | 54 | 54 | 800 | AC motor | 60 | K | no | no | D | D | Aluminum | 2025-01-02 | 6 | 4 | yes | piece | 1
GCVC PD 050.3/13-48 | GCVC PD | 050.3/13-48 | 6088354 | finoox | GCVC 050.3B/1x3-3617-X-D/3/24/2.10/2160/EXS/1/015023 | 4138 | 3 | 1 | 3617 | Axial | 43.69 | 43596 | 81.3 | 18540 | 1260 | VT01524 | 2951 | 2025-04-04 | E | 48.19 | 79.58 | 2025-01-07 | VerticalCompact-BCD_1x3a | 2244 | 596 | 753 |  |  | 132 | 28 | 28 | 500 | AC motor | 60 | X | no | no | B | D | Epoxy coated aluminum | 2025-01-02 | 6 | 3 | yes | piece | 1
GCVC PD 080.3/13-40 | GCVC PD | 080.3/13-40 | 6082944 | finoox | GCVC 080.3D/1x3-1334-S-D/3/40/2.10/3600/AXS/1/015023 | 9264 | 3 | 1 | 1334 | Axial | 92.2 | 92161 | 225.82 | 28750 | 510 | VT01371 | 1588 | 1 | D | 40.04 | 71.72 | 2025-03-19 | VerticalCompact-BCD_1x3 | 3684 | 605 | 1153 |  |  | 307.9 | 35 | 35 | 800 | AC motor | 50 | S | no | no | D | D | Aluminum | 2025-01-02 | 4 | 3 | yes | piece | 1
GCVC PD 063.2/21-24 | GCVC PD | 063.2/21-24 | 4247329 | finoox | GCVC 063.2D/2x1-2401-L-D/4/80/2.10/1200/AXS/1/015023 | 6711 | 1 | 2 | 2401 | Axial | 37184 | 37352 | 200.73 | 7388 | 340 | VT01442 | 0.173 | 0.16 | A | 23.97 | 55.62 | 2025-02-17 | VerticalCompact-BCD_2x1 | 1284 | 800 | 2161 |  |  | 184.3 | 22 | 22 | 630 | AC motor | 60 | L | no | no | D | D | Aluminum | 2025-01-02 | 10 | 4 | yes | piece | 1
GCVC PD 050.2/14-46 | GCVC PD | 050.2/14-46 | 4250019 | finoox | GCVC 050.2C/1x4-2421-1-D/6/32/2.10/3600/EXS/1/015023 | 10834 | 4 | 1 | 2421 | Axial | 111.1 | 111523 | 361.32 | 23084 | 1150 | VT03011U.1 | 1948-01-01 | 1975-01-01 | C | 45.95 | 77.58 | 31.4 | VerticalCompact-BCD_1x4 | 3684 | 586 | 953 |  |  | 260.8 | 42 | 42 | 500 | EC motor | 5060 | 1 | no | no | C | D | Epoxy coated aluminum | 2025-01-02 | 4 | 6 | yes | piece | 1
GCVC PD 063.2/22-33 | GCVC PD | 063.2/22-33 | 4246745 | finoox | GCVC 063.2C/2x2-2506-1-D/4/64/2.10/1800/AXS/1/015023 | 11791 | 2 | 2 | 2506 | Axial | 69955 | 70127 | 240.88 | 15797 | 540 | VT03145U.1 | 0.356 | 0.45 | A | 32.59 | 64.22 | 2025-07-21 | VerticalCompact-BCD_2x2 | 1884 | 800 | 1761 |  |  | 228.7 | 35 | 35 | 630 | EC motor | 5060 | 1 | no | no | C | D | Aluminum | 2025-01-02 | 8 | 4 | yes | piece | 1
GCVC PD 063.2/23-47 | GCVC PD | 063.2/23-47 | 4247984 | finoox | GCVC 063.2D/2x3-2558-2-D/6/80/2.10/3600/AXS/1/015023 | 26093 | 3 | 2 | 2558 | Axial | 277778 | 279047 | 903.29 | 56122 | 950 | VT03144U.1 | 3268 | 1 | C | 46.99 | 78.95 | 81.5 | VerticalCompact-BCD_2x3 | 3684 | 800 | 2161 |  |  | 599.9 | 64 | 64 | 630 | EC motor | 5060 | 2 | no | no | D | D | Aluminum | 2025-01-02 | 4 | 6 | yes | piece | 1
GCVC PD 050.2/21-35 | GCVC PD | 050.2/21-35 | 4245869 | finoox | GCVC 050.2D/2x1-2515-1-D/4/80/2.10/1200/AXS/1/015023 | 6285 | 1 | 2 | 2515 | Axial | 42517 | 42705 | 200.73 | 8722 | 755 | VT03011U.1 | 0.206 | 0.58 | A | 35.26 | 66.91 | 2025-01-18 | VerticalCompact-BCD_2x1 | 1284 | 800 | 2161 |  |  | 177 | 28 | 28 | 500 | EC motor | 5060 | 1 | no | no | D | D | Aluminum | 2025-01-02 | 10 | 4 | yes | piece | 1
GCVC PD 050.2/13-53 | GCVC PD | 050.2/13-53 | 4244394 | finoox | GCVC 050.2B/1x3-2560-2-D/3/24/2.10/2160/EXS/1/015023 | 7435 | 3 | 1 | 2560 | Axial | 44898 | 44596 | 81.3 | 19614 | 1415 | VT03013U.1 | 2025 | 2021-01-01 | E | 53.21 | 84.6 | 2025-01-07 | VerticalCompact-BCD_1x3a | 2244 | 607 | 753 |  |  | 128.1 | 28 | 28 | 500 | EC motor | 5060 | 2 | no | no | B | D | Epoxy coated aluminum | 2025-01-02 | 6 | 3 | yes | piece | 1
GCVC PD 050.2/11-35 | GCVC PD | 050.2/11-35 | 4249347 | finoox | GCVC 050.2C/1x1-2517-1-D/6/32/2.10/900/EXS/1/015023 | 3223 | 1 | 1 | 2517 | Axial | 21773 | 21948 | 90.33 | 4254 | 880 | VT03011U.1 | 0.175 | 0.84 | B | 35.09 | 66.36 | 2025-07-07 | VerticalCompact-BCD_1x1 | 984 | 586 | 953 |  |  | 72.4 | 18 | 18 | 500 | EC motor | 5060 | 1 | no | no | C | D | Epoxy coated aluminum | 2025-01-02 | 12 | 6 | yes | piece | 1
GCVC PD 063.2/11-21 | GCVC PD | 063.2/11-21 | 4250921 | finoox | GCVC 063.2C/1x1-2501-1-D/6/32/2.10/900/EXS/1/015023 | 4394 | 1 | 1 | 2501 | Axial | 12163 | 12289 | 90.33 | 2112 | 345 | VT03145U.1 | 0.033 | 0.15 | A+ | 20.72 | 51.99 | 2025-06-07 | VerticalCompact-BCD_1x1 | 984 | 615 | 953 |  |  | 73.2 | 16 | 16 | 630 | EC motor | 5060 | 1 | no | no | C | D | Epoxy coated aluminum | 2025-01-02 | 12 | 6 | yes | piece | 1
GCVC PD 080.3/22-48 | GCVC PD | 080.3/22-48 | 6182244 | finoox | GCVC 080.3D/2x2-3482-S-D/4/80/2.10/2400/AXS/1/015023 | 15931 | 2 | 2 | 3482 | Axial | 163487 | 163619 | 401.46 | 44745 | 650 | VT01526 | 4063 | 2025-07-01 | D | 47.76 | 79.57 | 39.4 | VerticalCompact-BCD_2x2 | 2484 | 800 | 2161 |  |  | 436.6 | 54 | 54 | 800 | AC motor | 50 | S | no | no | D | D | Aluminum | 2025-01-02 | 6 | 4 | yes | piece | 1
GCVC PD 080.3/23-57 | GCVC PD | 080.3/23-57 | 6182027 | finoox | GCVC 080.3D/2x3-3483-K-D/3/80/2.10/3600/EXS/1/015023 | 21738 | 3 | 2 | 3483 | Axial | 242147 | 240.02 | 451.65 | 110028 | 960 | VT01526 | 15733 | 4 | E | 56.74 | 88.7 | 43.1 | VerticalCompact-BCD_2x3 | 3684 | 800 | 2161 |  |  | 592.2 | 54 | 54 | 800 | AC motor | 60 | K | no | no | D | D | Epoxy coated aluminum | 2025-01-02 | 4 | 3 | yes | piece | 1
GCVC PD 050.2/14-41 | GCVC PD | 050.2/14-41 | 4249890 | finoox | GCVC 050.2C/1x4-2332-D-D/3/32/2.10/3600/AXS/1/015023 | 6037 | 4 | 1 | 2332 | Axial | 68.9 | 68875 | 180.66 | 20362 | 850 | VT01435 | 1038 | 0.74 | D | 40.82 | 72.44 | 2025-05-15 | VerticalCompact-BCD_1x4 | 3684 | 596 | 953 |  |  | 225.3 | 35 | 35 | 500 | AC motor | 50 | D | no | no | C | D | Aluminum | 2025-01-02 | 4 | 3 | yes | piece | 1
GCVC PD 050.2/11-27 | GCVC PD | 050.2/11-27 | 4250193 | finoox | GCVC 050.2D/1x1-2385-J-D/4/40/2.10/1200/AXS/1/015023 | 2643 | 1 | 1 | 2385 | Axial | 16038 | 16114 | 100.37 | 3084 | 430 | VT01435 | 0.132 | 0.32 | B | 26.51 | 57.87 | 2025-03-08 | VerticalCompact-BCD_1x1 | 1284 | 596 | 1153 |  |  | 93.8 | 16 | 16 | 500 | AC motor | 60 | J | no | no | D | D | Aluminum | 2025-01-02 | 10 | 4 | yes | piece | 1
GCVC PD 050.2/13-43 | GCVC PD | 050.2/13-43 | 4250667 | finoox | GCVC 050.2D/1x3-2384-I-D/4/40/2.10/3600/AXS/1/015023 | 6727 | 3 | 1 | 2384 | Axial | 78795 | 78957 | 301.1 | 17053 | 790 | VT01435 | 1063 | 0.88 | C | 43.37 | 75.05 | 2025-02-25 | VerticalCompact-BCD_1x3 | 3684 | 596 | 1153 |  |  | 259.6 | 35 | 35 | 500 | AC motor | 60 | I | no | no | D | D | Aluminum | 2025-01-02 | 4 | 4 | yes | piece | 1
GCVC PD 063.2/21-24 | GCVC PD | 063.2/21-24 | 4247330 | finoox | GCVC 063.2D/2x1-2401-L-D/6/80/2.10/1200/AXS/1/015023 | 7999 | 1 | 2 | 2401 | Axial | 39107 | 39465 | 301.1 | 6633 | 340 | VT01442 | 0.176 | 0.16 | A | 23.69 | 55.34 | 2025-03-25 | VerticalCompact-BCD_2x1 | 1284 | 800 | 2161 |  |  | 215.4 | 22 | 22 | 630 | AC motor | 60 | L | no | no | D | D | Aluminum | 2025-01-02 | 12 | 6 | yes | piece | 1
GCVC PD 050.2/14-35 | GCVC PD | 050.2/14-35 | 4249969 | finoox | GCVC 050.2C/1x4-2387-L-D/3/32/2.10/3600/EXS/1/015023 | 6371 | 4 | 1 | 2387 | Axial | 50541 | 50505 | 180.66 | 12890 | 500 | VT01435 | 0.706 | 0.37 | D | 35.16 | 66.78 | 2025-09-14 | VerticalCompact-BCD_1x4 | 3684 | 596 | 953 |  |  | 224.8 | 28 | 28 | 500 | AC motor | 60 | L | no | no | C | D | Epoxy coated aluminum | 2025-01-02 | 4 | 3 | yes | piece | 1
GCVC PD 050.2/24-29 | GCVC PD | 050.2/24-29 | 4245584 | finoox | GCVC 050.2C/2x4-2391-L-D/6/64/2.10/3600/AXS/1/015023 | 15135 | 4 | 2 | 2391 | Axial | 115692 | 116428 | 722.63 | 20141 | 520 | VT01437 | 0.836 | 0.18 | B | 29.26 | 61.12 | 60.1 | VerticalCompact-BCD_2x4 | 3684 | 800 | 1761 |  |  | 514 | 42 | 42 | 500 | AC motor | 60 | L | no | no | C | D | Aluminum | 2025-01-02 | 6 | 6 | yes | piece | 1
GCVC PD 050.2/13-25 | GCVC PD | 050.2/13-25 | 4249756 | finoox | GCVC 050.2C/1x3-2391-L-D/6/32/2.10/2700/AXS/1/015023 | 6154 | 3 | 1 | 2391 | Axial | 43352 | 43629 | 270.99 | 7553 | 520 | VT01437 | 0.313 | 0.18 | B | 25.35 | 56.86 | 22 | VerticalCompact-BCD_1x3 | 2784 | 596 | 953 |  |  | 204.1 | 28 | 28 | 500 | AC motor | 60 | L | no | no | C | D | Aluminum | 2025-01-02 | 8 | 6 | yes | piece | 1
GCVC PD 063.2/11-15 | GCVC PD | 063.2/11-15 | 4250883 | finoox | GCVC 063.2C/1x1-2399-J-D/4/32/2.10/900/AXS/1/015023 | 3175 | 1 | 1 | 2399 | Axial | 11864 | 11937 | 60.22 | 2452 | 290 | VT01442 | 0.072 | 0.14 | B | 14.98 | 46.25 | 2025-01-05 | VerticalCompact-BCD_1x1 | 984 | 598 | 953 |  |  | 67.9 | 16 | 16 | 630 | AC motor | 60 | J | no | no | C | D | Aluminum | 2025-01-02 | 8 | 4 | yes | piece | 1
GCVC PD 080.2/12-20 | GCVC PD | 080.2/12-20 | 4252781 | finoox | GCVC 080.2D/1x2-2491-1-D/4/40/2.10/2400/EXS/1/015023 | 7796 | 2 | 1 | 2491 | Axial | 39606 | 39652 | 200.73 | 8132 | 270 | VT03062U.1 | 0.094 | 0.25 | A+ | 20 | 51.53 | 2025-03-16 | VerticalCompact-BCD_1x2 | 2484 | 608 | 1153 |  |  | 178.6 | 22 | 22 | 800 | EC motor | 5060 | 1 | no | no | D | D | Epoxy coated aluminum | 2025-01-02 | 8 | 4 | yes | piece | 1
GCVC PD 063.2/11-21 | GCVC PD | 063.2/11-21 | 4251788 | finoox | GCVC 063.2D/1x1-2504-1-D/4/40/2.10/1200/EXS/1/015023 | 4457 | 1 | 1 | 2504 | Axial | 20.25 | 20.33 | 100.37 | 4176 | 460 | VT03145U.1 | 0.054 | 0.3 | A+ | 21.19 | 52.56 | 2025-03-08 | VerticalCompact-BCD_1x1 | 1284 | 615 | 1153 |  |  | 89.7 | 16 | 16 | 630 | EC motor | 5060 | 1 | no | no | D | D | Epoxy coated aluminum | 2025-01-02 | 10 | 4 | yes | piece | 1
GCVC PD 063.2/23-43 | GCVC PD | 063.2/23-43 | 4247969 | finoox | GCVC 063.2D/2x3-2555-2-D/6/80/2.10/3600/EXS/1/015023 | 27645 | 3 | 2 | 2555 | Axial | 238461 | 239471 | 903.29 | 46878 | 800 | VT03144U.1 | 1999-01-01 | 0.69 | B | 43.16 | 75.12 | 78.2 | VerticalCompact-BCD_2x3 | 3684 | 800 | 2161 |  |  | 594.3 | 54 | 54 | 630 | EC motor | 5060 | 2 | no | no | D | D | Epoxy coated aluminum | 2025-01-02 | 4 | 6 | yes | piece | 1
GCVC PD 050.2/13-56 | GCVC PD | 050.2/13-56 | 4250827 | finoox | GCVC 050.2D/1x3-2562-2-D/6/40/2.10/3600/EXS/1/015023 | 12447 | 3 | 1 | 2562 | Axial | 132344 | 132924 | 451.65 | 26983 | 1595 | VT03013U.1 | 2616 | 1965-01-01 | D | 55.75 | 87.43 | 39.2 | VerticalCompact-BCD_1x3 | 3684 | 607 | 1153 |  |  | 306.2 | 42 | 42 | 500 | EC motor | 5060 | 2 | no | no | D | D | Epoxy coated aluminum | 2025-01-02 | 4 | 6 | yes | piece | 1
GCVC PD 080.2/22-25 | GCVC PD | 080.2/22-25 | 4248377 | finoox | GCVC 080.2D/2x2-2492-1-D/4/80/2.10/2400/EXS/1/015023 | 17327 | 2 | 2 | 2492 | Axial | 84963 | 85072 | 401.46 | 17878 | 295 | VT03062U.1 | 0.23 | 0.3 | A+ | 24.52 | 56.32 | 34.8 | VerticalCompact-BCD_2x2 | 2484 | 800 | 2161 |  |  | 345.8 | 35 | 35 | 800 | EC motor | 5060 | 1 | no | no | D | D | Epoxy coated aluminum | 2025-01-02 | 8 | 4 | yes | piece | 1
GCVC PD 050.2/11-42 | GCVC PD | 050.2/11-42 | 4249376 | finoox | GCVC 050.2C/1x1-2522-1-D/4/32/2.10/900/EXS/1/015023 | 2835 | 1 | 1 | 2522 | Axial | 23453 | 2025-06-23 | 60.22 | 6318 | 1200 | VT03011U.1 | 0.403 | 2025-09-01 | D | 41.91 | 73.18 | 2025-02-05 | VerticalCompact-BCD_1x1 | 984 | 586 | 953 |  |  | 63.7 | 18 | 18 | 500 | EC motor | 5060 | 1 | no | no | C | D | Epoxy coated aluminum | 2025-01-02 | 8 | 4 | yes | piece | 1
GCVC PD 063.2/14-26 | GCVC PD | 063.2/14-26 | 4251539 | finoox | GCVC 063.2C/1x4-2501-1-D/6/32/2.10/3600/EXS/1/015023 | 12771 | 4 | 1 | 2501 | Axial | 49428 | 49795 | 361.32 | 8447 | 345 | VT03145U.1 | 0.13 | 0.15 | A+ | 26.38 | 58.01 | 29 | VerticalCompact-BCD_1x4 | 3684 | 615 | 953 |  |  | 261.3 | 28 | 28 | 630 | EC motor | 5060 | 1 | no | no | C | D | Epoxy coated aluminum | 2025-01-02 | 6 | 6 | yes | piece | 1
GCVC PD 063.2/23-64 | GCVC PD | 063.2/23-64 | 4246992 | finoox | GCVC 063.2C/2x3-2548-2-D/3/64/2.10/2700/EXS/1/015023 | 23568 | 3 | 2 | 2548 | Axial | 156748 | 157002 | 270.99 | 66222 | 1135 | VT03143U.1 | 8655 | 1937-02-01 | E | 64 | 95.75 | 2025-07-27 | VerticalCompact-BCD_2x3 | 2784 | 800 | 1761 |  |  | 444.9 | 54 | 54 | 630 | EC motor | 5060 | 2 | no | no | C | D | Epoxy coated aluminum | 2025-01-02 | 4 | 3 | yes | piece | 1
GCVC PD 063.2/22-29 | GCVC PD | 063.2/22-29 | 4247630 | finoox | GCVC 063.2D/2x2-2505-1-D/6/80/2.10/2400/AXS/1/015023 | 16441 | 2 | 2 | 2505 | Axial | 96553 | 97186 | 602.19 | 16759 | 500 | VT03145U.1 | 0.277 | 0.39 | A+ | 28.97 | 60.78 | 50.5 | VerticalCompact-BCD_2x2 | 2484 | 800 | 2161 |  |  | 383.8 | 35 | 35 | 630 | EC motor | 5060 | 1 | no | no | D | D | Aluminum | 2025-01-02 | 8 | 6 | yes | piece | 1
GCVC PD 050.2/22-31 | GCVC PD | 050.2/22-31 | 4245143 | finoox | GCVC 050.2C/2x2-2512-1-D/3/64/2.10/1800/EXS/1/015023 | 8878 | 2 | 2 | 2512 | Axial | 48.09 | 48054 | 180.66 | 12038 | 565 | VT03011U.1 | 0.208 | 0.28 | A | 31.37 | 63 | 2025-09-15 | VerticalCompact-BCD_2x2 | 1884 | 800 | 1761 |  |  | 207 | 28 | 28 | 500 | EC motor | 5060 | 1 | no | no | C | D | Epoxy coated aluminum | 2025-01-02 | 8 | 3 | yes | piece | 1
GCVC PD 050.2/22-47 | GCVC PD | 050.2/22-47 | 4245197 | finoox | GCVC 050.2C/2x2-2521-1-D/3/64/2.10/1800/EXS/1/015023 | 8882 | 2 | 2 | 2521 | Axial | 74409 | 74252 | 180.66 | 24699 | 1135 | VT03011U.1 | 1351 | 1965-01-01 | D | 46.59 | 78.22 | 2025-09-16 | VerticalCompact-BCD_2x2 | 1884 | 800 | 1761 |  |  | 207.9 | 35 | 35 | 500 | EC motor | 5060 | 1 | no | no | C | D | Epoxy coated aluminum | 2025-01-02 | 8 | 3 | yes | piece | 1
GCVC PD 080.2/13-60 | GCVC PD | 080.2/13-60 | 4253194 | finoox | GCVC 080.2D/1x3-2658-J-D/3/40/2.10/3600/AXS/1/015023 | 9038 | 3 | 1 | 2658 | Axial | 120.53 | 119804 | 225.82 | 49666 | 1030 | VT01384U | 4996 | 2025-03-03 | E | 59.73 | 91.41 | 2025-01-20 | VerticalCompact-BCD_1x3 | 3684 | 641 | 1153 |  |  | 288 | 42 | 42 | 800 | AC motor | 60 | J | no | no | D | D | Aluminum | 2025-01-02 | 4 | 3 | yes | piece | 1
GCVC PD 045.2/13-52 | GCVC PD | 045.2/13-52 | 4243942 | finoox | GCVC 045.2B/1x3-0423-X-D/3/24/2.10/2160/EXS/1/015023 | 3578 | 3 | 1 | 423 | Axial | 41344 | 41236 | 81.3 | 16312 | 1460 | VT0326U | 1993-01-01 | 3 | E | 51.94 | 83.31 | 2025-01-07 | VerticalCompact-BCD_1x3a | 2244 | 521 | 753 |  |  | 120.2 | 28 | 28 | 450 | AC motor | 60 | X | no | no | B | D | Epoxy coated aluminum | 2025-01-02 | 6 | 3 | yes | piece | 1
GCVC PD 045.2/14-54 | GCVC PD | 045.2/14-54 | 4249089 | finoox | GCVC 045.2C/1x4-0423-X-D/3/32/2.10/3600/EXS/1/015023 | 5532 | 4 | 1 | 423 | Axial | 75277 | 75197 | 180.66 | 25210 | 1460 | VT0326U | 2373 | 3 | E | 54.24 | 85.86 | 2025-05-15 | VerticalCompact-BCD_1x4 | 3684 | 521 | 953 |  |  | 214.5 | 35 | 35 | 450 | AC motor | 60 | X | no | no | C | D | Epoxy coated aluminum | 2025-01-02 | 4 | 3 | yes | piece | 1
GCVC PD 050.2/11-31 | GCVC PD | 050.2/11-31 | 4244013 | finoox | GCVC 050.2B/1x1-2336-D-D/4/24/2.10/720/EXS/1/015023 | 1925 | 1 | 1 | 2336 | Axial | 11344 | 11412 | 36.13 | 2792 | 660 | VT01437 | 0.132 | 0.33 | C | 30.67 | 61.86 | 2025-02-03 | VerticalCompact-BCD_1x1 | 804 | 596 | 753 |  |  | 49.7 | 16 | 16 | 500 | AC motor | 50 | D | no | no | B | D | Epoxy coated aluminum | 2025-01-02 | 12 | 4 | yes | piece | 1
GCVC PD 040.2/12-41 | GCVC PD | 040.2/12-41 | 4243704 | finoox | GCVC 040.2A/1x2-2346-W-D/2/20/2.10/1200/AXS/2/015023 | 1447 | 2 | 1 | 2346 | Axial | 11248 | 11226 | 2025-09-25 | 4516 | 895 | VT0607 | 0.18 | 0.33 | D | 41.36 | 72.52 | 2025-01-02 | VerticalCompact-A_1x2 | 1260 | 342 | 507 |  |  | 2025-06-29 | 16 | 16 | 400 | AC motor | 50 | W | no | no | A | D | Aluminum | 2025-01-02 | 10 | 2 | yes | piece | 1
GCVC PD 050.2/21-32 | GCVC PD | 050.2/21-32 | 4245801 | finoox | GCVC 050.2D/2x1-2387-L-D/6/80/2.10/1200/EXS/1/015023 | 6649 | 1 | 2 | 2387 | Axial | 39456 | 39798 | 301.1 | 6757 | 500 | VT01435 | 0.352 | 0.37 | C | 32.4 | 64.05 | 2025-03-25 | VerticalCompact-BCD_2x1 | 1284 | 800 | 2161 |  |  | 216.7 | 22 | 22 | 500 | AC motor | 60 | L | no | no | D | D | Epoxy coated aluminum | 2025-01-02 | 12 | 6 | yes | piece | 1
GCVC PD 045.2/13-53 | GCVC PD | 045.2/13-53 | 4249010 | finoox | GCVC 045.2C/1x3-2409-1-D/6/32/2.10/2700/AXS/1/015023 | 7275 | 3 | 1 | 2409 | Axial | 82764 | 83024 | 270.99 | 16934 | 1500 | VT03007U.1 | 1596 | 2025-02-02 | D | 52.69 | 84.2 | 2025-06-22 | VerticalCompact-BCD_1x3 | 2784 | 535 | 953 |  |  | 192.4 | 35 | 35 | 450 | EC motor | 5060 | 1 | no | no | C | D | Aluminum | 2025-01-02 | 6 | 6 | yes | piece | 1
GCVC PD 050.2/11-46 | GCVC PD | 050.2/11-46 | 4244021 | finoox | GCVC 050.2B/1x1-2347-D-D/4/24/2.10/720/EXS/1/015023 | 1965 | 1 | 1 | 2347 | Axial | 2025-04-18 | 18581 | 36.13 | 6014 | 1390 | VT03150U | 0.751 | 1941-01-01 | E | 46.13 | 77.32 | 2025-02-03 | VerticalCompact-BCD_1x1 | 804 | 569 | 753 |  |  | 51.9 | 16 | 16 | 500 | AC motor | 50 | D | no | no | B | D | Epoxy coated aluminum | 2025-01-02 | 8 | 4 | yes | piece | 1
GCVC PD 050.2/22-46 | GCVC PD | 050.2/22-46 | 4245042 | finoox | GCVC 050.2C/2x2-2348-S-D/6/64/2.10/1800/AXS/1/015023 | 8264 | 2 | 2 | 2348 | Axial | 115337 | 115853 | 361.32 | 23732 | 1180 | VT03150U | 2025-02-02 | 0.9 | D | 46.1 | 77.73 | 32.4 | VerticalCompact-BCD_2x2 | 1884 | 800 | 1761 |  |  | 281.4 | 42 | 42 | 500 | AC motor | 50 | S | no | no | C | D | Aluminum | 2025-01-02 | 8 | 6 | yes | piece | 1
GCVC PD 063.2/21-64 | GCVC PD | 063.2/21-64 | 4247335 | finoox | GCVC 063.2D/2x1-2412-2-D/4/80/2.10/1200/AXS/1/015023 | 10570 | 1 | 2 | 2412 | Axial | 109801 | 110.31 | 200.73 | 34305 | 1510 | VT03143U.1 | 6413 | 5 | E | 64.08 | 95.73 | 2025-09-20 | VerticalCompact-BCD_2x1 | 1284 | 800 | 2161 |  |  | 227.2 | 42 | 42 | 630 | EC motor | 5060 | 2 | no | no | D | D | Aluminum | 2025-01-02 | 8 | 4 | yes | piece | 1
GCVC PD 063.2/22-46 | GCVC PD | 063.2/22-46 | 4247737 | finoox | GCVC 063.2D/2x2-2558-2-D/4/80/2.10/2400/AXS/1/015023 | 15607 | 2 | 2 | 2558 | Axial | 152549 | 152718 | 401.46 | 39721 | 950 | VT03144U.1 | 2064 | 1 | C | 46.41 | 78.22 | 39.4 | VerticalCompact-BCD_2x2 | 2484 | 800 | 2161 |  |  | 348.9 | 54 | 54 | 630 | EC motor | 5060 | 2 | no | no | D | D | Aluminum | 2025-01-02 | 6 | 4 | yes | piece | 1
GCVC PD 063.2/23-38 | GCVC PD | 063.2/23-38 | 4246969 | finoox | GCVC 063.2C/2x3-2509-1-D/4/64/2.10/2700/AXS/1/015023 | 16763 | 3 | 2 | 2509 | Axial | 118782 | 118813 | 361.32 | 29240 | 655 | VT03145U.1 | 0.901 | 0.75 | B | 38.19 | 69.94 | 32.1 | VerticalCompact-BCD_2x3 | 2784 | 800 | 1761 |  |  | 332.7 | 42 | 42 | 630 | EC motor | 5060 | 1 | no | no | C | D | Aluminum | 2025-01-02 | 6 | 4 | yes | piece | 1
GCVC PD 080.2/21-48 | GCVC PD | 080.2/21-48 | 4248159 | finoox | GCVC 080.2D/2x1-2538-2-D/3/80/2.10/1200/EXS/1/015023 | 9772 | 1 | 2 | 2538 | Axial | 77376 | 77555 | 150.55 | 28411 | 800 | VT03059U.2 | 1972 | 1989-01-01 | D | 48.12 | 79.77 | 2025-04-15 | VerticalCompact-BCD_2x1 | 1284 | 800 | 2161 |  |  | 200.1 | 35 | 35 | 800 | EC motor | 5060 | 2 | no | no | D | D | Epoxy coated aluminum | 2025-01-02 | 8 | 3 | yes | piece | 1
GCVC PD 050.2/24-60 | GCVC PD | 050.2/24-60 | 4245707 | finoox | GCVC 050.2C/2x4-2563-2-D/6/64/2.10/3600/EXS/1/015023 | 26151 | 4 | 2 | 2563 | Axial | 282744 | 283615 | 722.63 | 66944 | 1680 | VT03013U.1 | 8787 | 1975-01-01 | E | 60.39 | 92.25 | 65.4 | VerticalCompact-BCD_2x4 | 3684 | 800 | 1761 |  |  | 541.3 | 64 | 64 | 500 | EC motor | 5060 | 2 | no | no | C | D | Epoxy coated aluminum | 2025-01-02 | 4 | 6 | yes | piece | 1
GCVC PD 063.2/13-42 | GCVC PD | 063.2/13-42 | 4251440 | finoox | GCVC 063.2C/1x3-2556-2-D/4/32/2.10/2700/EXS/1/015023 | 9684 | 3 | 1 | 2556 | Axial | 79136 | 79338 | 180.66 | 22374 | 850 | VT03144U.1 | 1277 | 0.77 | D | 41.53 | 73.04 | 2025-06-15 | VerticalCompact-BCD_1x3 | 2784 | 623 | 953 |  |  | 186.8 | 35 | 35 | 630 | EC motor | 5060 | 2 | no | no | C | D | Epoxy coated aluminum | 2025-01-02 | 4 | 4 | yes | piece | 1
GCVC PD 063.2/12-19 | GCVC PD | 063.2/12-19 | 4252017 | finoox | GCVC 063.2D/1x2-2501-1-D/6/40/2.10/2400/EXS/1/015023 | 8837 | 2 | 1 | 2501 | Axial | 33931 | 34.19 | 301.1 | 5666 | 345 | VT03145U.1 | 0.06 | 0.15 | A+ | 18.51 | 50.03 | 2025-02-24 | VerticalCompact-BCD_1x2 | 2484 | 615 | 1153 |  |  | 196.3 | 22 | 22 | 630 | EC motor | 5060 | 1 | no | no | D | D | Epoxy coated aluminum | 2025-01-02 | 10 | 6 | yes | piece | 1
GCVC PD 063.2/14-34 | GCVC PD | 063.2/14-34 | 4251560 | finoox | GCVC 063.2C/1x4-2505-1-D/6/32/2.10/3600/AXS/1/015023 | 12084 | 4 | 1 | 2505 | Axial | 69762 | 70064 | 361.32 | 12670 | 500 | VT03145U.1 | 0.306 | 0.39 | A | 33.65 | 65.28 | 2025-05-29 | VerticalCompact-BCD_1x4 | 3684 | 615 | 953 |  |  | 261.9 | 35 | 35 | 630 | EC motor | 5060 | 1 | no | no | C | D | Aluminum | 2025-01-02 | 6 | 6 | yes | piece | 1
GCVC PD 050.2/22-47 | GCVC PD | 050.2/22-47 | 4245194 | finoox | GCVC 050.2C/2x2-2521-1-D/3/64/2.10/1800/AXS/1/015023 | 8516 | 2 | 2 | 2521 | Axial | 76549 | 76417 | 180.66 | 24699 | 1135 | VT03011U.1 | 1351 | 1965-01-01 | D | 46.59 | 78.22 | 2025-09-16 | VerticalCompact-BCD_2x2 | 1884 | 800 | 1761 |  |  | 207.9 | 35 | 35 | 500 | EC motor | 5060 | 1 | no | no | C | D | Aluminum | 2025-01-02 | 8 | 3 | yes | piece | 1
GCVC PD 045.2/14-47 | GCVC PD | 045.2/14-47 | 4249147 | finoox | GCVC 045.2C/1x4-2529-1-D/4/32/2.10/3600/AXS/1/015023 | 8131 | 4 | 1 | 2529 | Axial | 76288 | 76405 | 240.88 | 17837 | 1125 | VT03007U.1 | 0.916 | 1 | C | 47.33 | 78.95 | 2025-02-20 | VerticalCompact-BCD_1x4 | 3684 | 535 | 953 |  |  | 217 | 35 | 35 | 450 | EC motor | 5060 | 1 | no | no | C | D | Aluminum | 2025-01-02 | 4 | 4 | yes | piece | 1
GCVC PD 045.2/21-45 | GCVC PD | 045.2/21-45 | 4244473 | finoox | GCVC 045.2C/2x1-2529-1-D/6/64/2.10/900/EXS/1/015023 | 5910 | 1 | 2 | 2529 | Axial | 42986 | 43382 | 180.66 | 8377 | 1125 | VT03007U.1 | 0.465 | 1 | C | 44.59 | 76.1 | 2025-03-16 | VerticalCompact-BCD_2x1 | 984 | 800 | 1761 |  |  | 141.9 | 28 | 28 | 450 | EC motor | 5060 | 1 | no | no | C | D | Epoxy coated aluminum | 2025-01-02 | 12 | 6 | yes | piece | 1
GCVC PD 050.2/23-55 | GCVC PD | 050.2/23-55 | 4245473 | finoox | GCVC 050.2C/2x3-2790-K-D/4/64/2.10/2700/AXS/1/015023 | 10393 | 3 | 2 | 2790 | Axial | 177.27 | 177909 | 361.32 | 51288 | 1640 | VT03150U | 6107 | 1964-01-01 | E | 55.44 | 87.19 | 34.7 | VerticalCompact-BCD_2x3 | 2784 | 800 | 1761 |  |  | 360.2 | 54 | 54 | 500 | AC motor | 60 | K | no | no | C | D | Aluminum | 2025-01-02 | 4 | 4 | yes | piece | 1
GCVC PD 050.2/12-39 | GCVC PD | 050.2/12-39 | 4250366 | finoox | GCVC 050.2D/1x2-2332-D-D/3/40/2.10/2400/AXS/1/015023 | 4100 | 2 | 1 | 2332 | Axial | 44012 | 43.99 | 150.55 | 11144 | 850 | VT01435 | 0.492 | 0.74 | C | 38.72 | 70.25 | 2025-09-12 | VerticalCompact-BCD_1x2 | 2484 | 596 | 1153 |  |  | 161.9 | 28 | 28 | 500 | AC motor | 50 | D | no | no | D | D | Aluminum | 2025-01-02 | 6 | 3 | yes | piece | 1
GCVC PD 050.2/21-43 | GCVC PD | 050.2/21-43 | 4244844 | finoox | GCVC 050.2C/2x1-2386-K-D/3/64/2.10/900/AXS/1/015023 | 3995 | 1 | 2 | 2386 | Axial | 38038 | 38257 | 90.33 | 11588 | 910 | VT01435 | 0.818 | 0.92 | D | 42.99 | 74.5 | 2025-03-08 | VerticalCompact-BCD_2x1 | 984 | 800 | 1761 |  |  | 127.7 | 22 | 22 | 500 | AC motor | 60 | K | no | no | C | D | Aluminum | 2025-01-02 | 8 | 3 | yes | piece | 1
GCVC PD 050.2/11-38 | GCVC PD | 050.2/11-38 | 4249245 | finoox | GCVC 050.2C/1x1-2384-I-D/6/32/2.10/900/EXS/1/015023 | 2720 | 1 | 1 | 2384 | Axial | 22815 | 22978 | 90.33 | 4515 | 790 | VT01435 | 0.377 | 0.88 | D | 38.16 | 69.43 | 2025-07-07 | VerticalCompact-BCD_1x1 | 984 | 596 | 953 |  |  | 77.4 | 18 | 18 | 500 | AC motor | 60 | I | no | no | C | D | Epoxy coated aluminum | 2025-01-02 | 12 | 6 | yes | piece | 1
GCVC PD 063.2/23-39 | GCVC PD | 063.2/23-39 | 4247839 | finoox | GCVC 063.2D/2x3-2414-1-D/4/80/2.10/3600/AXS/1/015023 | 20401 | 3 | 2 | 2414 | Axial | 185199 | 185462 | 602.19 | 42699 | 770 | VT03145U.1 | 2025-01-01 | 2015-01-01 | B | 39.46 | 71.42 | 54.8 | VerticalCompact-BCD_2x3 | 3684 | 800 | 2161 |  |  | 479.3 | 54 | 54 | 630 | EC motor | 5060 | 1 | no | no | D | D | Aluminum | 2025-01-02 | 4 | 4 | yes | piece | 1
GCVC PD 050.2/23-50 | GCVC PD | 050.2/23-50 | 4245362 | finoox | GCVC 050.2C/2x3-2411-1-D/4/64/2.10/2700/EXS/1/015023 | 14326 | 3 | 2 | 2411 | Axial | 147.78 | 148169 | 361.32 | 39993 | 1260 | VT03011U.1 | 2812 | 2025-02-02 | D | 50.34 | 82.09 | 32.2 | VerticalCompact-BCD_2x3 | 2784 | 800 | 1761 |  |  | 327.5 | 42 | 42 | 500 | EC motor | 5060 | 1 | no | no | C | D | Epoxy coated aluminum | 2025-01-02 | 4 | 4 | yes | piece | 1
GCVC PD 063.2/12-43 | GCVC PD | 063.2/12-43 | 4251108 | finoox | GCVC 063.2C/1x2-2413-2-D/4/32/2.10/1800/EXS/1/015023 | 6924 | 2 | 1 | 2413 | Axial | 55.51 | 55214 | 120.44 | 17744 | 1000 | VT03144U.1 | 1364 | 2025-01-01 | D | 43.37 | 74.77 | 2025-04-10 | VerticalCompact-BCD_1x2 | 1884 | 623 | 953 |  |  | 127.3 | 28 | 28 | 630 | EC motor | 5060 | 2 | no | no | C | D | Epoxy coated aluminum | 2025-01-02 | 8 | 4 | yes | piece | 1
GCVC PD 050.2/21-36 | GCVC PD | 050.2/21-36 | 4245817 | finoox | GCVC 050.2D/2x1-2390-K-D/3/80/2.10/1200/EXS/1/015023 | 5021 | 1 | 2 | 2390 | Axial | 38758 | 38787 | 150.55 | 9582 | 760 | VT01437 | 0.331 | 0.35 | B | 35.68 | 67.33 | 2025-02-13 | VerticalCompact-BCD_2x1 | 1284 | 800 | 2161 |  |  | 165.8 | 22 | 22 | 500 | AC motor | 60 | K | no | no | D | D | Epoxy coated aluminum | 2025-01-02 | 10 | 3 | yes | piece | 1
GCVC PD 050.2/12-54 | GCVC PD | 050.2/12-54 | 4250491 | finoox | GCVC 050.2D/1x2-2420-2-D/6/40/2.10/2400/EXS/1/015023 | 7966 | 2 | 1 | 2420 | Axial | 91314 | 91663 | 301.1 | 18889 | 1600 | VT03013U.1 | 1799 | 1965-01-01 | D | 53.81 | 85.33 | 2025-04-25 | VerticalCompact-BCD_1x2 | 2484 | 607 | 1153 |  |  | 205.2 | 35 | 35 | 500 | EC motor | 5060 | 2 | no | no | D | D | Epoxy coated aluminum | 2025-01-02 | 6 | 6 | yes | piece | 1
GCVC PD 050.2/14-46 | GCVC PD | 050.2/14-46 | 4250017 | finoox | GCVC 050.2C/1x4-2421-1-D/3/32/2.10/3600/EXS/1/015023 | 8615 | 4 | 1 | 2421 | Axial | 76344 | 76.26 | 180.66 | 25929 | 1150 | VT03011U.1 | 1411 | 1975-01-01 | D | 46.04 | 77.66 | 2025-05-15 | VerticalCompact-BCD_1x4 | 3684 | 586 | 953 |  |  | 205.4 | 35 | 35 | 500 | EC motor | 5060 | 1 | no | no | C | D | Epoxy coated aluminum | 2025-01-02 | 4 | 3 | yes | piece | 1
GCVC PD 045.2/12-41 | GCVC PD | 045.2/12-41 | 4248958 | finoox | GCVC 045.2C/1x2-2527-1-D/4/32/2.10/1800/EXS/1/015023 | 4871 | 2 | 1 | 2527 | Axial | 33665 | 33709 | 120.44 | 7691 | 975 | VT03007U.1 | 0.306 | 0.68 | C | 41.45 | 72.83 | 10 | VerticalCompact-BCD_1x2 | 1884 | 535 | 953 |  |  | 113.1 | 22 | 22 | 450 | EC motor | 5060 | 1 | no | no | C | D | Epoxy coated aluminum | 2025-01-02 | 8 | 4 | yes | piece | 1
GCVC PD 063.2/12-41 | GCVC PD | 063.2/12-41 | 4252143 | finoox | GCVC 063.2D/1x2-2557-2-D/6/40/2.10/2400/EXS/1/015023 | 9538 | 2 | 1 | 2557 | Axial | 88155 | 87446 | 301.1 | 17678 | 900 | VT03144U.1 | 0.931 | 0.85 | C | 41.45 | 72.98 | 2025-04-25 | VerticalCompact-BCD_1x2 | 2484 | 623 | 1153 |  |  | 206.2 | 35 | 35 | 630 | EC motor | 5060 | 2 | no | no | D | D | Epoxy coated aluminum | 2025-01-02 | 6 | 6 | yes | piece | 1
GCVC PD 063.2/24-48 | GCVC PD | 063.2/24-48 | 4247246 | finoox | GCVC 063.2C/2x4-2558-2-D/3/64/2.10/3600/AXS/1/015023 | 22840 | 4 | 2 | 2558 | Axial | 183656 | 182653 | 361.32 | 70982 | 950 | VT03144U.1 | 4534 | 1 | D | 47.87 | 79.73 | 34.6 | VerticalCompact-BCD_2x4 | 3684 | 800 | 1761 |  |  | 434.9 | 54 | 54 | 630 | EC motor | 5060 | 2 | no | no | C | D | Aluminum | 2025-01-02 | 4 | 3 | yes | piece | 1
GCVC PD 080.2/11-51 | GCVC PD | 080.2/11-51 | 4252584 | finoox | GCVC 080.2D/1x1-2541-2-D/6/40/2.10/1200/AXS/1/015023 | 6193 | 1 | 1 | 2541 | Axial | 61213 | 61553 | 150.55 | 13936 | 950 | VT03059U.2 | 1705 | 1982-02-01 | E | 51.48 | 82.85 | 2025-01-13 | VerticalCompact-BCD_1x1 | 1284 | 650 | 1153 |  |  | 123 | 28 | 28 | 800 | EC motor | 5060 | 2 | no | no | D | D | Aluminum | 2025-01-02 | 10 | 6 | yes | piece | 1
GCVC PD 045.2/13-45 | GCVC PD | 045.2/13-45 | 4243976 | finoox | GCVC 045.2B/1x3-2528-1-D/3/24/2.10/2160/AXS/1/015023 | 5232 | 3 | 1 | 2528 | Axial | 35003 | 35123 | 81.3 | 11014 | 1050 | VT03007U.1 | 0.575 | 0.84 | D | 45.42 | 76.8 | 2025-08-06 | VerticalCompact-BCD_1x3a | 2244 | 535 | 753 |  |  | 108.7 | 22 | 22 | 450 | EC motor | 5060 | 1 | no | no | B | D | Aluminum | 2025-01-02 | 6 | 3 | yes | piece | 1
GCVC PD 050.3/13-51 | GCVC PD | 050.3/13-51 | 6058542 | finoox | GCVC 050.3D/1x3-3617-X-D/4/40/2.10/3600/EXS/1/015023 | 7226 | 3 | 1 | 3617 | Axial | 99888 | 100047 | 301.1 | 24745 | 1260 | VT01524 | 2758 | 2025-04-04 | E | 50.77 | 82.45 | 2025-02-25 | VerticalCompact-BCD_1x3 | 3684 | 596 | 1153 |  |  | 262.3 | 35 | 35 | 500 | AC motor | 60 | X | no | no | D | D | Epoxy coated aluminum | 2025-01-02 | 4 | 4 | yes | piece | 1
GCVC PD 045.2/21-51 | GCVC PD | 045.2/21-51 | 4244412 | finoox | GCVC 045.2C/2x1-0423-X-D/4/64/2.10/900/EXS/1/015023 | 3947 | 1 | 2 | 423 | Axial | 45997 | 46286 | 120.44 | 12269 | 1460 | VT0326U | 1206 | 3 | E | 51.13 | 82.64 | 2025-04-11 | VerticalCompact-BCD_2x1 | 984 | 800 | 1761 |  |  | 131.6 | 28 | 28 | 450 | AC motor | 60 | X | no | no | C | D | Epoxy coated aluminum | 2025-01-02 | 8 | 4 | yes | piece | 1
GCVC PD 050.2/11-31 | GCVC PD | 050.2/11-31 | 4250142 | finoox | GCVC 050.2D/1x1-2336-D-D/4/40/2.10/1200/EXS/1/015023 | 2804 | 1 | 1 | 2336 | Axial | 19678 | 19755 | 100.37 | 4027 | 660 | VT01437 | 0.121 | 0.33 | B | 30.72 | 62.08 | 2025-03-08 | VerticalCompact-BCD_1x1 | 1284 | 596 | 1153 |  |  | 91.2 | 16 | 16 | 500 | AC motor | 50 | D | no | no | D | D | Epoxy coated aluminum | 2025-01-02 | 10 | 4 | yes | piece | 1
GCVC PD 050.2/12-32 | GCVC PD | 050.2/12-32 | 4250373 | finoox | GCVC 050.2D/1x2-2333-S-D/4/40/2.10/2400/AXS/1/015023 | 4441 | 2 | 1 | 2333 | Axial | 37982 | 38052 | 200.73 | 7575 | 530 | VT01435 | 0.296 | 0.35 | B | 31.63 | 63.15 | 2025-03-16 | VerticalCompact-BCD_1x2 | 2484 | 596 | 1153 |  |  | 175.6 | 22 | 22 | 500 | AC motor | 50 | S | no | no | D | D | Aluminum | 2025-01-02 | 8 | 4 | yes | piece | 1
GCVC PD 063.2/14-22 | GCVC PD | 063.2/14-22 | 4251468 | finoox | GCVC 063.2C/1x4-2359-S-D/3/32/2.10/3600/EXS/1/015023 | 8189 | 4 | 1 | 2359 | Axial | 46319 | 46282 | 180.66 | 11365 | 320 | VT01442 | 0.26 | 0.14 | A | 2025-06-21 | 53.23 | 2025-09-14 | VerticalCompact-BCD_1x4 | 3684 | 598 | 953 |  |  | 223 | 28 | 28 | 630 | AC motor | 50 | S | no | no | C | D | Epoxy coated aluminum | 2025-01-02 | 4 | 3 | yes | piece | 1
GCVC PD 050.2/21-38 | GCVC PD | 050.2/21-38 | 4245771 | finoox | GCVC 050.2D/2x1-2354-W-D/6/80/2.10/1200/EXS/1/015023 | 6714 | 1 | 2 | 2354 | Axial | 55241 | 55668 | 301.1 | 10022 | 865 | VT03093U | 0.409 | 0.97 | B | 37.95 | 69.6 | 2025-01-26 | VerticalCompact-BCD_2x1 | 1284 | 800 | 2161 |  |  | 214.3 | 28 | 28 | 500 | AC motor | 50 | W | no | no | D | D | Epoxy coated aluminum | 2025-01-02 | 10 | 6 | yes | piece | 1
GCVC PD 050.2/12-33 | GCVC PD | 050.2/12-33 | 4249501 | finoox | GCVC 050.2C/1x2-2388-I-D/4/32/2.10/1800/AXS/1/015023 | 3535 | 2 | 1 | 2388 | Axial | 34947 | 35034 | 120.44 | 7889 | 710 | VT01437 | 0.32 | 0.34 | C | 33.31 | 64.7 | 10 | VerticalCompact-BCD_1x2 | 1884 | 596 | 953 |  |  | 121.3 | 22 | 22 | 500 | AC motor | 60 | I | no | no | C | D | Aluminum | 2025-01-02 | 8 | 4 | yes | piece | 1
GCVC PD 063.2/11-33 | GCVC PD | 063.2/11-33 | 4251756 | finoox | GCVC 063.2D/1x1-2414-1-D/6/40/2.10/1200/AXS/1/015023 | 4957 | 1 | 1 | 2414 | Axial | 35181 | 35.44 | 150.55 | 6612 | 770 | VT03145U.1 | 0.22 | 2015-01-01 | B | 32.53 | 63.9 | 2025-07-12 | VerticalCompact-BCD_1x1 | 1284 | 615 | 1153 |  |  | 105 | 22 | 22 | 630 | EC motor | 5060 | 1 | no | no | D | D | Aluminum | 2025-01-02 | 10 | 6 | yes | piece | 1
GCVC PD 050.2/23-48 | GCVC PD | 050.2/23-48 | 4245370 | finoox | GCVC 050.2C/2x3-2421-1-D/3/64/2.10/2700/AXS/1/015023 | 12662 | 3 | 2 | 2421 | Axial | 123513 | 123707 | 270.99 | 38893 | 1150 | VT03011U.1 | 2117 | 1975-01-01 | D | 47.68 | 79.43 | 2025-01-25 | VerticalCompact-BCD_2x3 | 2784 | 800 | 1761 |  |  | 301.4 | 42 | 42 | 500 | EC motor | 5060 | 1 | no | no | C | D | Aluminum | 2025-01-02 | 4 | 3 | yes | piece | 1
GCVC PD 063.2/11-25 | GCVC PD | 063.2/11-25 | 4251799 | finoox | GCVC 063.2D/1x1-2506-1-D/3/40/2.10/1200/EXS/1/015023 | 4254 | 1 | 1 | 2506 | Axial | 20216 | 20231 | 75.27 | 5084 | 540 | VT03145U.1 | 0.077 | 0.45 | A+ | 24.57 | 55.94 | 2025-04-06 | VerticalCompact-BCD_1x1 | 1284 | 615 | 1153 |  |  | 82.6 | 18 | 18 | 630 | EC motor | 5060 | 1 | no | no | D | D | Epoxy coated aluminum | 2025-01-02 | 10 | 3 | yes | piece | 1
GCVC PD 063.2/21-36 | GCVC PD | 063.2/21-36 | 4246601 | finoox | GCVC 063.2C/2x1-2553-2-D/3/64/2.10/900/EXS/1/015023 | 7536 | 1 | 2 | 2553 | Axial | 39291 | 39496 | 90.33 | 12843 | 700 | VT03144U.1 | 0.472 | 0.52 | C | 35.5 | 67.01 | 2025-03-08 | VerticalCompact-BCD_2x1 | 984 | 800 | 1761 |  |  | 127.9 | 22 | 22 | 630 | EC motor | 5060 | 2 | no | no | C | D | Epoxy coated aluminum | 2025-01-02 | 8 | 3 | yes | piece | 1
GCVC PD 080.2/11-45 | GCVC PD | 080.2/11-45 | 4252567 | finoox | GCVC 080.2D/1x1-2538-2-D/3/40/2.10/1200/EXS/1/015023 | 5457 | 1 | 1 | 2538 | Axial | 38689 | 38778 | 75.27 | 14206 | 800 | VT03059U.2 | 0.986 | 1989-01-01 | D | 45.39 | 76.76 | 2025-06-06 | VerticalCompact-BCD_1x1 | 1284 | 650 | 1153 |  |  | 100.5 | 22 | 22 | 800 | EC motor | 5060 | 2 | no | no | D | D | Epoxy coated aluminum | 2025-01-02 | 8 | 3 | yes | piece | 1
GCVC PD 050.2/12-39 | GCVC PD | 050.2/12-39 | 4250528 | finoox | GCVC 050.2D/1x2-2517-1-D/3/40/2.10/2400/AXS/1/015023 | 5121 | 2 | 1 | 2517 | Axial | 41885 | 41871 | 150.55 | 10376 | 880 | VT03011U.1 | 0.309 | 0.84 | B | 38.94 | 70.46 | 2025-09-12 | VerticalCompact-BCD_1x2 | 2484 | 586 | 1153 |  |  | 151.9 | 28 | 28 | 500 | EC motor | 5060 | 1 | no | no | D | D | Aluminum | 2025-01-02 | 6 | 3 | yes | piece | 1
GCVC PD 050.2/12-39 | GCVC PD | 050.2/12-39 | 4244231 | finoox | GCVC 050.2B/1x2-2517-1-D/4/24/2.10/1440/EXS/1/015023 | 4087 | 2 | 1 | 2517 | Axial | 27971 | 28049 | 72.26 | 7402 | 880 | VT03011U.1 | 0.364 | 0.84 | C | 39.09 | 70.38 | 2025-01-06 | VerticalCompact-BCD_1x2 | 1524 | 586 | 753 |  |  | 85 | 22 | 22 | 500 | EC motor | 5060 | 1 | no | no | B | D | Epoxy coated aluminum | 2025-01-02 | 8 | 4 | yes | piece | 1
GCVC PD 080.2/22-32 | GCVC PD | 080.2/22-32 | 4248400 | finoox | GCVC 080.2D/2x2-2498-1-D/3/80/2.10/2400/EXS/1/015023 | 15962 | 2 | 2 | 2498 | Axial | 103265 | 103141 | 301.1 | 29593 | 440 | VT03062U.1 | 0.648 | 0.85 | B | 32.37 | 64.18 | 2025-09-26 | VerticalCompact-BCD_2x2 | 2484 | 800 | 2161 |  |  | 316.7 | 35 | 35 | 800 | EC motor | 5060 | 1 | no | no | D | D | Epoxy coated aluminum | 2025-01-02 | 6 | 3 | yes | piece | 1
GCVC PD 050.2/12-33 | GCVC PD | 050.2/12-33 | 4249561 | finoox | GCVC 050.2C/1x2-2514-1-D/4/32/2.10/1800/AXS/1/015023 | 4575 | 2 | 1 | 2514 | Axial | 32527 | 32596 | 120.44 | 7144 | 695 | VT03011U.1 | 0.175 | 0.47 | A | 32.82 | 64.21 | 10 | VerticalCompact-BCD_1x2 | 1884 | 586 | 953 |  |  | 116.5 | 22 | 22 | 500 | EC motor | 5060 | 1 | no | no | C | D | Aluminum | 2025-01-02 | 8 | 4 | yes | piece | 1
GCVC PD 045.2/12-44 | GCVC PD | 045.2/12-44 | 4243916 | finoox | GCVC 045.2B/1x2-2528-1-D/3/24/2.10/1440/AXS/1/015023 | 3842 | 2 | 1 | 2528 | Axial | 23676 | 23695 | 54.2 | 7343 | 1050 | VT03007U.1 | 0.383 | 0.84 | D | 43.76 | 75.04 | 2025-06-04 | VerticalCompact-BCD_1x2 | 1524 | 535 | 753 |  |  | 75.4 | 18 | 18 | 450 | EC motor | 5060 | 1 | no | no | B | D | Aluminum | 2025-01-02 | 8 | 3 | yes | piece | 1
GCVC PD 080.3/23-57 | GCVC PD | 080.3/23-57 | 6096426 | finoox | GCVC 080.3D/2x3-3559-2-D/6/80/2.10/3600/AXS/1/015023 | 38338 | 3 | 2 | 3559 | Axial | 419.79 | 420687 | 903.29 | 106972 | 1045 | VT01445U.3 | 14921 | 1965-03-01 | E | 57.16 | 89.12 | 86.5 | VerticalCompact-BCD_2x3 | 3684 | 800 | 2161 |  |  | 744.8 | 76.1 | 76.1 | 800 | EC motor | 5060 | 2 | no | no | D | D | Aluminum | 2025-01-02 | 4 | 6 | yes | piece | 1
GCVC PD 080.3/13-55 | GCVC PD | 080.3/13-55 | 6217861 | finoox | GCVC 080.3D/1x3-3561-2-D/3/40/2.10/3600/AXS/1/015023 | 13814 | 3 | 1 | 3561 | Axial | 122501 | 121.51 | 225.82 | 51659 | 930 | VT01445U.3 | 4962 | 1975-02-01 | E | 55.49 | 87.18 | 2025-01-20 | VerticalCompact-BCD_1x3 | 3684 | 620 | 1153 |  |  | 307.2 | 42 | 42 | 800 | EC motor | 5060 | 2 | no | no | D | D | Aluminum | 2025-01-02 | 4 | 3 | yes | piece | 1
GCVC PD 063.2/22-31 | GCVC PD | 063.2/22-31 | 4247515 | finoox | GCVC 063.2D/2x2-2358-D-D/4/80/2.10/2400/AXS/1/015023 | 11570 | 2 | 2 | 2358 | Axial | 83767 | 83881 | 401.46 | 17213 | 430 | VT01442 | 0.457 | 0.32 | A | 30.81 | 62.62 | 34.8 | VerticalCompact-BCD_2x2 | 2484 | 800 | 2161 |  |  | 336.9 | 35 | 35 | 630 | AC motor | 50 | D | no | no | D | D | Aluminum | 2025-01-02 | 8 | 4 | yes | piece | 1
GCVC PD 063.2/13-30 | GCVC PD | 063.2/13-30 | 4252172 | finoox | GCVC 063.2D/1x3-2358-D-D/4/40/2.10/3600/EXS/1/015023 | 8819 | 3 | 1 | 2358 | Axial | 60982 | 60.98 | 301.1 | 12910 | 430 | VT01442 | 0.343 | 0.32 | A | 29.69 | 61.37 | 2025-05-24 | VerticalCompact-BCD_1x3 | 3684 | 598 | 1153 |  |  | 256.8 | 28 | 28 | 630 | AC motor | 50 | D | no | no | D | D | Epoxy coated aluminum | 2025-01-02 | 6 | 4 | yes | piece | 1
GCVC PD 050.2/21-37 | GCVC PD | 050.2/21-37 | 4244820 | finoox | GCVC 050.2C/2x1-2354-W-D/3/64/2.10/900/AXS/1/015023 | 3957 | 1 | 2 | 2354 | Axial | 33594 | 33765 | 90.33 | 9606 | 865 | VT03093U | 0.416 | 0.97 | C | 37.43 | 68.94 | 2025-03-08 | VerticalCompact-BCD_2x1 | 984 | 800 | 1761 |  |  | 123.9 | 22 | 22 | 500 | AC motor | 50 | W | no | no | C | D | Aluminum | 2025-01-02 | 8 | 3 | yes | piece | 1
GCVC PD 050.2/24-49 | GCVC PD | 050.2/24-49 | 4245555 | finoox | GCVC 050.2C/2x4-2386-K-D/3/64/2.10/3600/EXS/1/015023 | 12252 | 4 | 2 | 2386 | Axial | 144155 | 144013 | 361.32 | 46351 | 910 | VT01435 | 3271 | 0.92 | D | 48.66 | 80.52 | 32 | VerticalCompact-BCD_2x4 | 3684 | 800 | 1761 |  |  | 429.1 | 42 | 42 | 500 | AC motor | 60 | K | no | no | C | D | Epoxy coated aluminum | 2025-01-02 | 4 | 3 | yes | piece | 1
GCVC PD 063.2/13-38 | GCVC PD | 063.2/13-38 | 4251319 | finoox | GCVC 063.2C/1x3-2414-1-D/3/32/2.10/2700/EXS/1/015023 | 8269 | 3 | 1 | 2414 | Axial | 58.29 | 58.34 | 135.49 | 18604 | 770 | VT03145U.1 | 0.688 | 2015-01-01 | C | 37.8 | 69.32 | 2025-05-11 | VerticalCompact-BCD_1x3 | 2784 | 615 | 953 |  |  | 160.7 | 28 | 28 | 630 | EC motor | 5060 | 1 | no | no | C | D | Epoxy coated aluminum | 2025-01-02 | 4 | 3 | yes | piece | 1
GCVC PD 050.2/13-22 | GCVC PD | 050.2/13-22 | 4249743 | finoox | GCVC 050.2C/1x3-2389-J-D/4/32/2.10/2700/AXS/1/015023 | 5158 | 3 | 1 | 2389 | Axial | 35009 | 35038 | 180.66 | 7115 | 450 | VT01437 | 0.247 | 0.17 | B | 22.24 | 53.75 | 2025-06-14 | VerticalCompact-BCD_1x3 | 2784 | 596 | 953 |  |  | 177.5 | 22 | 22 | 500 | AC motor | 60 | J | no | no | C | D | Aluminum | 2025-01-02 | 8 | 4 | yes | piece | 1
GCVC PD 050.2/21-24 | GCVC PD | 050.2/21-24 | 4244874 | finoox | GCVC 050.2C/2x1-2391-L-D/3/64/2.10/900/AXS/1/015023 | 3946 | 1 | 2 | 2391 | Axial | 23954 | 24025 | 90.33 | 5920 | 520 | VT01437 | 0.205 | 0.18 | B | 24.48 | 55.99 | 8 | VerticalCompact-BCD_2x1 | 984 | 800 | 1761 |  |  | 121.4 | 18 | 18 | 500 | AC motor | 60 | L | no | no | C | D | Aluminum | 2025-01-02 | 12 | 3 | yes | piece | 1
GCVC PD 050.2/13-55 | GCVC PD | 050.2/13-55 | 4249772 | finoox | GCVC 050.2C/1x3-2420-2-D/3/32/2.10/2700/AXS/1/015023 | 8105 | 3 | 1 | 2420 | Axial | 74812 | 74901 | 135.49 | 27542 | 1600 | VT03013U.1 | 2757 | 1965-01-01 | E | 55.35 | 86.86 | 12 | VerticalCompact-BCD_1x3 | 2784 | 607 | 953 |  |  | 172.4 | 35 | 35 | 500 | EC motor | 5060 | 2 | no | no | C | D | Aluminum | 2025-01-02 | 4 | 3 | yes | piece | 1
GCVC PD 050.2/12-56 | GCVC PD | 050.2/12-56 | 4249529 | finoox | GCVC 050.2C/1x2-2410-2-D/6/32/2.10/1800/EXS/1/015023 | 6532 | 2 | 1 | 2410 | Axial | 72844 | 73001 | 180.66 | 17666 | 1770 | VT03013U.1 | 2556 | 2025-01-02 | E | 55.95 | 87.34 | 2025-07-15 | VerticalCompact-BCD_1x2 | 1884 | 607 | 953 |  |  | 144.2 | 35 | 35 | 500 | EC motor | 5060 | 2 | no | no | C | D | Epoxy coated aluminum | 2025-01-02 | 8 | 6 | yes | piece | 1
GCVC PD 050.2/12-56 | GCVC PD | 050.2/12-56 | 4250479 | finoox | GCVC 050.2D/1x2-2410-2-D/6/40/2.10/2400/EXS/1/015023 | 7966 | 2 | 1 | 2410 | Axial | 95154 | 95507 | 301.1 | 20037 | 1770 | VT03013U.1 | 1938-02-01 | 2025-01-02 | D | 56.47 | 87.99 | 2025-04-25 | VerticalCompact-BCD_1x2 | 2484 | 607 | 1153 |  |  | 205.2 | 35 | 35 | 500 | EC motor | 5060 | 2 | no | no | D | D | Epoxy coated aluminum | 2025-01-02 | 6 | 6 | yes | piece | 1
GCVC PD 063.2/21-37 | GCVC PD | 063.2/21-37 | 4246564 | finoox | GCVC 063.2C/2x1-2510-1-D/6/64/2.10/900/AXS/1/015023 | 7810 | 1 | 2 | 2510 | Axial | 46517 | 46924 | 180.66 | 9060 | 695 | VT03145U.1 | 0.368 | 0.9 | B | 37.22 | 68.73 | 2025-03-16 | VerticalCompact-BCD_2x1 | 984 | 800 | 1761 |  |  | 147.1 | 28 | 28 | 630 | EC motor | 5060 | 1 | no | no | C | D | Aluminum | 2025-01-02 | 12 | 6 | yes | piece | 1
GCVC PD 050.2/13-38 | GCVC PD | 050.2/13-38 | 4244359 | finoox | GCVC 050.2B/1x3-2515-1-D/4/24/2.10/2160/EXS/1/015023 | 6109 | 3 | 1 | 2515 | Axial | 37473 | 37534 | 108.39 | 9386 | 755 | VT03011U.1 | 0.356 | 0.58 | C | 37.6 | 68.98 | 2025-09-08 | VerticalCompact-BCD_1x3a | 2244 | 586 | 753 |  |  | 122.8 | 22 | 22 | 500 | EC motor | 5060 | 1 | no | no | B | D | Epoxy coated aluminum | 2025-01-02 | 6 | 4 | yes | piece | 1
GCVC PD 063.2/14-43 | GCVC PD | 063.2/14-43 | 4251641 | finoox | GCVC 063.2C/1x4-2555-2-D/6/32/2.10/3600/EXS/1/015023 | 14134 | 4 | 1 | 2555 | Axial | 116595 | 117035 | 361.32 | 24786 | 800 | VT03144U.1 | 1518 | 0.69 | C | 43.04 | 74.67 | 31.4 | VerticalCompact-BCD_1x4 | 3684 | 623 | 953 |  |  | 282.2 | 42 | 42 | 630 | EC motor | 5060 | 2 | no | no | C | D | Epoxy coated aluminum | 2025-01-02 | 4 | 6 | yes | piece | 1
GCVC PD 050.2/11-35 | GCVC PD | 050.2/11-35 | 4249344 | finoox | GCVC 050.2C/1x1-2517-1-D/6/32/2.10/900/AXS/1/015023 | 3058 | 1 | 1 | 2517 | Axial | 22119 | 22.32 | 90.33 | 4254 | 880 | VT03011U.1 | 0.175 | 0.84 | B | 35.09 | 66.36 | 2025-07-07 | VerticalCompact-BCD_1x1 | 984 | 586 | 953 |  |  | 72.4 | 18 | 18 | 500 | EC motor | 5060 | 1 | no | no | C | D | Aluminum | 2025-01-02 | 12 | 6 | yes | piece | 1
GCVC PD 063.2/22-18 | GCVC PD | 063.2/22-18 | 4247601 | finoox | GCVC 063.2D/2x2-2500-1-D/3/80/2.10/2400/EXS/1/015023 | 13615 | 2 | 2 | 2500 | Axial | 52305 | 52268 | 301.1 | 11370 | 310 | VT03145U.1 | 0.092 | 0.13 | A+ | 17.95 | 49.76 | 2025-06-25 | VerticalCompact-BCD_2x2 | 2484 | 800 | 2161 |  |  | 292.9 | 28 | 28 | 630 | EC motor | 5060 | 1 | no | no | D | D | Epoxy coated aluminum | 2025-01-02 | 8 | 3 | yes | piece | 1
GCVC PD 050.2/12-40 | GCVC PD | 050.2/12-40 | 4244232 | finoox | GCVC 050.2B/1x2-2518-1-D/3/24/2.10/1440/AXS/1/015023 | 3808 | 2 | 1 | 2518 | Axial | 25861 | 25882 | 54.2 | 8556 | 945 | VT03011U.1 | 0.436 | 1 | D | 39.84 | 71.13 | 2025-07-04 | VerticalCompact-BCD_1x2 | 1524 | 586 | 753 |  |  | 79.2 | 22 | 22 | 500 | EC motor | 5060 | 1 | no | no | B | D | Aluminum | 2025-01-02 | 8 | 3 | yes | piece | 1
GCVC PD 080.2/13-56 | GCVC PD | 080.2/13-56 | 4252950 | finoox | GCVC 080.2D/1x3-1656-2-D/3/40/2.10/3600/AXS/1/015023 | 13102 | 3 | 1 | 1656 | Axial | 146838 | 144816 | 225.82 | 56910 | 1000 | VT03059U.2 | 6278 | 2025-02-03 | E | 55.5 | 87.19 | 2025-07-21 | VerticalCompact-BCD_1x3 | 3684 | 650 | 1153 |  |  | 282 | 42 | 42 | 800 | EC motor | 5060 | 2 | no | no | D | D | Aluminum | 2025-01-02 | 2 | 3 | yes | piece | 1
GCVC PD 035.2/11-25 | GCVC PD | 035.2/11-25 | 4243641 | finoox | GCVC 035.2A/1x1-2344-W-D/3/20/2.10/600/AXS/2/015023 | 1147 | 1 | 1 | 2344 | Axial | 5894 | 5931 | 18.82 | 1610 | 910 | VT03149U | 0.072 | 0.35 | C | 25.14 | 56.22 | 2025-07-01 | VerticalCompact-A_1x1 | 660 | 326 | 507 |  |  | 2025-07-16 | 16 | 16 | 350 | AC motor | 50 | W | no | no | A | D | Aluminum | 2025-01-02 | 10 | 3 | yes | piece | 1
GCVC PD 063.2/22-38 | GCVC PD | 063.2/22-38 | 4247593 | finoox | GCVC 063.2D/2x2-2414-1-D/4/80/2.10/2400/AXS/1/015023 | 14191 | 2 | 2 | 2414 | Axial | 123163 | 123318 | 401.46 | 28466 | 770 | VT03145U.1 | 0.833 | 2015-01-01 | B | 37.85 | 69.66 | 36.3 | VerticalCompact-BCD_2x2 | 2484 | 800 | 2161 |  |  | 326 | 42 | 42 | 630 | EC motor | 5060 | 1 | no | no | D | D | Aluminum | 2025-01-02 | 6 | 4 | yes | piece | 1
GCVC PD 050.2/22-57 | GCVC PD | 050.2/22-57 | 4246081 | finoox | GCVC 050.2D/2x2-2420-2-D/3/80/2.10/2400/EXS/1/015023 | 12739 | 2 | 2 | 2420 | Axial | 121311 | 121144 | 301.1 | 39405 | 1600 | VT03013U.1 | 3458 | 1965-01-01 | E | 57.08 | 88.89 | 2025-04-28 | VerticalCompact-BCD_2x2 | 2484 | 800 | 2161 |  |  | 311.4 | 42 | 42 | 500 | EC motor | 5060 | 2 | no | no | D | D | Epoxy coated aluminum | 2025-01-02 | 6 | 3 | yes | piece | 1
GCVC PD 063.2/12-18 | GCVC PD | 063.2/12-18 | 4251975 | finoox | GCVC 063.2D/1x2-2399-J-D/6/40/2.10/2400/EXS/1/015023 | 7673 | 2 | 1 | 2399 | Axial | 34994 | 35.26 | 301.1 | 5872 | 290 | VT01442 | 0.143 | 0.14 | A | 18.15 | 49.67 | 2025-02-24 | VerticalCompact-BCD_1x2 | 2484 | 598 | 1153 |  |  | 203.1 | 22 | 22 | 630 | AC motor | 60 | J | no | no | D | D | Epoxy coated aluminum | 2025-01-02 | 10 | 6 | yes | piece | 1
GCVC PD 063.2/22-31 | GCVC PD | 063.2/22-31 | 4246675 | finoox | GCVC 063.2C/2x2-2398-I-D/4/64/2.10/1800/AXS/1/015023 | 9335 | 2 | 2 | 2398 | Axial | 67624 | 67757 | 240.88 | 15068 | 460 | VT01442 | 0.574 | 0.32 | B | 30.87 | 62.5 | 2025-07-21 | VerticalCompact-BCD_2x2 | 1884 | 800 | 1761 |  |  | 242.3 | 35 | 35 | 630 | AC motor | 60 | I | no | no | C | D | Aluminum | 2025-01-02 | 8 | 4 | yes | piece | 1
GCVC PD 045.2/22-50 | GCVC PD | 045.2/22-50 | 4244517 | finoox | GCVC 045.2C/2x2-2419-1-D/4/64/2.10/1800/AXS/1/015023 | 8351 | 2 | 2 | 2419 | Axial | 87803 | 87899 | 240.88 | 22237 | 1350 | VT03007U.1 | 1492 | 1965-01-01 | D | 50.46 | 82.09 | 2025-07-21 | VerticalCompact-BCD_2x2 | 1884 | 800 | 1761 |  |  | 218.4 | 35 | 35 | 450 | EC motor | 5060 | 1 | no | no | C | D | Aluminum | 2025-01-02 | 8 | 4 | yes | piece | 1
GCVC PD 050.2/24-49 | GCVC PD | 050.2/24-49 | 4245606 | finoox | GCVC 050.2C/2x4-2421-1-D/3/64/2.10/3600/AXS/1/015023 | 16386 | 4 | 2 | 2421 | Axial | 157374 | 157226 | 361.32 | 51858 | 1150 | VT03011U.1 | 2822 | 1975-01-01 | D | 48.81 | 80.68 | 34.6 | VerticalCompact-BCD_2x4 | 3684 | 800 | 1761 |  |  | 394.2 | 54 | 54 | 500 | EC motor | 5060 | 1 | no | no | C | D | Aluminum | 2025-01-02 | 4 | 3 | yes | piece | 1
GCVC PD 050.2/11-53 | GCVC PD | 050.2/11-53 | 4249289 | finoox | GCVC 050.2C/1x1-2410-2-D/4/32/2.10/900/AXS/1/015023 | 3189 | 1 | 1 | 2410 | Axial | 31321 | 31575 | 60.22 | 9461 | 1770 | VT03013U.1 | 1237 | 2025-01-02 | E | 53.19 | 84.46 | 2025-04-05 | VerticalCompact-BCD_1x1 | 984 | 607 | 953 |  |  | 68.8 | 22 | 22 | 500 | EC motor | 5060 | 2 | no | no | C | D | Aluminum | 2025-01-02 | 8 | 4 | yes | piece | 1
GCVC PD 063.2/23-69 | GCVC PD | 063.2/23-69 | 4247828 | finoox | GCVC 063.2D/2x3-2412-2-D/6/80/2.10/3600/AXS/1/015023 | 31726 | 3 | 2 | 2412 | Axial | 394899 | 395934 | 903.29 | 95802 | 1510 | VT03143U.1 | 19913 | 5 | E | 69.19 | 101.16 | 86.5 | VerticalCompact-BCD_2x3 | 3684 | 800 | 2161 |  |  | 717.7 | 76.1 | 76.1 | 630 | EC motor | 5060 | 2 | no | no | D | D | Aluminum | 2025-01-02 | 4 | 6 | yes | piece | 1
GCVC PD 050.2/23-41 | GCVC PD | 050.2/23-41 | 4245400 | finoox | GCVC 050.2C/2x3-2516-1-D/3/64/2.10/2700/AXS/1/015023 | 12613 | 3 | 2 | 2516 | Axial | 92986 | 92.79 | 270.99 | 26448 | 820 | VT03011U.1 | 0.807 | 0.68 | B | 41.09 | 72.84 | 2025-09-23 | VerticalCompact-BCD_2x3 | 2784 | 800 | 1761 |  |  | 299.2 | 35 | 35 | 500 | EC motor | 5060 | 1 | no | no | C | D | Aluminum | 2025-01-02 | 6 | 3 | yes | piece | 1
GCVC PD 050.2/22-45 | GCVC PD | 050.2/22-45 | 4245190 | finoox | GCVC 050.2C/2x2-2520-1-D/6/64/2.10/1800/AXS/1/015023 | 10394 | 2 | 2 | 2520 | Axial | 105052 | 105637 | 361.32 | 20893 | 1070 | VT03011U.1 | 1217 | 2025-04-01 | C | 44.96 | 76.59 | 32.4 | VerticalCompact-BCD_2x2 | 1884 | 800 | 1761 |  |  | 263 | 42 | 42 | 500 | EC motor | 5060 | 1 | no | no | C | D | Aluminum | 2025-01-02 | 8 | 6 | yes | piece | 1
GCVC PD 050.2/23-60 | GCVC PD | 050.2/23-60 | 4246423 | finoox | GCVC 050.2D/2x3-2563-2-D/3/80/2.10/3600/EXS/1/015023 | 19439 | 3 | 2 | 2563 | Axial | 182761 | 182576 | 451.65 | 59524 | 1680 | VT03013U.1 | 5905 | 1975-01-01 | E | 60.36 | 92.32 | 43.1 | VerticalCompact-BCD_2x3 | 3684 | 800 | 2161 |  |  | 457.7 | 54 | 54 | 500 | EC motor | 5060 | 2 | no | no | D | D | Epoxy coated aluminum | 2025-01-02 | 4 | 3 | yes | piece | 1
GCVC PD 050.2/22-47 | GCVC PD | 050.2/22-47 | 4246145 | finoox | GCVC 050.2D/2x2-2521-1-D/4/80/2.10/2400/AXS/1/015023 | 11044 | 2 | 2 | 2521 | Axial | 116.8 | 117057 | 401.46 | 26382 | 1135 | VT03011U.1 | 1282 | 1965-01-01 | C | 47 | 78.81 | 36.3 | VerticalCompact-BCD_2x2 | 2484 | 800 | 2161 |  |  | 322.2 | 42 | 42 | 500 | EC motor | 5060 | 1 | no | no | D | D | Aluminum | 2025-01-02 | 6 | 4 | yes | piece | 1
GCVC PD 080.2/21-53 | GCVC PD | 080.2/21-53 | 4248265 | finoox | GCVC 080.2D/2x1-2710-2-D/3/80/2.10/1200/EXS/1/015023 | 9772 | 1 | 2 | 2710 | Axial | 87775 | 87992 | 150.55 | 36542 | 975 | VT03059U.2 | 3791 | 3 | E | 52.73 | 84.38 | 2025-04-15 | VerticalCompact-BCD_2x1 | 1284 | 800 | 2161 |  |  | 200.1 | 35 | 35 | 800 | EC motor | 5060 | 2 | no | no | D | D | Epoxy coated aluminum | 2025-01-02 | 8 | 3 | yes | piece | 1
GCVC PD 050.3/22-50 | GCVC PD | 050.3/22-50 | 6156689 | finoox | GCVC 050.3D/2x2-3616-W-D/3/80/2.10/2400/AXS/1/015023 | 7810 | 2 | 2 | 3616 | Axial | 109.46 | 109406 | 301.1 | 31333 | 1240 | VT01524 | 2562 | 2025-02-03 | D | 49.97 | 81.78 | 2025-04-28 | VerticalCompact-BCD_2x2 | 2484 | 800 | 2161 |  |  | 316.6 | 42 | 42 | 500 | AC motor | 50 | W | no | no | D | D | Aluminum | 2025-01-02 | 6 | 3 | yes | piece | 1
GCVC PD 050.2/21-33 | GCVC PD | 050.2/21-33 | 4244791 | finoox | GCVC 050.2C/2x1-2336-D-D/6/64/2.10/900/EXS/1/015023 | 5136 | 1 | 2 | 2336 | Axial | 35058 | 35.38 | 180.66 | 6505 | 660 | VT01437 | 0.257 | 0.33 | B | 33.08 | 64.59 | 2025-06-15 | VerticalCompact-BCD_2x1 | 984 | 800 | 1761 |  |  | 149 | 22 | 22 | 500 | AC motor | 50 | D | no | no | C | D | Epoxy coated aluminum | 2025-01-02 | 12 | 6 | yes | piece | 1
GCVC PD 050.2/23-32 | GCVC PD | 050.2/23-32 | 4246220 | finoox | GCVC 050.2D/2x3-2337-S-D/4/80/2.10/3600/EXS/1/015023 | 13865 | 3 | 2 | 2337 | Axial | 98975 | 99156 | 602.19 | 19430 | 510 | VT01437 | 0.464 | 0.16 | A | 31.96 | 63.92 | 50.2 | VerticalCompact-BCD_2x3 | 3684 | 800 | 2161 |  |  | 479.5 | 35 | 35 | 500 | AC motor | 50 | S | no | no | D | D | Epoxy coated aluminum | 2025-01-02 | 6 | 4 | yes | piece | 1
GCVC PD 080.2/22-41 | GCVC PD | 080.2/22-41 | 4248313 | finoox | GCVC 080.2D/2x2-2448-1-D/4/80/2.10/2400/AXS/1/015023 | 17889 | 2 | 2 | 2448 | Axial | 155587 | 155751 | 401.46 | 41062 | 630 | VT03061U.1 | 1903 | 2025-01-02 | C | 41.41 | 73.22 | 39.4 | VerticalCompact-BCD_2x2 | 2484 | 800 | 2161 |  |  | 357 | 54 | 54 | 800 | EC motor | 5060 | 1 | no | no | D | D | Aluminum | 2025-01-02 | 6 | 4 | yes | piece | 1
GCVC PD 045.2/11-48 | GCVC PD | 045.2/11-48 | 4243828 | finoox | GCVC 045.2B/1x1-2409-1-D/3/24/2.10/720/AXS/1/015023 | 2348 | 1 | 1 | 2409 | Axial | 14639 | 14776 | 2025-01-27 | 5358 | 1500 | VT03007U.1 | 0.537 | 2025-02-02 | E | 48.46 | 79.64 | 2025-04-02 | VerticalCompact-BCD_1x1 | 804 | 535 | 753 |  |  | 42.4 | 16 | 16 | 450 | EC motor | 5060 | 1 | no | no | B | D | Aluminum | 2025-01-02 | 8 | 3 | yes | piece | 1
GCVC PD 063.2/23-34 | GCVC PD | 063.2/23-34 | 4247806 | finoox | GCVC 063.2D/2x3-2398-I-D/4/80/2.10/3600/EXS/1/015023 | 17661 | 3 | 2 | 2398 | Axial | 131978 | 131951 | 602.19 | 28736 | 460 | VT01442 | 0.807 | 0.32 | B | 33.9 | 65.86 | 51.6 | VerticalCompact-BCD_2x3 | 3684 | 800 | 2161 |  |  | 493.5 | 42 | 42 | 630 | AC motor | 60 | I | no | no | D | D | Epoxy coated aluminum | 2025-01-02 | 6 | 4 | yes | piece | 1
GCVC PD 063.2/11-27 | GCVC PD | 063.2/11-27 | 4250886 | finoox | GCVC 063.2C/1x1-2400-K-D/3/32/2.10/900/AXS/1/015023 | 3096 | 1 | 1 | 2400 | Axial | 15663 | 15733 | 45.16 | 4337 | 490 | VT01442 | 0.162 | 0.34 | C | 27.41 | 58.68 | 2025-09-03 | VerticalCompact-BCD_1x1 | 984 | 598 | 953 |  |  | 63.5 | 16 | 16 | 630 | AC motor | 60 | K | no | no | C | D | Aluminum | 2025-01-02 | 8 | 3 | yes | piece | 1
GCVC PD 080.2/13-36 | GCVC PD | 080.2/13-36 | 4253020 | finoox | GCVC 080.2D/1x3-2484-1-D/4/40/2.10/3600/EXS/1/015023 | 11873 | 3 | 1 | 2484 | Axial | 98562 | 98656 | 301.1 | 24232 | 505 | VT03061U.1 | 0.752 | 2015-01-01 | B | 36.24 | 67.92 | 2025-02-25 | VerticalCompact-BCD_1x3 | 3684 | 608 | 1153 |  |  | 266 | 35 | 35 | 800 | EC motor | 5060 | 1 | no | no | D | D | Epoxy coated aluminum | 2025-01-02 | 4 | 4 | yes | piece | 1
GCVC PD 050.2/12-41 | GCVC PD | 050.2/12-41 | 4249593 | finoox | GCVC 050.2C/1x2-2519-1-D/3/32/2.10/1800/EXS/1/015023 | 4536 | 2 | 1 | 2519 | Axial | 34865 | 34809 | 90.33 | 10933 | 1010 | VT03011U.1 | 0.482 | 2015-01-01 | C | 41.23 | 72.62 | 2025-06-07 | VerticalCompact-BCD_1x2 | 1884 | 586 | 953 |  |  | 107.9 | 22 | 22 | 500 | EC motor | 5060 | 1 | no | no | C | D | Epoxy coated aluminum | 2025-01-02 | 8 | 3 | yes | piece | 1
GCVC PD 063.2/14-20 | GCVC PD | 063.2/14-20 | 4251531 | finoox | GCVC 063.2C/1x4-2500-1-D/3/32/2.10/3600/EXS/1/015023 | 10464 | 4 | 1 | 2500 | Axial | 38684 | 38.6 | 180.66 | 9269 | 310 | VT03145U.1 | 0.1 | 0.13 | A+ | 2025-01-20 | 51.64 | 2025-06-14 | VerticalCompact-BCD_1x4 | 3684 | 615 | 953 |  |  | 208.8 | 22 | 22 | 630 | EC motor | 5060 | 1 | no | no | C | D | Epoxy coated aluminum | 2025-01-02 | 6 | 3 | yes | piece | 1
GCVC PD 050.2/23-44 | GCVC PD | 050.2/23-44 | 4245416 | finoox | GCVC 050.2C/2x3-2518-1-D/4/64/2.10/2700/EXS/1/015023 | 14261 | 3 | 2 | 2518 | Axial | 117172 | 117141 | 361.32 | 29632 | 945 | VT03011U.1 | 2023-01-01 | 1 | C | 44.03 | 75.78 | 32.1 | VerticalCompact-BCD_2x3 | 2784 | 800 | 1761 |  |  | 327.4 | 42 | 42 | 500 | EC motor | 5060 | 1 | no | no | C | D | Epoxy coated aluminum | 2025-01-02 | 6 | 4 | yes | piece | 1
GCVC PD 080.2/13-48 | GCVC PD | 080.2/13-48 | 4253104 | finoox | GCVC 080.2D/1x3-2536-2-D/4/40/2.10/3600/EXS/1/015023 | 14391 | 3 | 1 | 2536 | Axial | 121374 | 121456 | 301.1 | 34422 | 700 | VT03059U.2 | 2028 | 2025-04-01 | D | 47.76 | 79.44 | 26 | VerticalCompact-BCD_1x3 | 3684 | 650 | 1153 |  |  | 300.7 | 42 | 42 | 800 | EC motor | 5060 | 2 | no | no | D | D | Epoxy coated aluminum | 2025-01-02 | 4 | 4 | yes | piece | 1
GCVC PD 050.2/21-44 | GCVC PD | 050.2/21-44 | 4244961 | finoox | GCVC 050.2C/2x1-2521-1-D/3/64/2.10/900/EXS/1/015023 | 5304 | 1 | 2 | 2521 | Axial | 38362 | 38557 | 90.33 | 12350 | 1135 | VT03011U.1 | 0.676 | 1965-01-01 | D | 43.7 | 75.21 | 2025-03-08 | VerticalCompact-BCD_2x1 | 984 | 800 | 1761 |  |  | 117.7 | 22 | 22 | 500 | EC motor | 5060 | 1 | no | no | C | D | Epoxy coated aluminum | 2025-01-02 | 8 | 3 | yes | piece | 1
GCVC PD 080.3/13-60 | GCVC PD | 080.3/13-60 | 6136720 | finoox | GCVC 080.3D/1x3-3557-2-D/4/40/2.10/3600/EXS/1/015023 | 15413 | 3 | 1 | 3557 | Axial | 156826 | 155761 | 301.1 | 58145 | 1100 | VT01445U.3 | 8299 | 2025-02-04 | E | 60.23 | 91.91 | 2025-07-27 | VerticalCompact-BCD_1x3 | 3684 | 620 | 1153 |  |  | 332.1 | 54 | 54 | 800 | EC motor | 5060 | 2 | no | no | D | D | Epoxy coated aluminum | 2025-01-02 | 4 | 4 | yes | piece | 1
GCVC PD 050.2/23-33 | GCVC PD | 050.2/23-33 | 4245311 | finoox | GCVC 050.2C/2x3-2385-J-D/4/64/2.10/2700/AXS/1/015023 | 9917 | 3 | 2 | 2385 | Axial | 75.23 | 75339 | 361.32 | 15717 | 430 | VT01435 | 0.798 | 0.32 | C | 32.68 | 64.43 | 2025-09-30 | VerticalCompact-BCD_2x3 | 2784 | 800 | 1761 |  |  | 355.2 | 35 | 35 | 500 | AC motor | 60 | J | no | no | C | D | Aluminum | 2025-01-02 | 8 | 4 | yes | piece | 1
GCVC PD 063.2/23-56 | GCVC PD | 063.2/23-56 | 4247759 | finoox | GCVC 063.2D/2x3-2357-S-D/6/80/2.10/3600/EXS/1/015023 | 25539 | 3 | 2 | 2357 | Axial | 305946 | 307103 | 903.29 | 66623 | 1040 | VT01441 | 9249 | 3 | E | 56.21 | 88.17 | 81.5 | VerticalCompact-BCD_2x3 | 3684 | 800 | 2161 |  |  | 710.3 | 64 | 64 | 630 | AC motor | 50 | S | no | no | D | D | Epoxy coated aluminum | 2025-01-02 | 4 | 6 | yes | piece | 1
GCVC PD 050.2/21-20 | GCVC PD | 050.2/21-20 | 4244864 | finoox | GCVC 050.2C/2x1-2389-J-D/6/64/2.10/900/AXS/1/015023 | 4796 | 1 | 2 | 2389 | Axial | 24442 | 24683 | 180.66 | 4210 | 450 | VT01437 | 0.165 | 0.17 | B | 19.78 | 51.29 | 2025-03-15 | VerticalCompact-BCD_2x1 | 984 | 800 | 1761 |  |  | 147.9 | 18 | 18 | 500 | AC motor | 60 | J | no | no | C | D | Aluminum | 2025-01-02 | 12 | 6 | yes | piece | 1
GCVC PD 050.2/12-21 | GCVC PD | 050.2/12-21 | 4249506 | finoox | GCVC 050.2C/1x2-2389-J-D/3/32/2.10/1800/AXS/1/015023 | 3319 | 2 | 1 | 2389 | Axial | 21.48 | 21493 | 90.33 | 5018 | 450 | VT01437 | 0.164 | 0.17 | B | 2025-12-21 | 52.51 | 2025-05-07 | VerticalCompact-BCD_1x2 | 1884 | 596 | 953 |  |  | 112.1 | 18 | 18 | 500 | AC motor | 60 | J | no | no | C | D | Aluminum | 2025-01-02 | 8 | 3 | yes | piece | 1
GCVC PD 045.2/24-57 | GCVC PD | 045.2/24-57 | 4244694 | finoox | GCVC 045.2C/2x4-2409-1-D/4/64/2.10/3600/EXS/1/015023 | 16362 | 4 | 2 | 2409 | Axial | 179336 | 179486 | 481.75 | 47817 | 1500 | VT03007U.1 | 4178 | 2025-02-02 | D | 56.55 | 88.41 | 44 | VerticalCompact-BCD_2x4 | 3684 | 800 | 1761 |  |  | 415.3 | 54 | 54 | 450 | EC motor | 5060 | 1 | no | no | C | D | Epoxy coated aluminum | 2025-01-02 | 4 | 4 | yes | piece | 1
GCVC PD 050.2/12-26 | GCVC PD | 050.2/12-26 | 4250468 | finoox | GCVC 050.2D/1x2-2391-L-D/3/40/2.10/2400/AXS/1/015023 | 4064 | 2 | 1 | 2391 | Axial | 30123 | 30105 | 150.55 | 6752 | 520 | VT01437 | 0.201 | 0.18 | B | 25.93 | 57.45 | 2025-04-12 | VerticalCompact-BCD_1x2 | 2484 | 596 | 1153 |  |  | 155.9 | 22 | 22 | 500 | AC motor | 60 | L | no | no | D | D | Aluminum | 2025-01-02 | 8 | 3 | yes | piece | 1
GCVC PD 050.2/11-36 | GCVC PD | 050.2/11-36 | 4249237 | finoox | GCVC 050.2C/1x1-2355-X-D/3/32/2.10/900/EXS/1/015023 | 2223 | 1 | 1 | 2355 | Axial | 16715 | 16783 | 45.16 | 4970 | 810 | VT03093U | 0.289 | 2025-03-01 | D | 35.63 | 66.89 | 2025-09-03 | VerticalCompact-BCD_1x1 | 984 | 569 | 953 |  |  | 62.4 | 16 | 16 | 500 | AC motor | 60 | X | no | no | C | D | Epoxy coated aluminum | 2025-01-02 | 8 | 3 | yes | piece | 1
GCVC PD 063.2/23-24 | GCVC PD | 063.2/23-24 | 4247808 | finoox | GCVC 063.2D/2x3-2399-J-D/3/80/2.10/3600/AXS/1/015023 | 14697 | 3 | 2 | 2399 | Axial | 90624 | 90509 | 451.65 | 20648 | 290 | VT01442 | 0.42 | 0.14 | A | 24.47 | 56.43 | 38.5 | VerticalCompact-BCD_2x3 | 3684 | 800 | 2161 |  |  | 447.1 | 35 | 35 | 630 | AC motor | 60 | J | no | no | D | D | Aluminum | 2025-01-02 | 6 | 3 | yes | piece | 1
GCVC PD 080.2/22-41 | GCVC PD | 080.2/22-41 | 4248345 | finoox | GCVC 080.2D/2x2-2485-1-D/6/80/2.10/2400/EXS/1/015023 | 21710 | 2 | 2 | 2485 | Axial | 151128 | 151561 | 602.19 | 30070 | 535 | VT03061U.1 | 2024-01-01 | 1935-01-01 | B | 41.05 | 72.85 | 52 | VerticalCompact-BCD_2x2 | 2484 | 800 | 2161 |  |  | 411.3 | 42 | 42 | 800 | EC motor | 5060 | 1 | no | no | D | D | Epoxy coated aluminum | 2025-01-02 | 8 | 6 | yes | piece | 1
GCVC PD 063.2/12-63 | GCVC PD | 063.2/12-63 | 4251204 | finoox | GCVC 063.2C/1x2-2551-2-D/3/32/2.10/1800/AXS/1/015023 | 7954 | 2 | 1 | 2551 | Axial | 59399 | 59466 | 90.33 | 26825 | 1360 | VT03143U.1 | 4956 | 4 | E | 63.41 | 94.81 | 8 | VerticalCompact-BCD_1x2 | 1884 | 611 | 953 |  |  | 154.7 | 28 | 28 | 630 | EC motor | 5060 | 2 | no | no | C | D | Aluminum | 2025-01-02 | 6 | 3 | yes | piece | 1
GCVC PD 063.2/13-37 | GCVC PD | 063.2/13-37 | 4251418 | finoox | GCVC 063.2C/1x3-2553-2-D/3/32/2.10/2700/AXS/1/015023 | 8807 | 3 | 1 | 2553 | Axial | 61413 | 61512 | 135.49 | 19264 | 700 | VT03144U.1 | 0.707 | 0.52 | C | 37.26 | 68.78 | 2025-05-11 | VerticalCompact-BCD_1x3 | 2784 | 623 | 953 |  |  | 173.3 | 28 | 28 | 630 | EC motor | 5060 | 2 | no | no | C | D | Aluminum | 2025-01-02 | 4 | 3 | yes | piece | 1
GCVC PD 063.2/22-44 | GCVC PD | 063.2/22-44 | 4246832 | finoox | GCVC 063.2C/2x2-2557-2-D/4/64/2.10/1800/EXS/1/015023 | 13659 | 2 | 2 | 2557 | Axial | 104631 | 104497 | 240.88 | 31712 | 900 | VT03144U.1 | 2008 | 0.85 | D | 43.88 | 75.51 | 2025-09-22 | VerticalCompact-BCD_2x2 | 1884 | 800 | 1761 |  |  | 247.6 | 42 | 42 | 630 | EC motor | 5060 | 2 | no | no | C | D | Epoxy coated aluminum | 2025-01-02 | 8 | 4 | yes | piece | 1
GCVC PD 080.2/22-52 | GCVC PD | 080.2/22-52 | 4248434 | finoox | GCVC 080.2D/2x2-2538-2-D/4/80/2.10/2400/EXS/1/015023 | 22782 | 2 | 2 | 2538 | Axial | 174327 | 174214 | 401.46 | 53047 | 800 | VT03059U.2 | 4006 | 1989-01-01 | D | 51.65 | 83.46 | 39.4 | VerticalCompact-BCD_2x2 | 2484 | 800 | 2161 |  |  | 401.4 | 54 | 54 | 800 | EC motor | 5060 | 2 | no | no | D | D | Epoxy coated aluminum | 2025-01-02 | 6 | 4 | yes | piece | 1
GCVC PD 063.2/12-34 | GCVC PD | 063.2/12-34 | 4252074 | finoox | GCVC 063.2D/1x2-2511-1-D/6/40/2.10/2400/AXS/1/015023 | 8367 | 2 | 1 | 2511 | Axial | 66956 | 67254 | 301.1 | 12527 | 730 | VT03145U.1 | 0.382 | 1 | B | 34.29 | 65.81 | 2025-03-25 | VerticalCompact-BCD_1x2 | 2484 | 615 | 1153 |  |  | 197.8 | 35 | 35 | 630 | EC motor | 5060 | 1 | no | no | D | D | Aluminum | 2025-01-02 | 8 | 6 | yes | piece | 1
GCVC PD 050.2/13-56 | GCVC PD | 050.2/13-56 | 4250822 | finoox | GCVC 050.2D/1x3-2562-2-D/3/40/2.10/3600/AXS/1/015023 | 9288 | 3 | 1 | 2562 | Axial | 91194 | 91.16 | 225.82 | 28176 | 1595 | VT03013U.1 | 2517 | 1965-01-01 | E | 56.44 | 88.13 | 2025-03-19 | VerticalCompact-BCD_1x3 | 3684 | 607 | 1153 |  |  | 236.7 | 35 | 35 | 500 | EC motor | 5060 | 2 | no | no | D | D | Aluminum | 2025-01-02 | 4 | 3 | yes | piece | 1
GCVC PD 063.2/23-61 | GCVC PD | 063.2/23-61 | 4247919 | finoox | GCVC 063.2D/2x3-2547-2-D/3/80/2.10/3600/EXS/1/015023 | 26656 | 3 | 2 | 2547 | Axial | 204113 | 202768 | 451.65 | 73517 | 1055 | VT03143U.1 | 6563 | 2025-01-02 | E | 60.64 | 92.6 | 43.1 | VerticalCompact-BCD_2x3 | 3684 | 800 | 2161 |  |  | 568.7 | 54 | 54 | 630 | EC motor | 5060 | 2 | no | no | D | D | Epoxy coated aluminum | 2025-01-02 | 4 | 3 | yes | piece | 1
GCVC PD 050.2/12-54 | GCVC PD | 050.2/12-54 | 4250579 | finoox | GCVC 050.2D/1x2-2561-2-D/3/40/2.10/2400/EXS/1/015023 | 6362 | 2 | 1 | 2561 | Axial | 57.3 | 57.23 | 150.55 | 17727 | 1505 | VT03013U.1 | 1418 | 1938-01-01 | D | 53.58 | 85.11 | 2025-09-12 | VerticalCompact-BCD_1x2 | 2484 | 607 | 1153 |  |  | 161.1 | 28 | 28 | 500 | EC motor | 5060 | 2 | no | no | D | D | Epoxy coated aluminum | 2025-01-02 | 6 | 3 | yes | piece | 1
GCVC PD 063.2/11-20 | GCVC PD | 063.2/11-20 | 4251783 | finoox | GCVC 063.2D/1x1-2503-1-D/6/40/2.10/1200/EXS/1/015023 | 5200 | 1 | 1 | 2503 | Axial | 2025-04-20 | 20571 | 150.55 | 3508 | 425 | VT03145U.1 | 0.046 | 0.25 | A+ | 19.87 | 51.24 | 2025-04-12 | VerticalCompact-BCD_1x1 | 1284 | 615 | 1153 |  |  | 104.2 | 16 | 16 | 630 | EC motor | 5060 | 1 | no | no | D | D | Epoxy coated aluminum | 2025-01-02 | 12 | 6 | yes | piece | 1
GCVC PD 050.2/22-33 | GCVC PD | 050.2/22-33 | 4245148 | finoox | GCVC 050.2C/2x2-2513-1-D/6/64/2.10/1800/AXS/1/015023 | 10305 | 2 | 2 | 2513 | Axial | 66801 | 67294 | 361.32 | 11902 | 630 | VT03011U.1 | 0.284 | 0.37 | A | 33.49 | 65.12 | 31.2 | VerticalCompact-BCD_2x2 | 1884 | 800 | 1761 |  |  | 260.8 | 35 | 35 | 500 | EC motor | 5060 | 1 | no | no | C | D | Aluminum | 2025-01-02 | 8 | 6 | yes | piece | 1
GCVC PD 050.2/23-38 | GCVC PD | 050.2/23-38 | 4246343 | finoox | GCVC 050.2D/2x3-2514-1-D/4/80/2.10/3600/AXS/1/015023 | 16469 | 3 | 2 | 2514 | Axial | 117467 | 117554 | 602.19 | 23940 | 695 | VT03011U.1 | 0.49 | 0.47 | A+ | 37.81 | 69.78 | 51.6 | VerticalCompact-BCD_2x3 | 3684 | 800 | 2161 |  |  | 467.7 | 42 | 42 | 500 | EC motor | 5060 | 1 | no | no | D | D | Aluminum | 2025-01-02 | 6 | 4 | yes | piece | 1
GCVC PD 080.3/13-47 | GCVC PD | 080.3/13-47 | 6120411 | finoox | GCVC 080.3D/1x3-3488-I-D/3/40/2.10/3600/EXS/1/015023 | 9736 | 3 | 1 | 3488 | Axial | 107041 | 107001 | 225.82 | 40989 | 720 | VT01371 | 3536 | 1935-02-01 | E | 47.33 | 79.01 | 2025-01-20 | VerticalCompact-BCD_1x3 | 3684 | 605 | 1153 |  |  | 309.3 | 42 | 42 | 800 | AC motor | 60 | I | no | no | D | D | Epoxy coated aluminum | 2025-01-02 | 4 | 3 | yes | piece | 1
GCVC PD 050.3/14-49 | GCVC PD | 050.3/14-49 | 6114041 | finoox | GCVC 050.3C/1x4-3616-W-D/6/32/2.10/3600/EXS/1/015023 | 8559 | 4 | 1 | 3616 | Axial | 118824 | 119276 | 361.32 | 25495 | 1240 | VT01524 | 2758 | 2025-02-03 | D | 48.83 | 80.45 | 31.4 | VerticalCompact-BCD_1x4 | 3684 | 596 | 953 |  |  | 284.4 | 42 | 42 | 500 | AC motor | 50 | W | no | no | C | D | Epoxy coated aluminum | 2025-01-02 | 4 | 6 | yes | piece | 1
GCVC PD 050.2/14-35 | GCVC PD | 050.2/14-35 | 4249966 | finoox | GCVC 050.2C/1x4-2387-L-D/3/32/2.10/3600/AXS/1/015023 | 6034 | 4 | 1 | 2387 | Axial | 51514 | 51612 | 180.66 | 12890 | 500 | VT01435 | 0.706 | 0.37 | C | 35.16 | 66.78 | 2025-09-14 | VerticalCompact-BCD_1x4 | 3684 | 596 | 953 |  |  | 224.8 | 28 | 28 | 500 | AC motor | 60 | L | no | no | C | D | Aluminum | 2025-01-02 | 4 | 3 | yes | piece | 1
GCVC PD 050.2/13-24 | GCVC PD | 050.2/13-24 | 4250700 | finoox | GCVC 050.2D/1x3-2389-J-D/4/40/2.10/3600/EXS/1/015023 | 7157 | 3 | 1 | 2389 | Axial | 44212 | 44.92 | 301.1 | 8440 | 450 | VT01437 | 0.244 | 0.17 | A | 2025-09-23 | 55.58 | 2025-05-24 | VerticalCompact-BCD_1x3 | 3684 | 596 | 1153 |  |  | 251.1 | 28 | 28 | 500 | AC motor | 60 | J | no | no | D | D | Epoxy coated aluminum | 2025-01-02 | 6 | 4 | yes | piece | 1
GCVC PD 045.2/21-51 | GCVC PD | 045.2/21-51 | 4244424 | finoox | GCVC 045.2C/2x1-2409-1-D/4/64/2.10/900/EXS/1/015023 | 5205 | 1 | 2 | 2409 | Axial | 45206 | 45.49 | 120.44 | 11954 | 1500 | VT03007U.1 | 1044 | 2025-02-02 | D | 50.88 | 82.39 | 2025-04-11 | VerticalCompact-BCD_2x1 | 984 | 800 | 1761 |  |  | 124.2 | 28 | 28 | 450 | EC motor | 5060 | 1 | no | no | C | D | Epoxy coated aluminum | 2025-01-02 | 8 | 4 | yes | piece | 1
GCVC PD 063.2/21-28 | GCVC PD | 063.2/21-28 | 4246468 | finoox | GCVC 063.2C/2x1-2398-I-D/3/64/2.10/900/AXS/1/015023 | 5459 | 1 | 2 | 2398 | Axial | 29936 | 30077 | 90.33 | 8129 | 460 | VT01442 | 0.282 | 0.32 | C | 2025-02-28 | 59.53 | 2025-03-08 | VerticalCompact-BCD_2x1 | 984 | 800 | 1761 |  |  | 126.3 | 22 | 22 | 630 | AC motor | 60 | I | no | no | C | D | Aluminum | 2025-01-02 | 8 | 3 | yes | piece | 1
GCVC PD 050.2/13-52 | GCVC PD | 050.2/13-52 | 4249853 | finoox | GCVC 050.2C/1x3-2559-2-D/3/32/2.10/2700/EXS/1/015023 | 8393 | 3 | 1 | 2559 | Axial | 63634 | 63704 | 135.49 | 21734 | 1330 | VT03013U.1 | 1564 | 2025-08-01 | D | 51.61 | 83.13 | 2025-05-11 | VerticalCompact-BCD_1x3 | 2784 | 607 | 953 |  |  | 171.8 | 28 | 28 | 500 | EC motor | 5060 | 2 | no | no | C | D | Epoxy coated aluminum | 2025-01-02 | 4 | 3 | yes | piece | 1
GCVC PD 063.2/12-42 | GCVC PD | 063.2/12-42 | 4251242 | finoox | GCVC 063.2C/1x2-2558-2-D/3/32/2.10/1800/AXS/1/015023 | 6360 | 2 | 1 | 2558 | Axial | 48.95 | 48988 | 90.33 | 17745 | 950 | VT03144U.1 | 1134 | 1 | D | 42.32 | 73.71 | 8 | VerticalCompact-BCD_1x2 | 1884 | 623 | 953 |  |  | 118.7 | 28 | 28 | 630 | EC motor | 5060 | 2 | no | no | C | D | Aluminum | 2025-01-02 | 6 | 3 | yes | piece | 1
GCVC PD 080.2/21-37 | GCVC PD | 080.2/21-37 | 4248062 | finoox | GCVC 080.2D/2x1-2484-1-D/6/80/2.10/1200/AXS/1/015023 | 9511 | 1 | 2 | 2484 | Axial | 73972 | 74548 | 301.1 | 14062 | 505 | VT03061U.1 | 0.521 | 2015-01-01 | B | 37 | 68.65 | 2025-04-27 | VerticalCompact-BCD_2x1 | 1284 | 800 | 2161 |  |  | 223.7 | 35 | 35 | 800 | EC motor | 5060 | 1 | no | no | D | D | Aluminum | 2025-01-02 | 10 | 6 | yes | piece | 1
GCVC PD 050.2/22-56 | GCVC PD | 050.2/22-56 | 4245226 | finoox | GCVC 050.2C/2x2-2562-2-D/6/64/2.10/1800/AXS/1/015023 | 12492 | 2 | 2 | 2562 | Axial | 140259 | 140327 | 361.32 | 31616 | 1595 | VT03013U.1 | 3746 | 1965-01-01 | E | 56.44 | 88.07 | 32.4 | VerticalCompact-BCD_2x2 | 1884 | 800 | 1761 |  |  | 281.4 | 42 | 42 | 500 | EC motor | 5060 | 2 | no | no | C | D | Aluminum | 2025-01-02 | 8 | 6 | yes | piece | 1
GCVC PD 063.2/11-54 | GCVC PD | 063.2/11-54 | 4251837 | finoox | GCVC 063.2D/1x1-2547-2-D/6/40/2.10/1200/EXS/1/015023 | 6397 | 1 | 1 | 2547 | Axial | 50724 | 50961 | 150.55 | 10953 | 1055 | VT03143U.1 | 1154 | 2025-01-02 | D | 54.47 | 85.83 | 2025-01-13 | VerticalCompact-BCD_1x1 | 1284 | 611 | 1153 |  |  | 127.9 | 28 | 28 | 630 | EC motor | 5060 | 2 | no | no | D | D | Epoxy coated aluminum | 2025-01-02 | 10 | 6 | yes | piece | 1
GCVC PD 035.2/12-43 | GCVC PD | 035.2/12-43 | 4243748 | finoox | GCVC 035.2B/1x2-2724-X-D/3/24/2.10/1440/AXS/1/015023 | 2354 | 2 | 1 | 2724 | Axial | 20479 | 20495 | 54.2 | 5809 | 1550 | VT03167U | 0.442 | 0.95 | D | 42.56 | 73.84 | 2025-06-04 | VerticalCompact-BCD_1x2 | 1524 | 518 | 753 |  |  | 70.8 | 18 | 18 | 350 | AC motor | 60 | X | no | no | B | D | Aluminum | 2025-01-02 | 8 | 3 | yes | piece | 1
GCVC PD 050.3/13-51 | GCVC PD | 050.3/13-51 | 6061844 | finoox | GCVC 050.3D/1x3-3617-X-D/4/40/2.10/3600/AXS/1/015023 | 6777 | 3 | 1 | 3617 | Axial | 102177 | 102336 | 301.1 | 24745 | 1260 | VT01524 | 2758 | 2025-04-04 | E | 50.77 | 82.45 | 26 | VerticalCompact-BCD_1x3 | 3684 | 596 | 1153 |  |  | 263.8 | 42 | 42 | 500 | AC motor | 60 | X | no | no | D | D | Aluminum | 2025-01-02 | 4 | 4 | yes | piece | 1
GCVC PD 050.3/23-53 | GCVC PD | 050.3/23-53 | 6183448 | finoox | GCVC 050.3C/2x3-3617-X-D/3/64/2.10/2700/AXS/1/015023 | 9105 | 3 | 2 | 3617 | Axial | 135601 | 135.68 | 270.99 | 45704 | 1260 | VT01524 | 5647 | 2025-04-04 | E | 52.92 | 84.67 | 2025-01-25 | VerticalCompact-BCD_2x3 | 2784 | 800 | 1761 |  |  | 336.8 | 42 | 42 | 500 | AC motor | 60 | X | no | no | C | D | Aluminum | 2025-01-02 | 4 | 3 | yes | piece | 1
GCVC PD 045.2/13-49 | GCVC PD | 045.2/13-49 | 4249006 | finoox | GCVC 045.2C/1x3-0426-W-D/4/32/2.10/2700/EXS/1/015023 | 4877 | 3 | 1 | 426 | Axial | 61617 | 61.59 | 180.66 | 16150 | 1360 | VT0326U | 1249 | 2025-02-02 | D | 49.23 | 80.73 | 15 | VerticalCompact-BCD_1x3 | 2784 | 521 | 953 |  |  | 176.9 | 28 | 28 | 450 | AC motor | 50 | W | no | no | C | D | Epoxy coated aluminum | 2025-01-02 | 6 | 4 | yes | piece | 1
GCVC PD 050.2/12-36 | GCVC PD | 050.2/12-36 | 4249469 | finoox | GCVC 050.2C/1x2-2354-W-D/6/32/2.10/1800/EXS/1/015023 | 4473 | 2 | 1 | 2354 | Axial | 43412 | 43662 | 180.66 | 8325 | 865 | VT03093U | 0.436 | 0.97 | C | 36.34 | 67.73 | 2025-01-15 | VerticalCompact-BCD_1x2 | 1884 | 569 | 953 |  |  | 140.7 | 28 | 28 | 500 | AC motor | 50 | W | no | no | C | D | Epoxy coated aluminum | 2025-01-02 | 8 | 6 | yes | piece | 1
GCVC PD 063.2/23-39 | GCVC PD | 063.2/23-39 | 4247842 | finoox | GCVC 063.2D/2x3-2414-1-D/4/80/2.10/3600/EXS/1/015023 | 21673 | 3 | 2 | 2414 | Axial | 181502 | 181594 | 602.19 | 42699 | 770 | VT03145U.1 | 2025-01-01 | 2015-01-01 | B | 39.46 | 71.42 | 54.8 | VerticalCompact-BCD_2x3 | 3684 | 800 | 2161 |  |  | 479.3 | 54 | 54 | 630 | EC motor | 5060 | 1 | no | no | D | D | Epoxy coated aluminum | 2025-01-02 | 4 | 4 | yes | piece | 1
GCVC PD 045.2/12-52 | GCVC PD | 045.2/12-52 | 4243891 | finoox | GCVC 045.2B/1x2-2409-1-D/4/24/2.10/1440/EXS/1/015023 | 4161 | 2 | 1 | 2409 | Axial | 33726 | 33793 | 72.26 | 10142 | 1500 | VT03007U.1 | 1079 | 2025-02-02 | E | 51.73 | 83.01 | 2025-01-06 | VerticalCompact-BCD_1x2 | 1524 | 535 | 753 |  |  | 81.6 | 22 | 22 | 450 | EC motor | 5060 | 1 | no | no | B | D | Epoxy coated aluminum | 2025-01-02 | 8 | 4 | yes | piece | 1
GCVC PD 050.2/11-47 | GCVC PD | 050.2/11-47 | 4249382 | finoox | GCVC 050.2C/1x1-2559-2-D/4/32/2.10/900/EXS/1/015023 | 3300 | 1 | 1 | 2559 | Axial | 25107 | 25269 | 60.22 | 7016 | 1330 | VT03013U.1 | 0.531 | 2025-08-01 | D | 46.89 | 78.16 | 2025-02-05 | VerticalCompact-BCD_1x1 | 984 | 607 | 953 |  |  | 68.3 | 18 | 18 | 500 | EC motor | 5060 | 2 | no | no | C | D | Epoxy coated aluminum | 2025-01-02 | 8 | 4 | yes | piece | 1
GCVC PD 063.2/22-37 | GCVC PD | 063.2/22-37 | 4246768 | finoox | GCVC 063.2C/2x2-2510-1-D/3/64/2.10/1800/AXS/1/015023 | 11138 | 2 | 2 | 2510 | Axial | 72163 | 72071 | 180.66 | 22162 | 695 | VT03145U.1 | 0.682 | 0.9 | C | 36.74 | 68.37 | 2025-09-16 | VerticalCompact-BCD_2x2 | 1884 | 800 | 1761 |  |  | 211.2 | 35 | 35 | 630 | EC motor | 5060 | 1 | no | no | C | D | Aluminum | 2025-01-02 | 8 | 3 | yes | piece | 1
GCVC PD 063.2/23-40 | GCVC PD | 063.2/23-40 | 4247011 | finoox | GCVC 063.2C/2x3-2553-2-D/4/64/2.10/2700/AXS/1/015023 | 18581 | 3 | 2 | 2553 | Axial | 134766 | 134916 | 361.32 | 36351 | 700 | VT03144U.1 | 1465 | 0.52 | C | 40.16 | 71.91 | 32.1 | VerticalCompact-BCD_2x3 | 2784 | 800 | 1761 |  |  | 357.9 | 42 | 42 | 630 | EC motor | 5060 | 2 | no | no | C | D | Aluminum | 2025-01-02 | 6 | 4 | yes | piece | 1
GCVC PD 063.2/14-45 | GCVC PD | 063.2/14-45 | 4251650 | finoox | GCVC 063.2C/1x4-2557-2-D/6/32/2.10/3600/AXS/1/015023 | 13410 | 4 | 1 | 2557 | Axial | 130087 | 130649 | 361.32 | 28180 | 900 | VT03144U.1 | 2134 | 0.85 | D | 45.37 | 77 | 31.4 | VerticalCompact-BCD_1x4 | 3684 | 623 | 953 |  |  | 282.2 | 42 | 42 | 630 | EC motor | 5060 | 2 | no | no | C | D | Aluminum | 2025-01-02 | 4 | 6 | yes | piece | 1
GCVC PD 050.2/23-39 | GCVC PD | 050.2/23-39 | 4245396 | finoox | GCVC 050.2C/2x3-2515-1-D/6/64/2.10/2700/AXS/1/015023 | 15425 | 3 | 2 | 2515 | Axial | 115681 | 116056 | 541.97 | 21671 | 755 | VT03011U.1 | 0.688 | 0.58 | B | 39.07 | 70.81 | 46.2 | VerticalCompact-BCD_2x3 | 2784 | 800 | 1761 |  |  | 380.6 | 42 | 42 | 500 | EC motor | 5060 | 1 | no | no | C | D | Aluminum | 2025-01-02 | 8 | 6 | yes | piece | 1
GCVC PD 050.2/13-38 | GCVC PD | 050.2/13-38 | 4249809 | finoox | GCVC 050.2C/1x3-2516-1-D/4/32/2.10/2700/AXS/1/015023 | 6912 | 3 | 1 | 2516 | Axial | 54509 | 54515 | 180.66 | 12760 | 820 | VT03011U.1 | 0.412 | 0.68 | B | 38.12 | 69.63 | 15 | VerticalCompact-BCD_1x3 | 2784 | 586 | 953 |  |  | 171 | 28 | 28 | 500 | EC motor | 5060 | 1 | no | no | C | D | Aluminum | 2025-01-02 | 6 | 4 | yes | piece | 1
GCVC PD 080.2/12-40 | GCVC PD | 080.2/12-40 | 4252864 | finoox | GCVC 080.2D/1x2-2542-2-D/3/40/2.10/2400/EXS/1/015023 | 8410 | 2 | 1 | 2542 | Axial | 63632 | 63528 | 150.55 | 21636 | 615 | VT03060U.1 | 0.879 | 0.92 | C | 39.64 | 71.16 | 2025-05-13 | VerticalCompact-BCD_1x2 | 2484 | 613 | 1153 |  |  | 172.6 | 35 | 35 | 800 | EC motor | 5060 | 2 | no | no | D | D | Epoxy coated aluminum | 2025-01-02 | 6 | 3 | yes | piece | 1
GCVC PD 050.2/13-53 | GCVC PD | 050.2/13-53 | 4249861 | finoox | GCVC 050.2C/1x3-2560-2-D/6/32/2.10/2700/EXS/1/015023 | 9964 | 3 | 1 | 2560 | Axial | 92978 | 93201 | 270.99 | 20938 | 1415 | VT03013U.1 | 1987 | 2021-01-01 | D | 52.77 | 84.28 | 2025-06-22 | VerticalCompact-BCD_1x3 | 2784 | 607 | 953 |  |  | 211.3 | 35 | 35 | 500 | EC motor | 5060 | 2 | no | no | C | D | Epoxy coated aluminum | 2025-01-02 | 6 | 6 | yes | piece | 1
GCVC PD 050.2/23-43 | GCVC PD | 050.2/23-43 | 4245406 | finoox | GCVC 050.2C/2x3-2517-1-D/3/64/2.10/2700/AXS/1/015023 | 12613 | 3 | 2 | 2517 | Axial | 97073 | 96904 | 270.99 | 28562 | 880 | VT03011U.1 | 0.992 | 0.84 | C | 42.72 | 74.46 | 2025-09-23 | VerticalCompact-BCD_2x3 | 2784 | 800 | 1761 |  |  | 299.2 | 35 | 35 | 500 | EC motor | 5060 | 1 | no | no | C | D | Aluminum | 2025-01-02 | 6 | 3 | yes | piece | 1
GCVC PD 063.2/23-23 | GCVC PD | 063.2/23-23 | 4247852 | finoox | GCVC 063.2D/2x3-2501-1-D/6/80/2.10/3600/AXS/1/015023 | 23445 | 3 | 2 | 2501 | Axial | 102097 | 102732 | 903.29 | 16999 | 345 | VT03145U.1 | 0.181 | 0.15 | A+ | 22.84 | 54.81 | 73.5 | VerticalCompact-BCD_2x3 | 3684 | 800 | 2161 |  |  | 560.2 | 35 | 35 | 630 | EC motor | 5060 | 1 | no | no | D | D | Aluminum | 2025-01-02 | 8 | 6 | yes | piece | 1
GCVC PD 080.2/21-47 | GCVC PD | 080.2/21-47 | 4248154 | finoox | GCVC 080.2D/2x1-2537-2-D/4/80/2.10/1200/EXS/1/015023 | 10338 | 1 | 2 | 2537 | Axial | 86374 | 86487 | 200.73 | 24731 | 750 | VT03059U.2 | 1656 | 2025-05-01 | D | 47.46 | 79.11 | 2025-04-19 | VerticalCompact-BCD_2x1 | 1284 | 800 | 2161 |  |  | 214.7 | 35 | 35 | 800 | EC motor | 5060 | 2 | no | no | D | D | Epoxy coated aluminum | 2025-01-02 | 10 | 4 | yes | piece | 1
GCVC PD 080.3/11-51 | GCVC PD | 080.3/11-51 | 6058812 | finoox | GCVC 080.3D/1x1-3561-2-D/4/40/2.10/1200/AXS/1/015023 | 5835 | 1 | 1 | 3561 | Axial | 53232 | 53477 | 100.37 | 16240 | 930 | VT01445U.3 | 1687 | 1975-02-01 | E | 51.2 | 82.57 | 2025-01-09 | VerticalCompact-BCD_1x1 | 1284 | 620 | 1153 |  |  | 117.9 | 28 | 28 | 800 | EC motor | 5060 | 2 | no | no | D | D | Aluminum | 2025-01-02 | 8 | 4 | yes | piece | 1
GCVC PD 050.2/24-43 | GCVC PD | 050.2/24-43 | 4245486 | finoox | GCVC 050.2C/2x4-2332-D-D/4/64/2.10/3600/EXS/1/015023 | 13834 | 4 | 2 | 2332 | Axial | 158827 | 158966 | 481.75 | 39206 | 850 | VT01435 | 2114 | 0.74 | C | 43.42 | 75.28 | 44 | VerticalCompact-BCD_2x4 | 3684 | 800 | 1761 |  |  | 468.9 | 54 | 54 | 500 | AC motor | 50 | D | no | no | C | D | Epoxy coated aluminum | 2025-01-02 | 4 | 4 | yes | piece | 1
GCVC PD 050.2/14-41 | GCVC PD | 050.2/14-41 | 4249894 | finoox | GCVC 050.2C/1x4-2332-D-D/4/32/2.10/3600/EXS/1/015023 | 7022 | 4 | 1 | 2332 | Axial | 79414 | 79483 | 240.88 | 19603 | 850 | VT01435 | 1057 | 0.74 | C | 40.64 | 72.27 | 2025-02-20 | VerticalCompact-BCD_1x4 | 3684 | 596 | 953 |  |  | 242.6 | 35 | 35 | 500 | AC motor | 50 | D | no | no | C | D | Epoxy coated aluminum | 2025-01-02 | 4 | 4 | yes | piece | 1
GCVC PD 063.2/21-29 | GCVC PD | 063.2/21-29 | 4246436 | finoox | GCVC 063.2C/2x1-2358-D-D/3/64/2.10/900/AXS/1/015023 | 5427 | 1 | 2 | 2358 | Axial | 28.14 | 28215 | 90.33 | 7417 | 430 | VT01442 | 0.238 | 0.32 | B | 28.59 | 60.1 | 2025-03-08 | VerticalCompact-BCD_2x1 | 984 | 800 | 1761 |  |  | 126.2 | 22 | 22 | 630 | AC motor | 50 | D | no | no | C | D | Aluminum | 2025-01-02 | 12 | 3 | yes | piece | 1
GCVC PD 063.2/11-32 | GCVC PD | 063.2/11-32 | 4251755 | finoox | GCVC 063.2D/1x1-2414-1-D/4/40/2.10/1200/AXS/1/015023 | 4285 | 1 | 1 | 2414 | Axial | 30876 | 30969 | 100.37 | 7117 | 770 | VT03145U.1 | 0.208 | 2015-01-01 | B | 32.27 | 63.64 | 2025-06-08 | VerticalCompact-BCD_1x1 | 1284 | 615 | 1153 |  |  | 90.5 | 22 | 22 | 630 | EC motor | 5060 | 1 | no | no | D | D | Aluminum | 2025-01-02 | 10 | 4 | yes | piece | 1
GCVC PD 050.2/12-33 | GCVC PD | 050.2/12-33 | 4250446 | finoox | GCVC 050.2D/1x2-2387-L-D/6/40/2.10/2400/AXS/1/015023 | 5386 | 2 | 1 | 2387 | Axial | 39856 | 40145 | 301.1 | 6757 | 500 | VT01435 | 0.352 | 0.37 | C | 32.52 | 64.05 | 2025-02-24 | VerticalCompact-BCD_1x2 | 2484 | 596 | 1153 |  |  | 204.5 | 22 | 22 | 500 | AC motor | 60 | L | no | no | D | D | Aluminum | 2025-01-02 | 10 | 6 | yes | piece | 1
GCVC PD 050.2/23-48 | GCVC PD | 050.2/23-48 | 4245277 | finoox | GCVC 050.2C/2x3-2348-S-D/4/64/2.10/2700/AXS/1/015023 | 10242 | 3 | 2 | 2348 | Axial | 149965 | 150502 | 361.32 | 39092 | 1180 | VT03150U | 3207 | 0.9 | D | 48.14 | 79.89 | 32.2 | VerticalCompact-BCD_2x3 | 2784 | 800 | 1761 |  |  | 355.1 | 42 | 42 | 500 | AC motor | 50 | S | no | no | C | D | Aluminum | 2025-01-02 | 4 | 4 | yes | piece | 1
GCVC PD 063.2/11-33 | GCVC PD | 063.2/11-33 | 4250966 | finoox | GCVC 063.2C/1x1-2509-1-D/6/32/2.10/900/AXS/1/015023 | 4223 | 1 | 1 | 2509 | Axial | 22119 | 22.32 | 90.33 | 4254 | 655 | VT03145U.1 | 0.157 | 0.75 | B | 33.31 | 64.58 | 2025-07-07 | VerticalCompact-BCD_1x1 | 984 | 615 | 953 |  |  | 73.3 | 18 | 18 | 630 | EC motor | 5060 | 1 | no | no | C | D | Aluminum | 2025-01-02 | 12 | 6 | yes | piece | 1
GCVC PD 063.2/13-38 | GCVC PD | 063.2/13-38 | 4251389 | finoox | GCVC 063.2C/1x3-2511-1-D/4/32/2.10/2700/AXS/1/015023 | 8417 | 3 | 1 | 2511 | Axial | 63801 | 63797 | 180.66 | 16488 | 730 | VT03145U.1 | 0.615 | 1 | C | 37.68 | 69.2 | 2025-06-15 | VerticalCompact-BCD_1x3 | 2784 | 615 | 953 |  |  | 174.2 | 35 | 35 | 630 | EC motor | 5060 | 1 | no | no | C | D | Aluminum | 2025-01-02 | 6 | 4 | yes | piece | 1
GCVC PD 063.2/11-28 | GCVC PD | 063.2/11-28 | 4250956 | finoox | GCVC 063.2C/1x1-2507-1-D/4/32/2.10/900/EXS/1/015023 | 3896 | 1 | 1 | 2507 | Axial | 17893 | 17958 | 60.22 | 4256 | 580 | VT03145U.1 | 0.107 | 0.55 | B | 28.33 | 59.61 | 2025-01-05 | VerticalCompact-BCD_1x1 | 984 | 615 | 953 |  |  | 64.5 | 16 | 16 | 630 | EC motor | 5060 | 1 | no | no | C | D | Epoxy coated aluminum | 2025-01-02 | 8 | 4 | yes | piece | 1
GCVC PD 063.2/23-28 | GCVC PD | 063.2/23-28 | 4246922 | finoox | GCVC 063.2C/2x3-2501-1-D/6/64/2.10/2700/AXS/1/015023 | 18805 | 3 | 2 | 2501 | Axial | 74655 | 75169 | 541.97 | 12670 | 345 | VT03145U.1 | 0.195 | 0.15 | A+ | 2025-02-28 | 59.77 | 45 | VerticalCompact-BCD_2x3 | 2784 | 800 | 1761 |  |  | 383.7 | 35 | 35 | 630 | EC motor | 5060 | 1 | no | no | C | D | Aluminum | 2025-01-02 | 8 | 6 | yes | piece | 1
GCVC PD 063.2/21-20 | GCVC PD | 063.2/21-20 | 4247368 | finoox | GCVC 063.2D/2x1-2502-1-D/4/80/2.10/1200/EXS/1/015023 | 8384 | 1 | 2 | 2502 | Axial | 34783 | 34917 | 200.73 | 6900 | 385 | VT03145U.1 | 0.072 | 0.2 | A+ | 19.98 | 51.63 | 2025-02-17 | VerticalCompact-BCD_2x1 | 1284 | 800 | 2161 |  |  | 177.5 | 22 | 22 | 630 | EC motor | 5060 | 1 | no | no | D | D | Epoxy coated aluminum | 2025-01-02 | 10 | 4 | yes | piece | 1
GCVC PD 050.2/23-44 | GCVC PD | 050.2/23-44 | 4245415 | finoox | GCVC 050.2C/2x3-2518-1-D/3/64/2.10/2700/EXS/1/015023 | 13172 | 3 | 2 | 2518 | Axial | 98496 | 98269 | 270.99 | 30675 | 945 | VT03011U.1 | 1203 | 1 | C | 44.23 | 75.98 | 2025-09-23 | VerticalCompact-BCD_2x3 | 2784 | 800 | 1761 |  |  | 299.2 | 35 | 35 | 500 | EC motor | 5060 | 1 | no | no | C | D | Epoxy coated aluminum | 2025-01-02 | 6 | 3 | yes | piece | 1
GCVC PD 050.2/11-41 | GCVC PD | 050.2/11-41 | 4249369 | finoox | GCVC 050.2C/1x1-2521-1-D/3/32/2.10/900/EXS/1/015023 | 2743 | 1 | 1 | 2521 | Axial | 19181 | 19279 | 45.16 | 6175 | 1135 | VT03011U.1 | 0.338 | 1965-01-01 | D | 40.93 | 72.2 | 2025-09-03 | VerticalCompact-BCD_1x1 | 984 | 586 | 953 |  |  | 59.3 | 16 | 16 | 500 | EC motor | 5060 | 1 | no | no | C | D | Epoxy coated aluminum | 2025-01-02 | 8 | 3 | yes | piece | 1
GCVC PD 080.3/22-56 | GCVC PD | 080.3/22-56 | 6134883 | finoox | GCVC 080.3D/2x2-3559-2-D/6/80/2.10/2400/EXS/1/015023 | 27703 | 2 | 2 | 3559 | Axial | 270242 | 270591 | 602.19 | 71315 | 1045 | VT01445U.3 | 9947 | 1965-03-01 | E | 55.55 | 87.36 | 58.5 | VerticalCompact-BCD_2x2 | 2484 | 800 | 2161 |  |  | 505.2 | 64 | 64 | 800 | EC motor | 5060 | 2 | no | no | D | D | Epoxy coated aluminum | 2025-01-02 | 6 | 6 | yes | piece | 1
GCVC PD 050.2/11-34 | GCVC PD | 050.2/11-34 | 4249232 | finoox | GCVC 050.2C/1x1-2354-W-D/4/32/2.10/900/EXS/1/015023 | 2308 | 1 | 1 | 2354 | Axial | 18843 | 18951 | 60.22 | 4591 | 865 | VT03093U | 0.211 | 0.97 | C | 34.11 | 65.38 | 2025-01-05 | VerticalCompact-BCD_1x1 | 984 | 569 | 953 |  |  | 66.7 | 16 | 16 | 500 | AC motor | 50 | W | no | no | C | D | Epoxy coated aluminum | 2025-01-02 | 8 | 4 | yes | piece | 1
GCVC PD 050.2/22-46 | GCVC PD | 050.2/22-46 | 4245136 | finoox | GCVC 050.2C/2x2-2421-1-D/6/64/2.10/1800/AXS/1/015023 | 10394 | 2 | 2 | 2421 | Axial | 113083 | 113591 | 361.32 | 23084 | 1150 | VT03011U.1 | 1948-01-01 | 1975-01-01 | C | 45.95 | 77.58 | 32.4 | VerticalCompact-BCD_2x2 | 1884 | 800 | 1761 |  |  | 263 | 42 | 42 | 500 | EC motor | 5060 | 1 | no | no | C | D | Aluminum | 2025-01-02 | 8 | 6 | yes | piece | 1
GCVC PD 050.2/21-56 | GCVC PD | 050.2/21-56 | 4245831 | finoox | GCVC 050.2D/2x1-2410-2-D/6/80/2.10/1200/EXS/1/015023 | 8989 | 1 | 2 | 2410 | Axial | 95221 | 95742 | 301.1 | 20037 | 1770 | VT03013U.1 | 1938-02-01 | 2025-01-02 | D | 56.34 | 87.99 | 2025-04-27 | VerticalCompact-BCD_2x1 | 1284 | 800 | 2161 |  |  | 218.6 | 35 | 35 | 500 | EC motor | 5060 | 2 | no | no | D | D | Epoxy coated aluminum | 2025-01-02 | 10 | 6 | yes | piece | 1
GCVC PD 063.2/23-69 | GCVC PD | 063.2/23-69 | 4247827 | finoox | GCVC 063.2D/2x3-2412-2-D/4/80/2.10/3600/AXS/1/015023 | 27636 | 3 | 2 | 2412 | Axial | 308735 | 306.51 | 602.19 | 102915 | 1510 | VT03143U.1 | 19238 | 5 | E | 68.54 | 100.5 | 58.2 | VerticalCompact-BCD_2x3 | 3684 | 800 | 2161 |  |  | 618.2 | 64 | 64 | 630 | EC motor | 5060 | 2 | no | no | D | D | Aluminum | 2025-01-02 | 4 | 4 | yes | piece | 1
GCVC PD 080.2/23-56 | GCVC PD | 080.2/23-56 | 4248722 | finoox | GCVC 080.2D/2x3-2541-2-D/3/80/2.10/3600/AXS/1/015023 | 29644 | 3 | 2 | 2541 | Axial | 244.18 | 242292 | 451.65 | 102467 | 950 | VT03059U.2 | 9831 | 1982-02-01 | E | 56.21 | 88.17 | 46.4 | VerticalCompact-BCD_2x3 | 3684 | 800 | 2161 |  |  | 545 | 64 | 64 | 800 | EC motor | 5060 | 2 | no | no | D | D | Aluminum | 2025-01-02 | 4 | 3 | yes | piece | 1
GCVC PD 063.2/21-57 | GCVC PD | 063.2/21-57 | 4247426 | finoox | GCVC 063.2D/2x1-2547-2-D/6/80/2.10/1200/AXS/1/015023 | 11733 | 1 | 2 | 2547 | Axial | 103809 | 104352 | 301.1 | 21906 | 1055 | VT03143U.1 | 2308 | 2025-01-02 | D | 57.19 | 88.84 | 2025-04-27 | VerticalCompact-BCD_2x1 | 1284 | 800 | 2161 |  |  | 255.7 | 35 | 35 | 630 | EC motor | 5060 | 2 | no | no | D | D | Aluminum | 2025-01-02 | 10 | 6 | yes | piece | 1
GCVC PD 050.2/22-56 | GCVC PD | 050.2/22-56 | 4245218 | finoox | GCVC 050.2C/2x2-2561-2-D/3/64/2.10/1800/AXS/1/015023 | 10638 | 2 | 2 | 2561 | Axial | 94289 | 94275 | 180.66 | 32975 | 1505 | VT03013U.1 | 3009 | 1938-01-01 | E | 55.5 | 87.13 | 17 | VerticalCompact-BCD_2x2 | 1884 | 800 | 1761 |  |  | 226.4 | 35 | 35 | 500 | EC motor | 5060 | 2 | no | no | C | D | Aluminum | 2025-01-02 | 6 | 3 | yes | piece | 1
GCVC PD 050.2/22-36 | GCVC PD | 050.2/22-36 | 4246105 | finoox | GCVC 050.2D/2x2-2514-1-D/3/80/2.10/2400/EXS/1/015023 | 10583 | 2 | 2 | 2514 | Axial | 67.66 | 67.61 | 301.1 | 16238 | 695 | VT03011U.1 | 0.322 | 0.47 | A | 36.38 | 68.19 | 2025-09-26 | VerticalCompact-BCD_2x2 | 2484 | 800 | 2161 |  |  | 290.3 | 35 | 35 | 500 | EC motor | 5060 | 1 | no | no | D | D | Epoxy coated aluminum | 2025-01-02 | 8 | 3 | yes | piece | 1
GCVC PD 080.2/21-59 | GCVC PD | 080.2/21-59 | 4248245 | finoox | GCVC 080.2D/2x1-2659-L-D/4/80/2.10/1200/EXS/1/015023 | 7726 | 1 | 2 | 2659 | Axial | 99665 | 99673 | 200.73 | 32071 | 1070 | VT01384U | 3569 | 2025-03-03 | E | 58.8 | 90.45 | 2025-04-19 | VerticalCompact-BCD_2x1 | 1284 | 800 | 2161 |  |  | 220.7 | 35 | 35 | 800 | AC motor | 60 | L | no | no | D | D | Epoxy coated aluminum | 2025-01-02 | 10 | 4 | yes | piece | 1
GCVC PD 050.2/24-57 | GCVC PD | 050.2/24-57 | 4245709 | finoox | GCVC 050.2C/2x4-2790-K-D/4/64/2.10/3600/AXS/1/015023 | 13128 | 4 | 2 | 2790 | Axial | 225052 | 225043 | 481.75 | 68384 | 1640 | VT03150U | 8143 | 1964-01-01 | E | 56.57 | 88.44 | 44 | VerticalCompact-BCD_2x4 | 3684 | 800 | 1761 |  |  | 465.9 | 54 | 54 | 500 | AC motor | 60 | K | no | no | C | D | Aluminum | 2025-01-02 | 4 | 4 | yes | piece | 1
GCVC PD 050.2/21-51 | GCVC PD | 050.2/21-51 | 4245002 | finoox | GCVC 050.2C/2x1-2790-K-D/3/64/2.10/900/EXS/1/015023 | 4219 | 1 | 2 | 2790 | Axial | 47652 | 47.92 | 90.33 | 17915 | 1640 | VT03150U | 1985 | 1964-01-01 | E | 51.16 | 82.67 | 9 | VerticalCompact-BCD_2x1 | 984 | 800 | 1761 |  |  | 128 | 28 | 28 | 500 | AC motor | 60 | K | no | no | C | D | Epoxy coated aluminum | 2025-01-02 | 8 | 3 | yes | piece | 1
GCVC PD 050.2/22-54 | GCVC PD | 050.2/22-54 | 4245238 | finoox | GCVC 050.2C/2x2-2790-K-D/3/64/2.10/1800/EXS/1/015023 | 6751 | 2 | 2 | 2790 | Axial | 94611 | 94724 | 180.66 | 35829 | 1640 | VT03150U | 3969 | 1964-01-01 | E | 54.05 | 85.68 | 17 | VerticalCompact-BCD_2x2 | 1884 | 800 | 1761 |  |  | 226.4 | 35 | 35 | 500 | AC motor | 60 | K | no | no | C | D | Epoxy coated aluminum | 2025-01-02 | 6 | 3 | yes | piece | 1
GCVC PD 080.3/22-53 | GCVC PD | 080.3/22-53 | 6127650 | finoox | GCVC 080.3D/2x2-3485-I-D/3/80/2.10/2400/AXS/1/015023 | 14677 | 2 | 2 | 3485 | Axial | 176832 | 177254 | 301.1 | 67272 | 900 | VT01526 | 9151 | 2025-09-03 | E | 53.09 | 84.9 | 31.6 | VerticalCompact-BCD_2x2 | 2484 | 800 | 2161 |  |  | 407.5 | 54 | 54 | 800 | AC motor | 60 | I | no | no | D | D | Aluminum | 2025-01-02 | 4 | 3 | yes | piece | 1
GCVC PD 050.2/21-27 | GCVC PD | 050.2/21-27 | 4244840 | finoox | GCVC 050.2C/2x1-2385-J-D/6/64/2.10/900/AXS/1/015023 | 4815 | 1 | 2 | 2385 | Axial | 26744 | 2025-01-27 | 180.66 | 4666 | 430 | VT01435 | 0.267 | 0.32 | C | 27.39 | 58.89 | 2025-03-15 | VerticalCompact-BCD_2x1 | 984 | 800 | 1761 |  |  | 153.1 | 18 | 18 | 500 | AC motor | 60 | J | no | no | C | D | Aluminum | 2025-01-02 | 12 | 6 | yes | piece | 1
GCVC PD 063.2/22-62 | GCVC PD | 063.2/22-62 | 4247506 | finoox | GCVC 063.2D/2x2-2356-D-D/4/80/2.10/2400/EXS/1/015023 | 14874 | 2 | 2 | 2356 | Axial | 193278 | 192752 | 401.46 | 65280 | 1330 | VT01441 | 9812 | 5 | E | 61.64 | 93.45 | 39.4 | VerticalCompact-BCD_2x2 | 2484 | 800 | 2161 |  |  | 422.5 | 54 | 54 | 630 | AC motor | 50 | D | no | no | D | D | Epoxy coated aluminum | 2025-01-02 | 6 | 4 | yes | piece | 1
GCVC PD 050.2/21-33 | GCVC PD | 050.2/21-33 | 4245800 | finoox | GCVC 050.2D/2x1-2387-L-D/4/80/2.10/1200/EXS/1/015023 | 5436 | 1 | 2 | 2387 | Axial | 35729 | 35864 | 200.73 | 7133 | 500 | VT01435 | 0.351 | 0.37 | C | 32.71 | 64.36 | 2025-02-17 | VerticalCompact-BCD_2x1 | 1284 | 800 | 2161 |  |  | 185.6 | 22 | 22 | 500 | AC motor | 60 | L | no | no | D | D | Epoxy coated aluminum | 2025-01-02 | 10 | 4 | yes | piece | 1
GCVC PD 050.2/12-22 | GCVC PD | 050.2/12-22 | 4250460 | finoox | GCVC 050.2D/1x2-2389-J-D/4/40/2.10/2400/EXS/1/015023 | 4741 | 2 | 1 | 2389 | Axial | 29422 | 29394 | 200.73 | 5627 | 450 | VT01437 | 0.163 | 0.17 | A | 22.29 | 53.81 | 2025-03-16 | VerticalCompact-BCD_1x2 | 2484 | 596 | 1153 |  |  | 170.4 | 22 | 22 | 500 | AC motor | 60 | J | no | no | D | D | Epoxy coated aluminum | 2025-01-02 | 10 | 4 | yes | piece | 1
GCVC PD 063.2/23-66 | GCVC PD | 063.2/23-66 | 4247940 | finoox | GCVC 063.2D/2x3-2551-2-D/3/80/2.10/3600/AXS/1/015023 | 25603 | 3 | 2 | 2551 | Axial | 236961 | 235959 | 451.65 | 95377 | 1360 | VT03143U.1 | 13804 | 4 | E | 66.03 | 97.99 | 43.1 | VerticalCompact-BCD_2x3 | 3684 | 800 | 2161 |  |  | 568.7 | 54 | 54 | 630 | EC motor | 5060 | 2 | no | no | D | D | Aluminum | 2025-01-02 | 4 | 3 | yes | piece | 1
GCVC PD 050.2/22-53 | GCVC PD | 050.2/22-53 | 4246160 | finoox | GCVC 050.2D/2x2-2559-2-D/4/80/2.10/2400/EXS/1/015023 | 13880 | 2 | 2 | 2559 | Axial | 127099 | 127204 | 401.46 | 30807 | 1330 | VT03013U.1 | 1999-01-01 | 2025-08-01 | D | 53.31 | 85.12 | 36.3 | VerticalCompact-BCD_2x2 | 2484 | 800 | 2161 |  |  | 340.6 | 42 | 42 | 500 | EC motor | 5060 | 2 | no | no | D | D | Epoxy coated aluminum | 2025-01-02 | 6 | 4 | yes | piece | 1
GCVC PD 063.2/13-35 | GCVC PD | 063.2/13-35 | 4252315 | finoox | GCVC 063.2D/1x3-2510-1-D/3/40/2.10/3600/EXS/1/015023 | 9719 | 3 | 1 | 2510 | Axial | 72303 | 72173 | 225.82 | 19787 | 695 | VT03145U.1 | 0.451 | 0.9 | B | 34.53 | 66.21 | 2025-03-19 | VerticalCompact-BCD_1x3 | 3684 | 615 | 1153 |  |  | 225.6 | 35 | 35 | 630 | EC motor | 5060 | 1 | no | no | D | D | Epoxy coated aluminum | 2025-01-02 | 4 | 3 | yes | piece | 1
GCVC PD 050.2/12-42 | GCVC PD | 050.2/12-42 | 4250540 | finoox | GCVC 050.2D/1x2-2519-1-D/3/40/2.10/2400/AXS/1/015023 | 5121 | 2 | 1 | 2519 | Axial | 45954 | 45918 | 150.55 | 11884 | 1010 | VT03011U.1 | 0.451 | 2015-01-01 | C | 41.86 | 73.38 | 2025-09-12 | VerticalCompact-BCD_1x2 | 2484 | 586 | 1153 |  |  | 151.9 | 28 | 28 | 500 | EC motor | 5060 | 1 | no | no | D | D | Aluminum | 2025-01-02 | 6 | 3 | yes | piece | 1
GCVC PD 050.2/13-47 | GCVC PD | 050.2/13-47 | 4250798 | finoox | GCVC 050.2D/1x3-2522-1-D/3/40/2.10/3600/AXS/1/015023 | 7712 | 3 | 1 | 2522 | Axial | 77226 | 77.19 | 225.82 | 21225 | 1200 | VT03011U.1 | 1108 | 2025-09-01 | D | 47.23 | 78.9 | 2025-03-19 | VerticalCompact-BCD_1x3 | 3684 | 586 | 1153 |  |  | 222.9 | 35 | 35 | 500 | EC motor | 5060 | 1 | no | no | D | D | Aluminum | 2025-01-02 | 4 | 3 | yes | piece | 1
GCVC PD 080.2/13-27 | GCVC PD | 080.2/13-27 | 4253067 | finoox | GCVC 080.2D/1x3-2494-1-D/4/40/2.10/3600/EXS/1/015023 | 11163 | 3 | 1 | 2494 | Axial | 73405 | 73544 | 301.1 | 15850 | 340 | VT03062U.1 | 0.255 | 0.45 | A+ | 26.57 | 58.25 | 2025-02-25 | VerticalCompact-BCD_1x3 | 3684 | 608 | 1153 |  |  | 264.2 | 35 | 35 | 800 | EC motor | 5060 | 1 | no | no | D | D | Epoxy coated aluminum | 2025-01-02 | 4 | 4 | yes | piece | 1
GCVC PD 063.2/21-26 | GCVC PD | 063.2/21-26 | 4247386 | finoox | GCVC 063.2D/2x1-2505-1-D/4/80/2.10/1200/EXS/1/015023 | 8488 | 1 | 2 | 2505 | Axial | 43274 | 43476 | 200.73 | 9080 | 500 | VT03145U.1 | 0.131 | 0.39 | A+ | 25.65 | 57.3 | 2025-01-18 | VerticalCompact-BCD_2x1 | 1284 | 800 | 2161 |  |  | 178.9 | 28 | 28 | 630 | EC motor | 5060 | 1 | no | no | D | D | Epoxy coated aluminum | 2025-01-02 | 10 | 4 | yes | piece | 1
GCVC PD 063.2/13-33 | GCVC PD | 063.2/13-33 | 4251357 | finoox | GCVC 063.2C/1x3-2505-1-D/6/32/2.10/2700/EXS/1/015023 | 9996 | 3 | 1 | 2505 | Axial | 51682 | 51883 | 270.99 | 9503 | 500 | VT03145U.1 | 0.229 | 0.39 | A | 32.52 | 64.03 | 22 | VerticalCompact-BCD_1x3 | 2784 | 615 | 953 |  |  | 199.6 | 28 | 28 | 630 | EC motor | 5060 | 1 | no | no | C | D | Epoxy coated aluminum | 2025-01-02 | 8 | 6 | yes | piece | 1
GCVC PD 050.2/22-31 | GCVC PD | 050.2/22-31 | 4245140 | finoox | GCVC 050.2C/2x2-2512-1-D/3/64/2.10/1800/AXS/1/015023 | 8514 | 2 | 2 | 2512 | Axial | 48996 | 48984 | 180.66 | 12038 | 565 | VT03011U.1 | 0.208 | 0.28 | A | 31.37 | 63 | 2025-09-15 | VerticalCompact-BCD_2x2 | 1884 | 800 | 1761 |  |  | 207 | 28 | 28 | 500 | EC motor | 5060 | 1 | no | no | C | D | Aluminum | 2025-01-02 | 8 | 3 | yes | piece | 1
GCVC PD 063.2/13-39 | GCVC PD | 063.2/13-39 | 4251428 | finoox | GCVC 063.2C/1x3-2554-2-D/4/32/2.10/2700/EXS/1/015023 | 9684 | 3 | 1 | 2554 | Axial | 72926 | 73093 | 180.66 | 19570 | 750 | VT03144U.1 | 0.891 | 0.6 | C | 38.85 | 70.37 | 2025-06-15 | VerticalCompact-BCD_1x3 | 2784 | 623 | 953 |  |  | 186.8 | 35 | 35 | 630 | EC motor | 5060 | 2 | no | no | C | D | Epoxy coated aluminum | 2025-01-02 | 4 | 4 | yes | piece | 1
GCVC PD 080.2/22-56 | GCVC PD | 080.2/22-56 | 4248540 | finoox | GCVC 080.2D/2x2-2710-2-D/4/80/2.10/2400/EXS/1/015023 | 22893 | 2 | 2 | 2710 | Axial | 212.14 | 212.96 | 401.46 | 68541 | 975 | VT03059U.2 | 7696 | 3 | E | 56.09 | 87.9 | 39.5 | VerticalCompact-BCD_2x2 | 2484 | 800 | 2161 |  |  | 401.5 | 54 | 54 | 800 | EC motor | 5060 | 2 | no | no | D | D | Epoxy coated aluminum | 2025-01-02 | 4 | 4 | yes | piece | 1
GCVC PD 050.3/23-51 | GCVC PD | 050.3/23-51 | 6136186 | finoox | GCVC 050.3C/2x3-3616-W-D/4/64/2.10/2700/AXS/1/015023 | 10207 | 3 | 2 | 3616 | Axial | 155822 | 156329 | 361.32 | 41498 | 1240 | VT01524 | 2025-06-04 | 2025-02-03 | E | 51.02 | 82.77 | 34.7 | VerticalCompact-BCD_2x3 | 2784 | 800 | 1761 |  |  | 368 | 54 | 54 | 500 | AC motor | 50 | W | no | no | C | D | Aluminum | 2025-01-02 | 4 | 4 | yes | piece | 1
GCVC PD 050.2/23-38 | GCVC PD | 050.2/23-38 | 4246212 | finoox | GCVC 050.2D/2x3-2336-D-D/6/80/2.10/3600/AXS/1/015023 | 15981 | 3 | 2 | 2336 | Axial | 134782 | 135629 | 903.29 | 23153 | 660 | VT01437 | 0.741 | 0.33 | B | 37.73 | 69.7 | 75.1 | VerticalCompact-BCD_2x3 | 3684 | 800 | 2161 |  |  | 571.9 | 42 | 42 | 500 | AC motor | 50 | D | no | no | D | D | Aluminum | 2025-01-02 | 6 | 6 | yes | piece | 1
GCVC PD 063.2/23-26 | GCVC PD | 063.2/23-26 | 4247767 | finoox | GCVC 063.2D/2x3-2359-S-D/4/80/2.10/3600/AXS/1/015023 | 16425 | 3 | 2 | 2359 | Axial | 104605 | 104866 | 602.19 | 20578 | 320 | VT01442 | 0.376 | 0.14 | A+ | 2025-05-25 | 57.46 | 51.6 | VerticalCompact-BCD_2x3 | 3684 | 800 | 2161 |  |  | 493.5 | 42 | 42 | 630 | AC motor | 50 | S | no | no | D | D | Aluminum | 2025-01-02 | 6 | 4 | yes | piece | 1
GCVC PD 063.2/22-32 | GCVC PD | 063.2/22-32 | 4247557 | finoox | GCVC 063.2D/2x2-2398-I-D/4/80/2.10/2400/AXS/1/015023 | 11570 | 2 | 2 | 2398 | Axial | 90699 | 90789 | 401.46 | 19157 | 460 | VT01442 | 0.538 | 0.32 | B | 32.29 | 64.1 | 34.8 | VerticalCompact-BCD_2x2 | 2484 | 800 | 2161 |  |  | 336.9 | 35 | 35 | 630 | AC motor | 60 | I | no | no | D | D | Aluminum | 2025-01-02 | 8 | 4 | yes | piece | 1
GCVC PD 045.2/13-44 | GCVC PD | 045.2/13-44 | 4243972 | finoox | GCVC 045.2B/1x3-2527-1-D/3/24/2.10/2160/AXS/1/015023 | 5232 | 3 | 1 | 2527 | Axial | 33461 | 33554 | 81.3 | 10178 | 975 | VT03007U.1 | 0.466 | 0.68 | C | 43.86 | 75.23 | 2025-08-06 | VerticalCompact-BCD_1x3a | 2244 | 535 | 753 |  |  | 108.7 | 22 | 22 | 450 | EC motor | 5060 | 1 | no | no | B | D | Aluminum | 2025-01-02 | 6 | 3 | yes | piece | 1
GCVC PD 050.2/21-51 | GCVC PD | 050.2/21-51 | 4245919 | finoox | GCVC 050.2D/2x1-2559-2-D/3/80/2.10/1200/EXS/1/015023 | 7239 | 1 | 2 | 2559 | Axial | 53929 | 53941 | 150.55 | 15615 | 1330 | VT03013U.1 | 0.982 | 2025-08-01 | D | 50.71 | 82.36 | 14 | VerticalCompact-BCD_2x1 | 1284 | 800 | 2161 |  |  | 171.6 | 28 | 28 | 500 | EC motor | 5060 | 2 | no | no | D | D | Epoxy coated aluminum | 2025-01-02 | 10 | 3 | yes | piece | 1
GCVC PD 080.2/12-16 | GCVC PD | 080.2/12-16 | 4252771 | finoox | GCVC 080.2D/1x2-2489-1-D/4/40/2.10/2400/AXS/1/015023 | 7385 | 2 | 1 | 2489 | Axial | 33.78 | 33879 | 200.73 | 6535 | 220 | VT03062U.1 | 0.061 | 0.15 | A+ | 2025-09-15 | 47.43 | 2025-03-16 | VerticalCompact-BCD_1x2 | 2484 | 608 | 1153 |  |  | 178.6 | 22 | 22 | 800 | EC motor | 5060 | 1 | no | no | D | D | Aluminum | 2025-01-02 | 8 | 4 | yes | piece | 1
GCVC PD 063.2/12-34 | GCVC PD | 063.2/12-34 | 4251179 | finoox | GCVC 063.2C/1x2-2510-1-D/3/32/2.10/1800/EXS/1/015023 | 5991 | 2 | 1 | 2510 | Axial | 35123 | 35065 | 90.33 | 11081 | 695 | VT03145U.1 | 0.341 | 0.9 | C | 33.96 | 65.36 | 2025-06-07 | VerticalCompact-BCD_1x2 | 1884 | 615 | 953 |  |  | 109.6 | 22 | 22 | 630 | EC motor | 5060 | 1 | no | no | C | D | Epoxy coated aluminum | 2025-01-02 | 8 | 3 | yes | piece | 1
GCVC PD 063.2/22-63 | GCVC PD | 063.2/22-63 | 4247684 | finoox | GCVC 063.2D/2x2-2549-2-D/6/80/2.10/2400/AXS/1/015023 | 21487 | 2 | 2 | 2549 | Axial | 226996 | 227887 | 602.19 | 50461 | 1210 | VT03143U.1 | 1985-06-01 | 1986-02-01 | E | 62.87 | 94.67 | 55.2 | VerticalCompact-BCD_2x2 | 2484 | 800 | 2161 |  |  | 481.5 | 54 | 54 | 630 | EC motor | 5060 | 2 | no | no | D | D | Aluminum | 2025-01-02 | 6 | 6 | yes | piece | 1
GCVC PD 063.2/23-41 | GCVC PD | 063.2/23-41 | 4247956 | finoox | GCVC 063.2D/2x3-2553-2-D/4/80/2.10/3600/EXS/1/015023 | 23508 | 3 | 2 | 2553 | Axial | 183553 | 183689 | 602.19 | 43439 | 700 | VT03144U.1 | 1289 | 0.52 | B | 41.17 | 73.13 | 54.8 | VerticalCompact-BCD_2x3 | 3684 | 800 | 2161 |  |  | 504.5 | 54 | 54 | 630 | EC motor | 5060 | 2 | no | no | D | D | Epoxy coated aluminum | 2025-01-02 | 4 | 4 | yes | piece | 1
GCVC PD 080.2/12-18 | GCVC PD | 080.2/12-18 | 4252777 | finoox | GCVC 080.2D/1x2-2490-1-D/4/40/2.10/2400/EXS/1/015023 | 7796 | 2 | 1 | 2490 | Axial | 36589 | 36.63 | 200.73 | 7331 | 245 | VT03062U.1 | 0.076 | 0.2 | A+ | 2025-05-18 | 49.58 | 2025-03-16 | VerticalCompact-BCD_1x2 | 2484 | 608 | 1153 |  |  | 178.6 | 22 | 22 | 800 | EC motor | 5060 | 1 | no | no | D | D | Epoxy coated aluminum | 2025-01-02 | 8 | 4 | yes | piece | 1
GCVC PD 063.2/21-36 | GCVC PD | 063.2/21-36 | 4246572 | finoox | GCVC 063.2C/2x1-2511-1-D/4/64/2.10/900/EXS/1/015023 | 7273 | 1 | 2 | 2511 | Axial | 42711 | 42976 | 120.44 | 10992 | 730 | VT03145U.1 | 0.41 | 1 | C | 35.93 | 67.44 | 2025-04-11 | VerticalCompact-BCD_2x1 | 984 | 800 | 1761 |  |  | 129.4 | 28 | 28 | 630 | EC motor | 5060 | 1 | no | no | C | D | Epoxy coated aluminum | 2025-01-02 | 8 | 4 | yes | piece | 1
GCVC PD 050.2/21-55 | GCVC PD | 050.2/21-55 | 4244998 | finoox | GCVC 050.2C/2x1-2563-2-D/4/64/2.10/900/EXS/1/015023 | 6653 | 1 | 2 | 2563 | Axial | 58438 | 58842 | 120.44 | 17940 | 1680 | VT03013U.1 | 2127 | 1975-01-01 | E | 54.84 | 86.35 | 2025-04-11 | VerticalCompact-BCD_2x1 | 984 | 800 | 1761 |  |  | 136.8 | 28 | 28 | 500 | EC motor | 5060 | 2 | no | no | C | D | Epoxy coated aluminum | 2025-01-02 | 8 | 4 | yes | piece | 1
GCVC PD 063.2/22-21 | GCVC PD | 063.2/22-21 | 4247607 | finoox | GCVC 063.2D/2x2-2501-1-D/3/80/2.10/2400/EXS/1/015023 | 13615 | 2 | 2 | 2501 | Axial | 57378 | 57281 | 301.1 | 12854 | 345 | VT03145U.1 | 0.114 | 0.15 | A+ | 20.51 | 52.32 | 2025-06-25 | VerticalCompact-BCD_2x2 | 2484 | 800 | 2161 |  |  | 292.9 | 28 | 28 | 630 | EC motor | 5060 | 1 | no | no | D | D | Epoxy coated aluminum | 2025-01-02 | 8 | 3 | yes | piece | 1
GCVC PD 063.2/22-25 | GCVC PD | 063.2/22-25 | 4247621 | finoox | GCVC 063.2D/2x2-2503-1-D/6/80/2.10/2400/EXS/1/015023 | 17652 | 2 | 2 | 2503 | Axial | 82192 | 82875 | 602.19 | 14033 | 425 | VT03145U.1 | 0.185 | 0.25 | A+ | 25.45 | 57.26 | 50.5 | VerticalCompact-BCD_2x2 | 2484 | 800 | 2161 |  |  | 383.8 | 35 | 35 | 630 | EC motor | 5060 | 1 | no | no | D | D | Epoxy coated aluminum | 2025-01-02 | 8 | 6 | yes | piece | 1
GCVC PD 045.2/12-40 | GCVC PD | 045.2/12-40 | 4248948 | finoox | GCVC 045.2C/1x2-2526-1-D/3/32/2.10/1800/AXS/1/015023 | 4392 | 2 | 1 | 2526 | Axial | 27905 | 27871 | 90.33 | 7281 | 900 | VT03007U.1 | 0.243 | 0.58 | B | 39.74 | 71.13 | 2025-06-07 | VerticalCompact-BCD_1x2 | 1884 | 535 | 953 |  |  | 104.4 | 22 | 22 | 450 | EC motor | 5060 | 1 | no | no | C | D | Aluminum | 2025-01-02 | 8 | 3 | yes | piece | 1
GCVC PD 080.2/21-46 | GCVC PD | 080.2/21-46 | 4248148 | finoox | GCVC 080.2D/2x1-2536-2-D/4/80/2.10/1200/EXS/1/015023 | 10338 | 1 | 2 | 2536 | Axial | 82.63 | 82763 | 200.73 | 22948 | 700 | VT03059U.2 | 1352 | 2025-04-01 | D | 46.03 | 77.68 | 2025-04-19 | VerticalCompact-BCD_2x1 | 1284 | 800 | 2161 |  |  | 214.7 | 35 | 35 | 800 | EC motor | 5060 | 2 | no | no | D | D | Epoxy coated aluminum | 2025-01-02 | 10 | 4 | yes | piece | 1
GCVC PD 050.2/11-41 | GCVC PD | 050.2/11-41 | 4249370 | finoox | GCVC 050.2C/1x1-2521-1-D/4/32/2.10/900/EXS/1/015023 | 2835 | 1 | 1 | 2521 | Axial | 22593 | 22734 | 60.22 | 5973 | 1135 | VT03011U.1 | 0.345 | 1965-01-01 | D | 40.72 | 71.99 | 2025-02-05 | VerticalCompact-BCD_1x1 | 984 | 586 | 953 |  |  | 63.7 | 18 | 18 | 500 | EC motor | 5060 | 1 | no | no | C | D | Epoxy coated aluminum | 2025-01-02 | 8 | 4 | yes | piece | 1
GCVC PD 045.2/23-48 | GCVC PD | 045.2/23-48 | 4244645 | finoox | GCVC 045.2C/2x3-2528-1-D/3/64/2.10/2700/EXS/1/015023 | 11619 | 3 | 2 | 2528 | Axial | 89343 | 88992 | 270.99 | 25591 | 1050 | VT03007U.1 | 1117 | 0.84 | C | 47.51 | 79.26 | 2025-09-23 | VerticalCompact-BCD_2x3 | 2784 | 800 | 1761 |  |  | 289.2 | 35 | 35 | 450 | EC motor | 5060 | 1 | no | no | C | D | Epoxy coated aluminum | 2025-01-02 | 6 | 3 | yes | piece | 1
GCVC PD 080.3/12-50 | GCVC PD | 080.3/12-50 | 6096856 | finoox | GCVC 080.3D/1x2-3560-2-D/3/40/2.10/2400/AXS/1/015023 | 9685 | 2 | 1 | 3560 | Axial | 96159 | 96163 | 150.55 | 39721 | 990 | VT01445U.3 | 3913 | 2025-01-03 | E | 49.77 | 81.3 | 2025-06-13 | VerticalCompact-BCD_1x2 | 2484 | 620 | 1153 |  |  | 207.8 | 35 | 35 | 800 | EC motor | 5060 | 2 | no | no | D | D | Aluminum | 2025-01-02 | 4 | 3 | yes | piece | 1
GCVC PD 080.3/12-52 | GCVC PD | 080.3/12-52 | 6181484 | finoox | GCVC 080.3D/1x2-3560-2-D/6/40/2.10/2400/AXS/1/015023 | 11449 | 2 | 1 | 3560 | Axial | 135447 | 135727 | 301.1 | 33624 | 990 | VT01445U.3 | 4239 | 2025-01-03 | E | 51.71 | 83.24 | 2025-01-26 | VerticalCompact-BCD_1x2 | 2484 | 620 | 1153 |  |  | 252.6 | 42 | 42 | 800 | EC motor | 5060 | 2 | no | no | D | D | Aluminum | 2025-01-02 | 6 | 6 | yes | piece | 1
GCVC PD 063.2/11-25 | GCVC PD | 063.2/11-25 | 4251676 | finoox | GCVC 063.2D/1x1-2358-D-D/3/40/2.10/1200/AXS/1/015023 | 3503 | 1 | 1 | 2358 | Axial | 18739 | 18759 | 75.27 | 4462 | 430 | VT01442 | 0.113 | 0.32 | B | 25.21 | 56.58 | 2025-03-06 | VerticalCompact-BCD_1x1 | 1284 | 598 | 1153 |  |  | 85.8 | 16 | 16 | 630 | AC motor | 50 | D | no | no | D | D | Aluminum | 2025-01-02 | 10 | 3 | yes | piece | 1
GCVC PD 080.2/12-39 | GCVC PD | 080.2/12-39 | 4252723 | finoox | GCVC 080.2D/1x2-2448-1-D/4/40/2.10/2400/EXS/1/015023 | 8367 | 2 | 1 | 2448 | Axial | 75328 | 75.35 | 200.73 | 20531 | 630 | VT03061U.1 | 0.952 | 2025-01-02 | C | 38.68 | 70.21 | 2025-05-17 | VerticalCompact-BCD_1x2 | 2484 | 608 | 1153 |  |  | 181.2 | 35 | 35 | 800 | EC motor | 5060 | 1 | no | no | D | D | Epoxy coated aluminum | 2025-01-02 | 6 | 4 | yes | piece | 1
GCVC PD 063.2/13-61 | GCVC PD | 063.2/13-61 | 4252158 | finoox | GCVC 063.2D/1x3-2356-D-D/6/40/2.10/3600/AXS/1/015023 | 11677 | 3 | 1 | 2356 | Axial | 190107 | 190672 | 451.65 | 44901 | 1330 | VT01441 | 7585 | 5 | E | 60.91 | 92.59 | 39.4 | VerticalCompact-BCD_1x3 | 3684 | 606 | 1153 |  |  | 363.2 | 54 | 54 | 630 | AC motor | 50 | D | no | no | D | D | Aluminum | 2025-01-02 | 4 | 6 | yes | piece | 1
GCVC PD 063.2/12-52 | GCVC PD | 063.2/12-52 | 4251916 | finoox | GCVC 063.2D/1x2-2357-S-D/3/40/2.10/2400/AXS/1/015023 | 6494 | 2 | 1 | 2357 | Axial | 71967 | 71526 | 150.55 | 25781 | 1040 | VT01441 | 3006 | 3 | E | 52.14 | 83.66 | 2025-05-13 | VerticalCompact-BCD_1x2 | 2484 | 606 | 1153 |  |  | 199.5 | 35 | 35 | 630 | AC motor | 50 | S | no | no | D | D | Aluminum | 2025-01-02 | 6 | 3 | yes | piece | 1
GCVC PD 063.2/13-45 | GCVC PD | 063.2/13-45 | 4251311 | finoox | GCVC 063.2C/1x3-2413-2-D/4/32/2.10/2700/AXS/1/015023 | 9290 | 3 | 1 | 2413 | Axial | 90565 | 90898 | 180.66 | 26616 | 1000 | VT03144U.1 | 2045 | 2025-01-01 | D | 45.02 | 76.53 | 2025-06-15 | VerticalCompact-BCD_1x3 | 2784 | 623 | 953 |  |  | 186.8 | 35 | 35 | 630 | EC motor | 5060 | 2 | no | no | C | D | Aluminum | 2025-01-02 | 4 | 4 | yes | piece | 1
GCVC PD 063.2/23-39 | GCVC PD | 063.2/23-39 | 4246978 | finoox | GCVC 063.2C/2x3-2510-1-D/4/64/2.10/2700/EXS/1/015023 | 17568 | 3 | 2 | 2510 | Axial | 120573 | 120536 | 361.32 | 31104 | 695 | VT03145U.1 | 1056 | 0.9 | B | 39.35 | 71.1 | 32.1 | VerticalCompact-BCD_2x3 | 2784 | 800 | 1761 |  |  | 332.7 | 42 | 42 | 630 | EC motor | 5060 | 1 | no | no | C | D | Epoxy coated aluminum | 2025-01-02 | 6 | 4 | yes | piece | 1
GCVC PD 063.2/22-41 | GCVC PD | 063.2/22-41 | 4246816 | finoox | GCVC 063.2C/2x2-2555-2-D/3/64/2.10/1800/AXS/1/015023 | 12381 | 2 | 2 | 2555 | Axial | 88702 | 88847 | 180.66 | 29590 | 800 | VT03144U.1 | 1938-01-01 | 0.69 | D | 41.32 | 72.95 | 17 | VerticalCompact-BCD_2x2 | 1884 | 800 | 1761 |  |  | 228.1 | 35 | 35 | 630 | EC motor | 5060 | 2 | no | no | C | D | Aluminum | 2025-01-02 | 6 | 3 | yes | piece | 1
GCVC PD 080.2/23-33 | GCVC PD | 080.2/23-33 | 4248668 | finoox | GCVC 080.2D/2x3-2497-1-D/3/80/2.10/3600/AXS/1/015023 | 21853 | 3 | 2 | 2497 | Axial | 152877 | 152807 | 451.65 | 41762 | 415 | VT03062U.1 | 0.83 | 0.7 | A | 32.76 | 64.72 | 43.1 | VerticalCompact-BCD_2x3 | 3684 | 800 | 2161 |  |  | 469.2 | 54 | 54 | 800 | EC motor | 5060 | 1 | no | no | D | D | Aluminum | 2025-01-02 | 4 | 3 | yes | piece | 1
GCVC PD 063.2/13-59 | GCVC PD | 063.2/13-59 | 4252329 | finoox | GCVC 063.2D/1x3-2547-2-D/6/40/2.10/3600/EXS/1/015023 | 16047 | 3 | 1 | 2547 | Axial | 151604 | 152173 | 451.65 | 32860 | 1055 | VT03143U.1 | 3462 | 2025-01-02 | D | 58.92 | 90.6 | 39.2 | VerticalCompact-BCD_1x3 | 3684 | 611 | 1153 |  |  | 361.7 | 42 | 42 | 630 | EC motor | 5060 | 2 | no | no | D | D | Epoxy coated aluminum | 2025-01-02 | 4 | 6 | yes | piece | 1
GCVC PD 063.2/11-20 | GCVC PD | 063.2/11-20 | 4250926 | finoox | GCVC 063.2C/1x1-2502-1-D/4/32/2.10/900/EXS/1/015023 | 3896 | 1 | 1 | 2502 | Axial | 12782 | 1986-12-01 | 60.22 | 2740 | 385 | VT03145U.1 | 0.039 | 0.2 | A+ | 2025-12-20 | 51.39 | 2025-01-05 | VerticalCompact-BCD_1x1 | 984 | 615 | 953 |  |  | 64.5 | 16 | 16 | 630 | EC motor | 5060 | 1 | no | no | C | D | Epoxy coated aluminum | 2025-01-02 | 8 | 4 | yes | piece | 1
GCVC PD 045.2/14-43 | GCVC PD | 045.2/14-43 | 4249131 | finoox | GCVC 045.2C/1x4-2526-1-D/3/32/2.10/3600/EXS/1/015023 | 8028 | 4 | 1 | 2526 | Axial | 54804 | 54729 | 180.66 | 14562 | 900 | VT03007U.1 | 0.486 | 0.58 | C | 42.52 | 74.14 | 2025-09-14 | VerticalCompact-BCD_1x4 | 3684 | 535 | 953 |  |  | 199.1 | 28 | 28 | 450 | EC motor | 5060 | 1 | no | no | C | D | Epoxy coated aluminum | 2025-01-02 | 4 | 3 | yes | piece | 1
GCVC PD 050.2/22-36 | GCVC PD | 050.2/22-36 | 4246102 | finoox | GCVC 050.2D/2x2-2514-1-D/3/80/2.10/2400/AXS/1/015023 | 10024 | 2 | 2 | 2514 | Axial | 68733 | 68652 | 301.1 | 16238 | 695 | VT03011U.1 | 0.322 | 0.47 | A | 36.38 | 68.19 | 2025-09-26 | VerticalCompact-BCD_2x2 | 2484 | 800 | 2161 |  |  | 290.3 | 35 | 35 | 500 | EC motor | 5060 | 1 | no | no | D | D | Aluminum | 2025-01-02 | 8 | 3 | yes | piece | 1
GCVC PD 050.2/12-44 | GCVC PD | 050.2/12-44 | 4249603 | finoox | GCVC 050.2C/1x2-2521-1-D/4/32/2.10/1800/AXS/1/015023 | 4615 | 2 | 1 | 2521 | Axial | 45873 | 45915 | 120.44 | 11946 | 1135 | VT03011U.1 | 0.691 | 1965-01-01 | D | 43.61 | 75 | 2025-04-10 | VerticalCompact-BCD_1x2 | 1884 | 586 | 953 |  |  | 117.1 | 28 | 28 | 500 | EC motor | 5060 | 1 | no | no | C | D | Aluminum | 2025-01-02 | 8 | 4 | yes | piece | 1
GCVC PD 080.2/13-45 | GCVC PD | 080.2/13-45 | 4253154 | finoox | GCVC 080.2D/1x3-2546-2-D/3/40/2.10/3600/EXS/1/015023 | 11942 | 3 | 1 | 2546 | Axial | 104776 | 104.11 | 225.82 | 38966 | 730 | VT03060U.1 | 2172 | 2025-03-01 | D | 44.88 | 76.56 | 2025-01-20 | VerticalCompact-BCD_1x3 | 3684 | 613 | 1153 |  |  | 254.4 | 42 | 42 | 800 | EC motor | 5060 | 2 | no | no | D | D | Epoxy coated aluminum | 2025-01-02 | 4 | 3 | yes | piece | 1
GCVC PD 050.3/24-52 | GCVC PD | 050.3/24-52 | 6107517 | finoox | GCVC 050.3C/2x4-3616-W-D/3/64/2.10/3600/AXS/1/015023 | 11647 | 4 | 2 | 3616 | Axial | 166565 | 165346 | 361.32 | 57390 | 1240 | VT01524 | 5351 | 2025-02-03 | E | 52.42 | 84.28 | 34.6 | VerticalCompact-BCD_2x4 | 3684 | 800 | 1761 |  |  | 441.4 | 54 | 54 | 500 | AC motor | 50 | W | no | no | C | D | Aluminum | 2025-01-02 | 4 | 3 | yes | piece | 1
GCVC PD 050.2/23-38 | GCVC PD | 050.2/23-38 | 4245263 | finoox | GCVC 050.2C/2x3-2336-D-D/6/64/2.10/2700/EXS/1/015023 | 12707 | 3 | 2 | 2336 | Axial | 105497 | 105.89 | 541.97 | 19516 | 660 | VT01437 | 0.771 | 0.33 | B | 37.61 | 69.36 | 45 | VerticalCompact-BCD_2x3 | 2784 | 800 | 1761 |  |  | 392.8 | 35 | 35 | 500 | AC motor | 50 | D | no | no | C | D | Epoxy coated aluminum | 2025-01-02 | 8 | 6 | yes | piece | 1
GCVC PD 063.2/21-19 | GCVC PD | 063.2/21-19 | 4246442 | finoox | GCVC 063.2C/2x1-2359-S-D/3/64/2.10/900/EXS/1/015023 | 5640 | 1 | 2 | 2359 | Axial | 22837 | 22886 | 90.33 | 5683 | 320 | VT01442 | 0.13 | 0.14 | B | 18.71 | 50.22 | 8 | VerticalCompact-BCD_2x1 | 984 | 800 | 1761 |  |  | 125.2 | 18 | 18 | 630 | AC motor | 50 | S | no | no | C | D | Epoxy coated aluminum | 2025-01-02 | 12 | 3 | yes | piece | 1
GCVC PD 050.2/14-44 | GCVC PD | 050.2/14-44 | 4249951 | finoox | GCVC 050.2C/1x4-2384-I-D/3/32/2.10/3600/EXS/1/015023 | 6372 | 4 | 1 | 2384 | Axial | 67993 | 67931 | 180.66 | 20815 | 790 | VT01435 | 1946-01-01 | 0.88 | D | 44.22 | 75.85 | 2025-05-15 | VerticalCompact-BCD_1x4 | 3684 | 596 | 953 |  |  | 225.3 | 35 | 35 | 500 | AC motor | 60 | I | no | no | C | D | Epoxy coated aluminum | 2025-01-02 | 4 | 3 | yes | piece | 1
GCVC PD 063.2/23-57 | GCVC PD | 063.2/23-57 | 4246847 | finoox | GCVC 063.2C/2x3-2357-S-D/3/64/2.10/2700/EXS/1/015023 | 15829 | 3 | 2 | 2357 | Axial | 150446 | 150977 | 270.99 | 60762 | 1040 | VT01441 | 9348 | 3 | E | 56.56 | 88.3 | 2025-01-25 | VerticalCompact-BCD_2x3 | 2784 | 800 | 1761 |  |  | 442.3 | 42 | 42 | 630 | AC motor | 50 | S | no | no | C | D | Epoxy coated aluminum | 2025-01-02 | 4 | 3 | yes | piece | 1
GCVC PD 063.2/12-44 | GCVC PD | 063.2/12-44 | 4251999 | finoox | GCVC 063.2D/1x2-2413-2-D/6/40/2.10/2400/EXS/1/015023 | 9538 | 2 | 1 | 2413 | Axial | 94171 | 94526 | 301.1 | 19739 | 1000 | VT03144U.1 | 1265 | 2025-01-01 | C | 43.8 | 75.33 | 2025-04-25 | VerticalCompact-BCD_1x2 | 2484 | 623 | 1153 |  |  | 206.2 | 35 | 35 | 630 | EC motor | 5060 | 2 | no | no | D | D | Epoxy coated aluminum | 2025-01-02 | 6 | 6 | yes | piece | 1
GCVC PD 050.2/12-54 | GCVC PD | 050.2/12-54 | 4244201 | finoox | GCVC 050.2B/1x2-2420-2-D/4/24/2.10/1440/AXS/1/015023 | 4933 | 2 | 1 | 2420 | Axial | 42151 | 42203 | 72.26 | 14513 | 1600 | VT03013U.1 | 2033 | 1965-01-01 | E | 54.06 | 85.35 | 2025-04-06 | VerticalCompact-BCD_1x2 | 1524 | 607 | 753 |  |  | 94.7 | 28 | 28 | 500 | EC motor | 5060 | 2 | no | no | B | D | Aluminum | 2025-01-02 | 8 | 4 | yes | piece | 1
GCVC PD 080.2/22-54 | GCVC PD | 080.2/22-54 | 4248446 | finoox | GCVC 080.2D/2x2-2540-2-D/4/80/2.10/2400/EXS/1/015023 | 22782 | 2 | 2 | 2540 | Axial | 186184 | 185923 | 401.46 | 60264 | 900 | VT03059U.2 | 5675 | 1952-02-01 | E | 54.1 | 85.91 | 39.4 | VerticalCompact-BCD_2x2 | 2484 | 800 | 2161 |  |  | 401.4 | 54 | 54 | 800 | EC motor | 5060 | 2 | no | no | D | D | Epoxy coated aluminum | 2025-01-02 | 6 | 4 | yes | piece | 1
GCVC PD 063.2/21-44 | GCVC PD | 063.2/21-44 | 4247493 | finoox | GCVC 063.2D/2x1-2558-2-D/3/80/2.10/1200/EXS/1/015023 | 8523 | 1 | 2 | 2558 | Axial | 63318 | 63303 | 150.55 | 20400 | 950 | VT03144U.1 | 1004 | 1 | D | 44.17 | 75.82 | 14 | VerticalCompact-BCD_2x1 | 1284 | 800 | 2161 |  |  | 172.7 | 28 | 28 | 630 | EC motor | 5060 | 2 | no | no | D | D | Epoxy coated aluminum | 2025-01-02 | 10 | 3 | yes | piece | 1
GCVC PD 063.2/24-39 | GCVC PD | 063.2/24-39 | 4247175 | finoox | GCVC 063.2C/2x4-2509-1-D/4/64/2.10/3600/AXS/1/015023 | 21832 | 4 | 2 | 2509 | Axial | 161849 | 162095 | 481.75 | 38986 | 655 | VT03145U.1 | 1202 | 0.75 | B | 39.32 | 71.19 | 44 | VerticalCompact-BCD_2x4 | 3684 | 800 | 1761 |  |  | 436.2 | 54 | 54 | 630 | EC motor | 5060 | 1 | no | no | C | D | Aluminum | 2025-01-02 | 4 | 4 | yes | piece | 1
GCVC PD 080.2/12-31 | GCVC PD | 080.2/12-31 | 4252812 | finoox | GCVC 080.2D/1x2-2499-1-D/3/40/2.10/2400/EXS/1/015023 | 7290 | 2 | 1 | 2499 | Axial | 53423 | 53362 | 150.55 | 15675 | 465 | VT03062U.1 | 0.376 | 0.95 | B | 2025-08-30 | 62.32 | 2025-09-12 | VerticalCompact-BCD_1x2 | 2484 | 608 | 1153 |  |  | 164.9 | 28 | 28 | 800 | EC motor | 5060 | 1 | no | no | D | D | Epoxy coated aluminum | 2025-01-02 | 6 | 3 | yes | piece | 1
GCVC PD 080.2/23-44 | GCVC PD | 080.2/23-44 | 4248625 | finoox | GCVC 080.2D/2x3-2486-1-D/6/80/2.10/3600/EXS/1/015023 | 31589 | 3 | 2 | 2486 | Axial | 242882 | 243.93 | 903.29 | 48037 | 565 | VT03061U.1 | 2194 | 1955-01-01 | C | 43.78 | 75.74 | 78.2 | VerticalCompact-BCD_2x3 | 3684 | 800 | 2161 |  |  | 606.4 | 54 | 54 | 800 | EC motor | 5060 | 1 | no | no | D | D | Epoxy coated aluminum | 2025-01-02 | 4 | 6 | yes | piece | 1
GCVC PD 045.2/13-40 | GCVC PD | 045.2/13-40 | 4243966 | finoox | GCVC 045.2B/1x3-2525-1-D/3/24/2.10/2160/EXS/1/015023 | 5453 | 3 | 1 | 2525 | Axial | 29298 | 29325 | 81.3 | 8516 | 825 | VT03007U.1 | 0.295 | 0.47 | C | 40.33 | 71.7 | 2025-08-06 | VerticalCompact-BCD_1x3a | 2244 | 535 | 753 |  |  | 108.7 | 22 | 22 | 450 | EC motor | 5060 | 1 | no | no | B | D | Epoxy coated aluminum | 2025-01-02 | 6 | 3 | yes | piece | 1
GCVC PD 050.2/11-51 | GCVC PD | 050.2/11-51 | 4249400 | finoox | GCVC 050.2C/1x1-2562-2-D/4/32/2.10/900/EXS/1/015023 | 3319 | 1 | 1 | 2562 | Axial | 28252 | 28445 | 60.22 | 8480 | 1595 | VT03013U.1 | 0.907 | 1965-01-01 | E | 50.88 | 82.15 | 2025-04-05 | VerticalCompact-BCD_1x1 | 984 | 607 | 953 |  |  | 68.8 | 22 | 22 | 500 | EC motor | 5060 | 2 | no | no | C | D | Epoxy coated aluminum | 2025-01-02 | 8 | 4 | yes | piece | 1
GCVC PD 063.2/24-37 | GCVC PD | 063.2/24-37 | 4247163 | finoox | GCVC 063.2C/2x4-2507-1-D/4/64/2.10/3600/AXS/1/015023 | 21659 | 4 | 2 | 2507 | Axial | 147831 | 148034 | 481.75 | 34047 | 580 | VT03145U.1 | 0.855 | 0.55 | B | 36.77 | 68.64 | 41.4 | VerticalCompact-BCD_2x4 | 3684 | 800 | 1761 |  |  | 431.2 | 42 | 42 | 630 | EC motor | 5060 | 1 | no | no | C | D | Aluminum | 2025-01-02 | 4 | 4 | yes | piece | 1
GCVC PD 050.2/23-49 | GCVC PD | 050.2/23-49 | 4245439 | finoox | GCVC 050.2C/2x3-2522-1-D/3/64/2.10/2700/EXS/1/015023 | 13222 | 3 | 2 | 2522 | Axial | 120092 | 120204 | 270.99 | 39175 | 1200 | VT03011U.1 | 2368 | 2025-09-01 | D | 49.42 | 81.17 | 2025-01-25 | VerticalCompact-BCD_2x3 | 2784 | 800 | 1761 |  |  | 301.4 | 42 | 42 | 500 | EC motor | 5060 | 1 | no | no | C | D | Epoxy coated aluminum | 2025-01-02 | 4 | 3 | yes | piece | 1
GCVC PD 063.2/22-63 | GCVC PD | 063.2/22-63 | 4247691 | finoox | GCVC 063.2D/2x2-2550-2-D/3/80/2.10/2400/EXS/1/015023 | 18337 | 2 | 2 | 2550 | Axial | 148703 | 148168 | 301.1 | 59932 | 1285 | VT03143U.1 | 7768 | 2026-03-01 | E | 63.2 | 95.01 | 2025-04-28 | VerticalCompact-BCD_2x2 | 2484 | 800 | 2161 |  |  | 385.6 | 42 | 42 | 630 | EC motor | 5060 | 2 | no | no | D | D | Epoxy coated aluminum | 2025-01-02 | 6 | 3 | yes | piece | 1
GCVC PD 063.2/14-26 | GCVC PD | 063.2/14-26 | 4251536 | finoox | GCVC 063.2C/1x4-2501-1-D/6/32/2.10/3600/AXS/1/015023 | 12062 | 4 | 1 | 2501 | Axial | 49807 | 50149 | 361.32 | 8447 | 345 | VT03145U.1 | 0.13 | 0.15 | A+ | 26.38 | 58.01 | 29 | VerticalCompact-BCD_1x4 | 3684 | 615 | 953 |  |  | 261.3 | 28 | 28 | 630 | EC motor | 5060 | 1 | no | no | C | D | Aluminum | 2025-01-02 | 6 | 6 | yes | piece | 1
GCVC PD 050.3/21-49 | GCVC PD | 050.3/21-49 | 6118771 | finoox | GCVC 050.3D/2x1-3617-X-D/3/80/2.10/1200/EXS/1/015023 | 5034 | 1 | 2 | 3617 | Axial | 56439 | 56441 | 150.55 | 16798 | 1260 | VT01524 | 1828 | 2025-04-04 | E | 49.16 | 80.81 | 14 | VerticalCompact-BCD_2x1 | 1284 | 800 | 2161 |  |  | 174.2 | 28 | 28 | 500 | AC motor | 60 | X | no | no | D | D | Epoxy coated aluminum | 2025-01-02 | 10 | 3 | yes | piece | 1
GCVC PD 050.2/13-35 | GCVC PD | 050.2/13-35 | 4250622 | finoox | GCVC 050.2D/1x3-2336-D-D/4/40/2.10/3600/EXS/1/015023 | 7157 | 3 | 1 | 2336 | Axial | 58168 | 58179 | 301.1 | 12082 | 660 | VT01437 | 0.364 | 0.33 | B | 35.17 | 66.85 | 2025-05-24 | VerticalCompact-BCD_1x3 | 3684 | 596 | 1153 |  |  | 251.1 | 28 | 28 | 500 | AC motor | 50 | D | no | no | D | D | Epoxy coated aluminum | 2025-01-02 | 6 | 4 | yes | piece | 1
GCVC PD 063.2/13-30 | GCVC PD | 063.2/13-30 | 4252171 | finoox | GCVC 063.2D/1x3-2358-D-D/3/40/2.10/3600/EXS/1/015023 | 7985 | 3 | 1 | 2358 | Axial | 55511 | 55468 | 225.82 | 13387 | 430 | VT01442 | 0.338 | 0.32 | B | 29.67 | 61.35 | 2025-06-18 | VerticalCompact-BCD_1x3 | 3684 | 598 | 1153 |  |  | 235.2 | 28 | 28 | 630 | AC motor | 50 | D | no | no | D | D | Epoxy coated aluminum | 2025-01-02 | 4 | 3 | yes | piece | 1
GCVC PD 050.2/14-30 | GCVC PD | 050.2/14-30 | 4249956 | finoox | GCVC 050.2C/1x4-2385-J-D/6/32/2.10/3600/AXS/1/015023 | 7778 | 4 | 1 | 2385 | Axial | 54257 | 54599 | 361.32 | 9331 | 430 | VT01435 | 0.533 | 0.32 | C | 30.28 | 61.9 | 29 | VerticalCompact-BCD_1x4 | 3684 | 596 | 953 |  |  | 276.7 | 28 | 28 | 500 | AC motor | 60 | J | no | no | C | D | Aluminum | 2025-01-02 | 6 | 6 | yes | piece | 1
GCVC PD 063.2/13-41 | GCVC PD | 063.2/13-41 | 4251321 | finoox | GCVC 063.2C/1x3-2414-1-D/6/32/2.10/2700/EXS/1/015023 | 10041 | 3 | 1 | 2414 | Axial | 75363 | 76836 | 270.99 | 15255 | 770 | VT03145U.1 | 0.744 | 2015-01-01 | C | 41.07 | 72.59 | 2025-06-22 | VerticalCompact-BCD_1x3 | 2784 | 615 | 953 |  |  | 200.2 | 35 | 35 | 630 | EC motor | 5060 | 1 | no | no | C | D | Epoxy coated aluminum | 2025-01-02 | 6 | 6 | yes | piece | 1
GCVC PD 063.2/22-55 | GCVC PD | 063.2/22-55 | 4247508 | finoox | GCVC 063.2D/2x2-2357-S-D/3/80/2.10/2400/AXS/1/015023 | 12625 | 2 | 2 | 2357 | Axial | 143933 | 143051 | 301.1 | 51562 | 1040 | VT01441 | 6012 | 3 | E | 54.87 | 86.67 | 2025-04-28 | VerticalCompact-BCD_2x2 | 2484 | 800 | 2161 |  |  | 387.2 | 42 | 42 | 630 | AC motor | 50 | S | no | no | D | D | Aluminum | 2025-01-02 | 6 | 3 | yes | piece | 1
GCVC PD 063.2/11-21 | GCVC PD | 063.2/11-21 | 4251737 | finoox | GCVC 063.2D/1x1-2401-L-D/4/40/2.10/1200/AXS/1/015023 | 3662 | 1 | 1 | 2401 | Axial | 18592 | 18676 | 100.37 | 3694 | 340 | VT01442 | 0.086 | 0.16 | A | 21.25 | 52.61 | 2025-03-08 | VerticalCompact-BCD_1x1 | 1284 | 598 | 1153 |  |  | 93.1 | 16 | 16 | 630 | AC motor | 60 | L | no | no | D | D | Aluminum | 2025-01-02 | 10 | 4 | yes | piece | 1
GCVC PD 050.2/12-35 | GCVC PD | 050.2/12-35 | 4250464 | finoox | GCVC 050.2D/1x2-2390-K-D/6/40/2.10/2400/AXS/1/015023 | 5432 | 2 | 1 | 2390 | Axial | 51451 | 51756 | 301.1 | 9033 | 760 | VT01437 | 0.342 | 0.35 | B | 35.13 | 66.65 | 2025-06-24 | VerticalCompact-BCD_1x2 | 2484 | 596 | 1153 |  |  | 200.1 | 28 | 28 | 500 | AC motor | 60 | K | no | no | D | D | Aluminum | 2025-01-02 | 8 | 6 | yes | piece | 1
GCVC PD 050.2/12-44 | GCVC PD | 050.2/12-44 | 4244158 | finoox | GCVC 050.2B/1x2-2348-S-D/3/24/2.10/1440/AXS/1/015023 | 2825 | 2 | 1 | 2348 | Axial | 29506 | 29526 | 54.2 | 10976 | 1180 | VT03150U | 1122 | 0.9 | E | 43.5 | 74.79 | 2025-07-04 | VerticalCompact-BCD_1x2 | 1524 | 569 | 753 |  |  | 88.4 | 22 | 22 | 500 | AC motor | 50 | S | no | no | B | D | Aluminum | 2025-01-02 | 8 | 3 | yes | piece | 1
GCVC PD 080.2/11-33 | GCVC PD | 080.2/11-33 | 4252478 | finoox | GCVC 080.2D/1x1-2485-1-D/4/40/2.10/1200/EXS/1/015023 | 4877 | 1 | 1 | 2485 | Axial | 34.44 | 34523 | 100.37 | 8624 | 535 | VT03061U.1 | 0.298 | 1935-01-01 | B | 33.02 | 64.39 | 2025-06-08 | VerticalCompact-BCD_1x1 | 1284 | 608 | 1153 |  |  | 96.7 | 22 | 22 | 800 | EC motor | 5060 | 1 | no | no | D | D | Epoxy coated aluminum | 2025-01-02 | 10 | 4 | yes | piece | 1
GCVC PD 080.2/11-13 | GCVC PD | 080.2/11-13 | 4252497 | finoox | GCVC 080.2D/1x1-2489-1-D/4/40/2.10/1200/AXS/1/015023 | 4388 | 1 | 1 | 2489 | Axial | 16819 | 16904 | 100.37 | 3268 | 220 | VT03062U.1 | 0.03 | 0.15 | A+ | 2025-05-13 | 44.42 | 2025-03-08 | VerticalCompact-BCD_1x1 | 1284 | 608 | 1153 |  |  | 95.3 | 16 | 16 | 800 | EC motor | 5060 | 1 | no | no | D | D | Aluminum | 2025-01-02 | 10 | 4 | yes | piece | 1
GCVC PD 080.2/13-27 | GCVC PD | 080.2/13-27 | 4253070 | finoox | GCVC 080.2D/1x3-2495-1-D/3/40/2.10/3600/EXS/1/015023 | 10262 | 3 | 1 | 2495 | Axial | 68658 | 68.56 | 225.82 | 18266 | 365 | VT03062U.1 | 0.297 | 0.5 | A | 27.37 | 59.05 | 2025-03-19 | VerticalCompact-BCD_1x3 | 3684 | 608 | 1153 |  |  | 242.5 | 35 | 35 | 800 | EC motor | 5060 | 1 | no | no | D | D | Epoxy coated aluminum | 2025-01-02 | 4 | 3 | yes | piece | 1
GCVC PD 045.2/22-36 | GCVC PD | 045.2/22-36 | 4244525 | finoox | GCVC 045.2C/2x2-2523-1-D/3/64/2.10/1800/EXS/1/015023 | 8271 | 2 | 2 | 2523 | Axial | 44644 | 44618 | 180.66 | 10830 | 675 | VT03007U.1 | 0.23 | 0.3 | A | 36.24 | 67.87 | 2025-09-15 | VerticalCompact-BCD_2x2 | 1884 | 800 | 1761 |  |  | 200 | 28 | 28 | 450 | EC motor | 5060 | 1 | no | no | C | D | Epoxy coated aluminum | 2025-01-02 | 8 | 3 | yes | piece | 1
GCVC PD 063.2/12-58 | GCVC PD | 063.2/12-58 | 4251190 | finoox | GCVC 063.2C/1x2-2547-2-D/3/32/2.10/1800/EXS/1/015023 | 8187 | 2 | 1 | 2547 | Axial | 50465 | 50525 | 90.33 | 20502 | 1055 | VT03143U.1 | 2352 | 2025-01-02 | E | 58.14 | 89.53 | 8 | VerticalCompact-BCD_1x2 | 1884 | 611 | 953 |  |  | 154.7 | 28 | 28 | 630 | EC motor | 5060 | 2 | no | no | C | D | Epoxy coated aluminum | 2025-01-02 | 6 | 3 | yes | piece | 1
GCVC PD 050.2/21-29 | GCVC PD | 050.2/21-29 | 4245850 | finoox | GCVC 050.2D/2x1-2512-1-D/3/80/2.10/1200/AXS/1/015023 | 5882 | 1 | 2 | 2512 | Axial | 29788 | 29881 | 150.55 | 6619 | 565 | VT03011U.1 | 0.098 | 0.28 | A+ | 29.14 | 60.79 | 2025-02-13 | VerticalCompact-BCD_2x1 | 1284 | 800 | 2161 |  |  | 161 | 22 | 22 | 500 | EC motor | 5060 | 1 | no | no | D | D | Aluminum | 2025-01-02 | 10 | 3 | yes | piece | 1
GCVC PD 050.2/11-49 | GCVC PD | 050.2/11-49 | 4250356 | finoox | GCVC 050.2D/1x1-2790-K-D/6/40/2.10/1200/AXS/1/015023 | 3253 | 1 | 1 | 2790 | Axial | 46312 | 46596 | 150.55 | 9378 | 1640 | VT03150U | 0.966 | 1964-01-01 | D | 48.67 | 80.03 | 2025-01-13 | VerticalCompact-BCD_1x1 | 1284 | 569 | 1153 |  |  | 109.4 | 28 | 28 | 500 | AC motor | 60 | K | no | no | D | D | Aluminum | 2025-01-02 | 10 | 6 | yes | piece | 1
GCVC PD 050.3/21-49 | GCVC PD | 050.3/21-49 | 6180490 | finoox | GCVC 050.3D/2x1-3617-X-D/6/80/2.10/1200/EXS/1/015023 | 6783 | 1 | 2 | 3617 | Axial | 79856 | 80304 | 301.1 | 15824 | 1260 | VT01524 | 1862 | 2025-04-04 | D | 48.66 | 80.31 | 2025-04-27 | VerticalCompact-BCD_2x1 | 1284 | 800 | 2161 |  |  | 221.2 | 35 | 35 | 500 | AC motor | 60 | X | no | no | D | D | Epoxy coated aluminum | 2025-01-02 | 10 | 6 | yes | piece | 1
GCVC PD 050.2/21-29 | GCVC PD | 050.2/21-29 | 4244841 | finoox | GCVC 050.2C/2x1-2385-J-D/3/64/2.10/900/EXS/1/015023 | 4143 | 1 | 2 | 2385 | Axial | 22392 | 22448 | 90.33 | 5530 | 430 | VT01435 | 0.266 | 0.32 | C | 28.59 | 60.1 | 8 | VerticalCompact-BCD_2x1 | 984 | 800 | 1761 |  |  | 126.6 | 18 | 18 | 500 | AC motor | 60 | J | no | no | C | D | Epoxy coated aluminum | 2025-01-02 | 12 | 3 | yes | piece | 1
GCVC PD 050.2/13-43 | GCVC PD | 050.2/13-43 | 4250668 | finoox | GCVC 050.2D/1x3-2384-I-D/6/40/2.10/3600/AXS/1/015023 | 8205 | 3 | 1 | 2384 | Axial | 89.1 | 89.47 | 451.65 | 16279 | 790 | VT01435 | 1081 | 0.88 | C | 43.12 | 74.8 | 36.9 | VerticalCompact-BCD_1x3 | 3684 | 596 | 1153 |  |  | 303 | 35 | 35 | 500 | AC motor | 60 | I | no | no | D | D | Aluminum | 2025-01-02 | 6 | 6 | yes | piece | 1
GCVC PD 050.2/13-35 | GCVC PD | 050.2/13-35 | 4249737 | finoox | GCVC 050.2C/1x3-2388-I-D/4/32/2.10/2700/AXS/1/015023 | 5212 | 3 | 1 | 2388 | Axial | 51875 | 51917 | 180.66 | 11834 | 710 | VT01437 | 0.481 | 0.34 | C | 34.95 | 66.46 | 15 | VerticalCompact-BCD_1x3 | 2784 | 596 | 953 |  |  | 178.2 | 28 | 28 | 500 | AC motor | 60 | I | no | no | C | D | Aluminum | 2025-01-02 | 6 | 4 | yes | piece | 1
GCVC PD 063.2/12-52 | GCVC PD | 063.2/12-52 | 4251048 | finoox | GCVC 063.2C/1x2-2357-S-D/3/32/2.10/1800/AXS/1/015023 | 5617 | 2 | 1 | 2357 | Axial | 52304 | 52.33 | 90.33 | 20254 | 1040 | VT01441 | 3116 | 3 | E | 52.14 | 83.53 | 8 | VerticalCompact-BCD_1x2 | 1884 | 606 | 953 |  |  | 155.5 | 28 | 28 | 630 | AC motor | 50 | S | no | no | C | D | Aluminum | 2025-01-02 | 6 | 3 | yes | piece | 1
GCVC PD 050.2/14-23 | GCVC PD | 050.2/14-23 | 4249982 | finoox | GCVC 050.2C/1x4-2389-J-D/4/32/2.10/3600/EXS/1/015023 | 6933 | 4 | 1 | 2389 | Axial | 45993 | 46011 | 240.88 | 9486 | 450 | VT01437 | 0.329 | 0.17 | B | 23.38 | 55 | 2025-06-19 | VerticalCompact-BCD_1x4 | 3684 | 596 | 953 |  |  | 231.7 | 28 | 28 | 500 | AC motor | 60 | J | no | no | C | D | Epoxy coated aluminum | 2025-01-02 | 6 | 4 | yes | piece | 1
GCVC PD 050.2/14-36 | GCVC PD | 050.2/14-36 | 4249989 | finoox | GCVC 050.2C/1x4-2390-K-D/6/32/2.10/3600/EXS/1/015023 | 8371 | 4 | 1 | 2390 | Axial | 79371 | 79579 | 361.32 | 15284 | 760 | VT01437 | 0.727 | 0.35 | C | 36.31 | 67.94 | 2025-05-29 | VerticalCompact-BCD_1x4 | 3684 | 596 | 953 |  |  | 266.9 | 35 | 35 | 500 | AC motor | 60 | K | no | no | C | D | Epoxy coated aluminum | 2025-01-02 | 6 | 6 | yes | piece | 1
GCVC PD 050.2/21-37 | GCVC PD | 050.2/21-37 | 4244827 | finoox | GCVC 050.2C/2x1-2355-X-D/4/64/2.10/900/AXS/1/015023 | 4131 | 1 | 2 | 2355 | Axial | 39216 | 39465 | 120.44 | 9405 | 810 | VT03093U | 0.583 | 2025-03-01 | D | 37.46 | 68.97 | 2025-07-10 | VerticalCompact-BCD_2x1 | 984 | 800 | 1761 |  |  | 132.6 | 22 | 22 | 500 | AC motor | 60 | X | no | no | C | D | Aluminum | 2025-01-02 | 8 | 4 | yes | piece | 1
GCVC PD 050.2/12-54 | GCVC PD | 050.2/12-54 | 4250490 | finoox | GCVC 050.2D/1x2-2420-2-D/4/40/2.10/2400/EXS/1/015023 | 6854 | 2 | 1 | 2420 | Axial | 73035 | 73063 | 200.73 | 19459 | 1600 | VT03013U.1 | 1751 | 1965-01-01 | D | 54.16 | 85.69 | 2025-05-17 | VerticalCompact-BCD_1x2 | 2484 | 607 | 1153 |  |  | 176.2 | 35 | 35 | 500 | EC motor | 5060 | 2 | no | no | D | D | Epoxy coated aluminum | 2025-01-02 | 6 | 4 | yes | piece | 1
GCVC PD 050.2/12-49 | GCVC PD | 050.2/12-49 | 4250391 | finoox | GCVC 050.2D/1x2-2347-D-D/4/40/2.10/2400/AXS/1/015023 | 4561 | 2 | 1 | 2347 | Axial | 68368 | 68446 | 200.73 | 16800 | 1390 | VT03150U | 1292 | 1941-01-01 | D | 49.11 | 80.63 | 2025-05-17 | VerticalCompact-BCD_1x2 | 2484 | 569 | 1153 |  |  | 176.2 | 35 | 35 | 500 | AC motor | 50 | D | no | no | D | D | Aluminum | 2025-01-02 | 6 | 4 | yes | piece | 1
GCVC PD 050.2/13-45 | GCVC PD | 050.2/13-45 | 4250734 | finoox | GCVC 050.2D/1x3-2421-1-D/6/40/2.10/3600/AXS/1/015023 | 9876 | 3 | 1 | 2421 | Axial | 104275 | 104677 | 451.65 | 20089 | 1150 | VT03011U.1 | 1038 | 1975-01-01 | C | 44.97 | 76.64 | 36.9 | VerticalCompact-BCD_1x3 | 3684 | 586 | 1153 |  |  | 288.1 | 35 | 35 | 500 | EC motor | 5060 | 1 | no | no | D | D | Aluminum | 2025-01-02 | 6 | 6 | yes | piece | 1
GCVC PD 063.2/11-61 | GCVC PD | 063.2/11-61 | 4250999 | finoox | GCVC 063.2C/1x1-2551-2-D/4/32/2.10/900/AXS/1/015023 | 4875 | 1 | 1 | 2551 | Axial | 36.9 | 37232 | 60.22 | 12566 | 1360 | VT03143U.1 | 2507 | 4 | E | 61.21 | 92.48 | 2025-04-05 | VerticalCompact-BCD_1x1 | 984 | 611 | 953 |  |  | 87.3 | 22 | 22 | 630 | EC motor | 5060 | 2 | no | no | C | D | Aluminum | 2025-01-02 | 8 | 4 | yes | piece | 1
GCVC PD 063.2/22-33 | GCVC PD | 063.2/22-33 | 4246748 | finoox | GCVC 063.2C/2x2-2506-1-D/4/64/2.10/1800/EXS/1/015023 | 12329 | 2 | 2 | 2506 | Axial | 68558 | 68779 | 240.88 | 15797 | 540 | VT03145U.1 | 0.356 | 0.45 | A | 32.59 | 64.22 | 2025-07-21 | VerticalCompact-BCD_2x2 | 1884 | 800 | 1761 |  |  | 228.7 | 35 | 35 | 630 | EC motor | 5060 | 1 | no | no | C | D | Epoxy coated aluminum | 2025-01-02 | 8 | 4 | yes | piece | 1
GCVC PD 063.2/23-34 | GCVC PD | 063.2/23-34 | 4246954 | finoox | GCVC 063.2C/2x3-2506-1-D/4/64/2.10/2700/EXS/1/015023 | 17461 | 3 | 2 | 2506 | Axial | 101734 | 101809 | 361.32 | 23696 | 540 | VT03145U.1 | 0.534 | 0.45 | A | 34.24 | 65.99 | 2025-09-30 | VerticalCompact-BCD_2x3 | 2784 | 800 | 1761 |  |  | 330.6 | 35 | 35 | 630 | EC motor | 5060 | 1 | no | no | C | D | Epoxy coated aluminum | 2025-01-02 | 6 | 4 | yes | piece | 1
GCVC PD 063.2/11-38 | GCVC PD | 063.2/11-38 | 4251030 | finoox | GCVC 063.2C/1x1-2557-2-D/3/32/2.10/900/AXS/1/015023 | 3962 | 1 | 1 | 2557 | Axial | 23883 | 24036 | 45.16 | 8380 | 900 | VT03144U.1 | 0.485 | 0.85 | D | 38.24 | 69.51 | 4 | VerticalCompact-BCD_1x1 | 984 | 623 | 953 |  |  | 64.4 | 18 | 18 | 630 | EC motor | 5060 | 2 | no | no | C | D | Aluminum | 2025-01-02 | 8 | 3 | yes | piece | 1
GCVC PD 063.2/23-46 | GCVC PD | 063.2/23-46 | 4247981 | finoox | GCVC 063.2D/2x3-2557-2-D/6/80/2.10/3600/EXS/1/015023 | 27502 | 3 | 2 | 2557 | Axial | 246848 | 246876 | 903.29 | 53034 | 900 | VT03144U.1 | 2794 | 0.85 | C | 45.79 | 77.75 | 78.2 | VerticalCompact-BCD_2x3 | 3684 | 800 | 2161 |  |  | 594.3 | 54 | 54 | 630 | EC motor | 5060 | 2 | no | no | D | D | Epoxy coated aluminum | 2025-01-02 | 6 | 6 | yes | piece | 1
GCVC PD 050.2/14-45 | GCVC PD | 050.2/14-45 | 4250069 | finoox | GCVC 050.2C/1x4-2520-1-D/4/32/2.10/3600/AXS/1/015023 | 8815 | 4 | 1 | 2520 | Axial | 88665 | 88796 | 240.88 | 22508 | 1070 | VT03011U.1 | 1171 | 2025-04-01 | C | 45.13 | 76.76 | 2025-02-20 | VerticalCompact-BCD_1x4 | 3684 | 586 | 953 |  |  | 222.7 | 35 | 35 | 500 | EC motor | 5060 | 1 | no | no | C | D | Aluminum | 2025-01-02 | 4 | 4 | yes | piece | 1
GCVC PD 045.2/21-36 | GCVC PD | 045.2/21-36 | 4244442 | finoox | GCVC 045.2C/2x1-2524-1-D/4/64/2.10/900/EXS/1/015023 | 5116 | 1 | 2 | 2524 | Axial | 27174 | 27283 | 120.44 | 5860 | 750 | VT03007U.1 | 0.151 | 0.37 | B | 35.63 | 67.14 | 2025-07-10 | VerticalCompact-BCD_2x1 | 984 | 800 | 1761 |  |  | 123 | 22 | 22 | 450 | EC motor | 5060 | 1 | no | no | C | D | Epoxy coated aluminum | 2025-01-02 | 12 | 4 | yes | piece | 1
GCVC PD 045.2/11-33 | GCVC PD | 045.2/11-33 | 4248851 | finoox | GCVC 045.2C/1x1-2524-1-D/6/32/2.10/900/EXS/1/015023 | 3239 | 1 | 1 | 2524 | Axial | 15171 | 15306 | 90.33 | 2733 | 750 | VT03007U.1 | 0.076 | 0.37 | A | 33.15 | 64.41 | 2025-06-07 | VerticalCompact-BCD_1x1 | 984 | 535 | 953 |  |  | 70.6 | 16 | 16 | 450 | EC motor | 5060 | 1 | no | no | C | D | Epoxy coated aluminum | 2025-01-02 | 12 | 6 | yes | piece | 1
GCVC PD 050.2/12-51 | GCVC PD | 050.2/12-51 | 4249622 | finoox | GCVC 050.2C/1x2-2560-2-D/6/32/2.10/1800/AXS/1/015023 | 6217 | 2 | 1 | 2560 | Axial | 64.49 | 64752 | 180.66 | 13959 | 1415 | VT03013U.1 | 1325 | 2021-01-01 | D | 51.13 | 82.52 | 2025-07-15 | VerticalCompact-BCD_1x2 | 1884 | 607 | 953 |  |  | 144.2 | 35 | 35 | 500 | EC motor | 5060 | 2 | no | no | C | D | Aluminum | 2025-01-02 | 8 | 6 | yes | piece | 1
GCVC PD 063.2/21-22 | GCVC PD | 063.2/21-22 | 4246517 | finoox | GCVC 063.2C/2x1-2502-1-D/3/64/2.10/900/EXS/1/015023 | 6891 | 1 | 2 | 2502 | Axial | 23437 | 23496 | 90.33 | 5895 | 385 | VT03145U.1 | 0.077 | 0.2 | A+ | 21.69 | 53.2 | 8 | VerticalCompact-BCD_2x1 | 984 | 800 | 1761 |  |  | 118.4 | 18 | 18 | 630 | EC motor | 5060 | 1 | no | no | C | D | Epoxy coated aluminum | 2025-01-02 | 12 | 3 | yes | piece | 1
GCVC PD 050.2/14-34 | GCVC PD | 050.2/14-34 | 4250028 | finoox | GCVC 050.2C/1x4-2513-1-D/6/32/2.10/3600/AXS/1/015023 | 10020 | 4 | 1 | 2513 | Axial | 66385 | 66696 | 361.32 | 11902 | 630 | VT03011U.1 | 0.284 | 0.37 | A | 33.5 | 65.12 | 2025-05-29 | VerticalCompact-BCD_1x4 | 3684 | 586 | 953 |  |  | 257.3 | 35 | 35 | 500 | EC motor | 5060 | 1 | no | no | C | D | Aluminum | 2025-01-02 | 6 | 6 | yes | piece | 1
GCVC PD 050.2/13-41 | GCVC PD | 050.2/13-41 | 4249822 | finoox | GCVC 050.2C/1x3-2518-1-D/6/32/2.10/2700/AXS/1/015023 | 7895 | 3 | 1 | 2518 | Axial | 71046 | 71377 | 270.99 | 13726 | 945 | VT03011U.1 | 0.639 | 1 | C | 41.12 | 72.63 | 2025-06-22 | VerticalCompact-BCD_1x3 | 2784 | 586 | 953 |  |  | 197.5 | 35 | 35 | 500 | EC motor | 5060 | 1 | no | no | C | D | Aluminum | 2025-01-02 | 6 | 6 | yes | piece | 1
GCVC PD 045.2/13-50 | GCVC PD | 045.2/13-50 | 4249077 | finoox | GCVC 045.2C/1x3-2532-1-D/3/32/2.10/2700/EXS/1/015023 | 6319 | 3 | 1 | 2532 | Axial | 51221 | 51095 | 135.49 | 16559 | 1350 | VT03007U.1 | 1148 | 1965-01-01 | D | 50.23 | 81.73 | 2025-05-11 | VerticalCompact-BCD_1x3 | 2784 | 535 | 953 |  |  | 152.9 | 28 | 28 | 450 | EC motor | 5060 | 1 | no | no | C | D | Epoxy coated aluminum | 2025-01-02 | 6 | 3 | yes | piece | 1
GCVC PD 080.3/11-50 | GCVC PD | 080.3/11-50 | 6220538 | finoox | GCVC 080.3D/1x1-3483-K-D/4/40/2.10/1200/AXS/1/015023 | 4304 | 1 | 1 | 3483 | Axial | 54816 | 55.07 | 100.37 | 17106 | 960 | VT01526 | 2631 | 4 | E | 50.06 | 81.43 | 2025-01-09 | VerticalCompact-BCD_1x1 | 1284 | 611 | 1153 |  |  | 117.3 | 28 | 28 | 800 | AC motor | 60 | K | no | no | D | D | Aluminum | 2025-01-02 | 8 | 4 | yes | piece | 1
GCVC PD 080.3/23-38 | GCVC PD | 080.3/23-38 | 6131432 | finoox | GCVC 080.3D/2x3-3564-2-D/3/80/2.10/3600/AXS/1/015023 | 31509 | 3 | 2 | 3564 | Axial | 162814 | 162753 | 451.65 | 46265 | 440 | VT01445U.3 | 2028-01-01 | 0.6 | B | 37.58 | 69.54 | 43.1 | VerticalCompact-BCD_2x3 | 3684 | 800 | 2161 |  |  | 595.8 | 54 | 54 | 800 | EC motor | 5060 | 2 | no | no | D | D | Aluminum | 2025-01-02 | 4 | 3 | yes | piece | 1
GCVC PD 080.3/13-35 | GCVC PD | 080.3/13-35 | 6127025 | finoox | GCVC 080.3D/1x3-3564-2-D/3/40/2.10/3600/EXS/1/015023 | 14324 | 3 | 1 | 3564 | Axial | 79454 | 79378 | 225.82 | 23133 | 440 | VT01445U.3 | 0.64 | 0.6 | B | 34.84 | 66.53 | 2025-03-19 | VerticalCompact-BCD_1x3 | 3684 | 620 | 1153 |  |  | 305.8 | 35 | 35 | 800 | EC motor | 5060 | 2 | no | no | D | D | Epoxy coated aluminum | 2025-01-02 | 4 | 3 | yes | piece | 1
GCVC PD 050.2/11-31 | GCVC PD | 050.2/11-31 | 4249197 | finoox | GCVC 050.2C/1x1-2336-D-D/3/32/2.10/900/EXS/1/015023 | 2216 | 1 | 1 | 2336 | Axial | 13772 | 13797 | 45.16 | 3711 | 660 | VT01437 | 0.125 | 0.33 | C | 30.52 | 61.78 | 2025-09-03 | VerticalCompact-BCD_1x1 | 984 | 596 | 953 |  |  | 61.6 | 16 | 16 | 500 | AC motor | 50 | D | no | no | C | D | Epoxy coated aluminum | 2025-01-02 | 12 | 3 | yes | piece | 1
GCVC PD 050.2/12-33 | GCVC PD | 050.2/12-33 | 4250383 | finoox | GCVC 050.2D/1x2-2336-D-D/6/40/2.10/2400/EXS/1/015023 | 5898 | 2 | 1 | 2336 | Axial | 45.28 | 44908 | 301.1 | 7718 | 660 | VT01437 | 0.247 | 0.33 | B | 33.4 | 64.92 | 2025-06-24 | VerticalCompact-BCD_1x2 | 2484 | 596 | 1153 |  |  | 200.1 | 28 | 28 | 500 | AC motor | 50 | D | no | no | D | D | Epoxy coated aluminum | 2025-01-02 | 8 | 6 | yes | piece | 1
GCVC PD 050.2/11-41 | GCVC PD | 050.2/11-41 | 4244022 | finoox | GCVC 050.2B/1x1-2348-S-D/3/24/2.10/720/AXS/1/015023 | 1854 | 1 | 1 | 2348 | Axial | 14842 | 14983 | 2025-01-27 | 5488 | 1180 | VT03150U | 0.561 | 0.9 | E | 40.59 | 71.77 | 2025-04-02 | VerticalCompact-BCD_1x1 | 804 | 569 | 753 |  |  | 48.7 | 16 | 16 | 500 | AC motor | 50 | S | no | no | B | D | Aluminum | 2025-01-02 | 8 | 3 | yes | piece | 1
GCVC PD 050.2/22-53 | GCVC PD | 050.2/22-53 | 4245208 | finoox | GCVC 050.2C/2x2-2559-2-D/6/64/2.10/1800/AXS/1/015023 | 12492 | 2 | 2 | 2559 | Axial | 123166 | 123691 | 361.32 | 26076 | 1330 | VT03013U.1 | 2193 | 2025-08-01 | D | 52.51 | 84.14 | 32.4 | VerticalCompact-BCD_2x2 | 1884 | 800 | 1761 |  |  | 281.4 | 42 | 42 | 500 | EC motor | 5060 | 2 | no | no | C | D | Aluminum | 2025-01-02 | 8 | 6 | yes | piece | 1
GCVC PD 063.2/23-30 | GCVC PD | 063.2/23-30 | 4246941 | finoox | GCVC 063.2C/2x3-2504-1-D/3/64/2.10/2700/EXS/1/015023 | 16323 | 3 | 2 | 2504 | Axial | 80432 | 80198 | 270.99 | 21520 | 460 | VT03145U.1 | 0.352 | 0.3 | A | 29.98 | 61.73 | 2025-09-23 | VerticalCompact-BCD_2x3 | 2784 | 800 | 1761 |  |  | 304.5 | 35 | 35 | 630 | EC motor | 5060 | 1 | no | no | C | D | Epoxy coated aluminum | 2025-01-02 | 6 | 3 | yes | piece | 1
GCVC PD 050.2/21-43 | GCVC PD | 050.2/21-43 | 4245903 | finoox | GCVC 050.2D/2x1-2520-1-D/6/80/2.10/1200/EXS/1/015023 | 7882 | 1 | 2 | 2520 | Axial | 64122 | 64647 | 301.1 | 12014 | 1070 | VT03011U.1 | 0.56 | 2025-04-01 | C | 42.56 | 74.21 | 2025-01-26 | VerticalCompact-BCD_2x1 | 1284 | 800 | 2161 |  |  | 208.1 | 28 | 28 | 500 | EC motor | 5060 | 1 | no | no | D | D | Epoxy coated aluminum | 2025-01-02 | 10 | 6 | yes | piece | 1
GCVC PD 063.2/23-44 | GCVC PD | 063.2/23-44 | 4247968 | finoox | GCVC 063.2D/2x3-2555-2-D/4/80/2.10/3600/EXS/1/015023 | 23508 | 3 | 2 | 2555 | Axial | 200774 | 200978 | 602.19 | 49880 | 800 | VT03144U.1 | 1885 | 0.69 | C | 44.17 | 76.13 | 54.8 | VerticalCompact-BCD_2x3 | 3684 | 800 | 2161 |  |  | 504.5 | 54 | 54 | 630 | EC motor | 5060 | 2 | no | no | D | D | Epoxy coated aluminum | 2025-01-02 | 4 | 4 | yes | piece | 1
GCVC PD 050.2/21-55 | GCVC PD | 050.2/21-55 | 4245937 | finoox | GCVC 050.2D/2x1-2562-2-D/3/80/2.10/1200/EXS/1/015023 | 7239 | 1 | 2 | 2562 | Axial | 60357 | 60353 | 150.55 | 18784 | 1595 | VT03013U.1 | 1678 | 1965-01-01 | E | 54.71 | 86.36 | 14 | VerticalCompact-BCD_2x1 | 1284 | 800 | 2161 |  |  | 171.6 | 28 | 28 | 500 | EC motor | 5060 | 2 | no | no | D | D | Epoxy coated aluminum | 2025-01-02 | 10 | 3 | yes | piece | 1
GCVC PD 063.2/11-53 | GCVC PD | 063.2/11-53 | 4251835 | finoox | GCVC 063.2D/1x1-2547-2-D/3/40/2.10/1200/EXS/1/015023 | 5342 | 1 | 1 | 2547 | Axial | 35035 | 34985 | 75.27 | 12253 | 1055 | VT03143U.1 | 1094 | 2025-01-02 | E | 53.45 | 84.82 | 2025-06-06 | VerticalCompact-BCD_1x1 | 1284 | 611 | 1153 |  |  | 105.4 | 22 | 22 | 630 | EC motor | 5060 | 2 | no | no | D | D | Epoxy coated aluminum | 2025-01-02 | 10 | 3 | yes | piece | 1
GCVC PD 063.2/22-34 | GCVC PD | 063.2/22-34 | 4246740 | finoox | GCVC 063.2C/2x2-2505-1-D/6/64/2.10/1800/AXS/1/015023 | 13309 | 2 | 2 | 2505 | Axial | 70386 | 71024 | 361.32 | 12670 | 500 | VT03145U.1 | 0.306 | 0.39 | A | 33.65 | 65.28 | 31.2 | VerticalCompact-BCD_2x2 | 1884 | 800 | 1761 |  |  | 264.1 | 35 | 35 | 630 | EC motor | 5060 | 1 | no | no | C | D | Aluminum | 2025-01-02 | 8 | 6 | yes | piece | 1
GCVC PD 050.2/23-57 | GCVC PD | 050.2/23-57 | 4246430 | finoox | GCVC 050.2D/2x3-2790-K-D/4/80/2.10/3600/EXS/1/015023 | 14450 | 3 | 2 | 2790 | Axial | 222727 | 222916 | 602.19 | 59116 | 1640 | VT03150U | 5604 | 1964-01-01 | D | 56.56 | 88.52 | 54.8 | VerticalCompact-BCD_2x3 | 3684 | 800 | 2161 |  |  | 501.5 | 54 | 54 | 500 | AC motor | 60 | K | no | no | D | D | Epoxy coated aluminum | 2025-01-02 | 4 | 4 | yes | piece | 1
GCVC PD 080.3/11-42 | GCVC PD | 080.3/11-42 | 6159395 | finoox | GCVC 080.3D/1x1-3482-S-D/4/40/2.10/1200/AXS/1/015023 | 4293 | 1 | 1 | 3482 | Axial | 41904 | 41983 | 100.37 | 11186 | 650 | VT01526 | 1016 | 2025-07-01 | D | 42.18 | 73.55 | 2025-01-09 | VerticalCompact-BCD_1x1 | 1284 | 611 | 1153 |  |  | 117.3 | 28 | 28 | 800 | AC motor | 50 | S | no | no | D | D | Aluminum | 2025-01-02 | 10 | 4 | yes | piece | 1
GCVC PD 080.3/13-55 | GCVC PD | 080.3/13-55 | 6117740 | finoox | GCVC 080.3D/1x3-3483-K-D/4/40/2.10/3600/EXS/1/015023 | 10713 | 3 | 1 | 3483 | Axial | 148.87 | 148054 | 301.1 | 51319 | 960 | VT01526 | 7892 | 4 | E | 54.52 | 86.2 | 26 | VerticalCompact-BCD_1x3 | 3684 | 611 | 1153 |  |  | 327.1 | 42 | 42 | 800 | AC motor | 60 | K | no | no | D | D | Epoxy coated aluminum | 2025-01-02 | 4 | 4 | yes | piece | 1
GCVC PD 080.3/13-46 | GCVC PD | 080.3/13-46 | 6083487 | finoox | GCVC 080.3D/1x3-3563-2-D/3/40/2.10/3600/EXS/1/015023 | 14324 | 3 | 1 | 3563 | Axial | 100745 | 100552 | 225.82 | 36115 | 670 | VT01445U.3 | 1921 | 2015-01-01 | D | 46.25 | 77.94 | 2025-03-19 | VerticalCompact-BCD_1x3 | 3684 | 620 | 1153 |  |  | 305.8 | 35 | 35 | 800 | EC motor | 5060 | 2 | no | no | D | D | Epoxy coated aluminum | 2025-01-02 | 4 | 3 | yes | piece | 1
GCVC PD 050.2/13-40 | GCVC PD | 050.2/13-40 | 4244278 | finoox | GCVC 050.2B/1x3-2332-D-D/3/24/2.10/2160/EXS/1/015023 | 4155 | 3 | 1 | 2332 | Axial | 36371 | 36352 | 81.3 | 12514 | 850 | VT01435 | 0.836 | 0.74 | D | 39.81 | 71.2 | 2025-08-06 | VerticalCompact-BCD_1x3a | 2244 | 596 | 753 |  |  | 128.7 | 22 | 22 | 500 | AC motor | 50 | D | no | no | B | D | Epoxy coated aluminum | 2025-01-02 | 6 | 3 | yes | piece | 1
GCVC PD 050.2/11-27 | GCVC PD | 050.2/11-27 | 4244009 | finoox | GCVC 050.2B/1x1-2333-S-D/3/24/2.10/720/EXS/1/015023 | 1891 | 1 | 1 | 2333 | Axial | 9193 | 9237 | 2025-01-27 | 2646 | 530 | VT01435 | 0.15 | 0.35 | D | 26.72 | 57.91 | 2025-04-02 | VerticalCompact-BCD_1x1 | 804 | 596 | 753 |  |  | 49.1 | 16 | 16 | 500 | AC motor | 50 | S | no | no | B | D | Epoxy coated aluminum | 2025-01-02 | 12 | 3 | yes | piece | 1
GCVC PD 063.2/21-19 | GCVC PD | 063.2/21-19 | 4247276 | finoox | GCVC 063.2D/2x1-2359-S-D/6/80/2.10/1200/AXS/1/015023 | 8023 | 1 | 2 | 2359 | Axial | 36701 | 37007 | 301.1 | 6185 | 320 | VT01442 | 0.128 | 0.14 | A+ | 2025-04-19 | 51.05 | 2025-03-25 | VerticalCompact-BCD_2x1 | 1284 | 800 | 2161 |  |  | 215.4 | 22 | 22 | 630 | AC motor | 50 | S | no | no | D | D | Aluminum | 2025-01-02 | 10 | 6 | yes | piece | 1
GCVC PD 050.2/22-44 | GCVC PD | 050.2/22-44 | 4246023 | finoox | GCVC 050.2D/2x2-2384-I-D/6/80/2.10/2400/EXS/1/015023 | 11781 | 2 | 2 | 2384 | Axial | 118214 | 118747 | 602.19 | 21705 | 790 | VT01435 | 1442 | 0.88 | C | 44.24 | 76.05 | 52 | VerticalCompact-BCD_2x2 | 2484 | 800 | 2161 |  |  | 402.5 | 42 | 42 | 500 | AC motor | 60 | I | no | no | D | D | Epoxy coated aluminum | 2025-01-02 | 8 | 6 | yes | piece | 1
GCVC PD 063.2/11-57 | GCVC PD | 063.2/11-57 | 4250841 | finoox | GCVC 063.2C/1x1-2356-D-D/3/32/2.10/900/EXS/1/015023 | 3690 | 1 | 1 | 2356 | Axial | 29631 | 29842 | 45.16 | 13811 | 1330 | VT01441 | 2581 | 5 | E | 57.04 | 88.31 | 2025-02-04 | VerticalCompact-BCD_1x1 | 984 | 606 | 953 |  |  | 83.4 | 22 | 22 | 630 | AC motor | 50 | D | no | no | C | D | Epoxy coated aluminum | 2025-01-02 | 8 | 3 | yes | piece | 1
GCVC PD 063.2/12-24 | GCVC PD | 063.2/12-24 | 4251986 | finoox | GCVC 063.2D/1x2-2401-L-D/4/40/2.10/2400/EXS/1/015023 | 6337 | 2 | 1 | 2401 | Axial | 36.81 | 36849 | 200.73 | 7388 | 340 | VT01442 | 0.173 | 0.16 | A | 2025-01-24 | 55.62 | 2025-03-16 | VerticalCompact-BCD_1x2 | 2484 | 598 | 1153 |  |  | 174.2 | 22 | 22 | 630 | AC motor | 60 | L | no | no | D | D | Epoxy coated aluminum | 2025-01-02 | 8 | 4 | yes | piece | 1
GCVC PD 050.2/23-53 | GCVC PD | 050.2/23-53 | 4245275 | finoox | GCVC 050.2C/2x3-2347-D-D/6/64/2.10/2700/EXS/1/015023 | 13210 | 3 | 2 | 2347 | Axial | 185146 | 185597 | 541.97 | 41578 | 1390 | VT03150U | 2029-04-01 | 1941-01-01 | D | 52.55 | 84.3 | 48.8 | VerticalCompact-BCD_2x3 | 2784 | 800 | 1761 |  |  | 413.3 | 54 | 54 | 500 | AC motor | 50 | D | no | no | C | D | Epoxy coated aluminum | 2025-01-02 | 6 | 6 | yes | piece | 1
GCVC PD 050.2/21-43 | GCVC PD | 050.2/21-43 | 4244898 | finoox | GCVC 050.2C/2x1-2421-1-D/3/64/2.10/900/AXS/1/015023 | 5115 | 1 | 2 | 2421 | Axial | 40882 | 41111 | 90.33 | 12964 | 1150 | VT03011U.1 | 0.706 | 1975-01-01 | D | 43.15 | 74.65 | 9 | VerticalCompact-BCD_2x1 | 984 | 800 | 1761 |  |  | 118.8 | 28 | 28 | 500 | EC motor | 5060 | 1 | no | no | C | D | Aluminum | 2025-01-02 | 8 | 3 | yes | piece | 1
GCVC PD 045.2/12-34 | GCVC PD | 045.2/12-34 | 4248932 | finoox | GCVC 045.2C/1x2-2523-1-D/6/32/2.10/1800/AXS/1/015023 | 5236 | 2 | 1 | 2523 | Axial | 28274 | 28484 | 180.66 | 4890 | 675 | VT03007U.1 | 0.117 | 0.3 | A | 33.79 | 65.17 | 2025-08-14 | VerticalCompact-BCD_1x2 | 1884 | 535 | 953 |  |  | 130.5 | 22 | 22 | 450 | EC motor | 5060 | 1 | no | no | C | D | Aluminum | 2025-01-02 | 8 | 6 | yes | piece | 1
GCVC PD 050.2/24-40 | GCVC PD | 050.2/24-40 | 4245631 | finoox | GCVC 050.2C/2x4-2515-1-D/4/64/2.10/3600/AXS/1/015023 | 17469 | 4 | 2 | 2515 | Axial | 139347 | 139722 | 481.75 | 31301 | 755 | VT03011U.1 | 0.885 | 0.58 | B | 40.28 | 72.14 | 41.4 | VerticalCompact-BCD_2x4 | 3684 | 800 | 1761 |  |  | 424.1 | 42 | 42 | 500 | EC motor | 5060 | 1 | no | no | C | D | Aluminum | 2025-01-02 | 4 | 4 | yes | piece | 1
GCVC PD 080.2/11-31 | GCVC PD | 080.2/11-31 | 4252471 | finoox | GCVC 080.2D/1x1-2484-1-D/3/40/2.10/1200/EXS/1/015023 | 4634 | 1 | 1 | 2484 | Axial | 28682 | 28683 | 75.27 | 8626 | 505 | VT03061U.1 | 0.243 | 2015-01-01 | B | 30.94 | 62.3 | 2025-06-06 | VerticalCompact-BCD_1x1 | 1284 | 608 | 1153 |  |  | 89.4 | 22 | 22 | 800 | EC motor | 5060 | 1 | no | no | D | D | Epoxy coated aluminum | 2025-01-02 | 10 | 3 | yes | piece | 1
GCVC PD 050.2/24-44 | GCVC PD | 050.2/24-44 | 4245645 | finoox | GCVC 050.2C/2x4-2517-1-D/3/64/2.10/3600/EXS/1/015023 | 16979 | 4 | 2 | 2517 | Axial | 129268 | 129.14 | 361.32 | 38083 | 880 | VT03011U.1 | 1323 | 0.84 | C | 43.85 | 75.71 | 32 | VerticalCompact-BCD_2x4 | 3684 | 800 | 1761 |  |  | 389.3 | 42 | 42 | 500 | EC motor | 5060 | 1 | no | no | C | D | Epoxy coated aluminum | 2025-01-02 | 4 | 3 | yes | piece | 1
GCVC PD 080.2/13-29 | GCVC PD | 080.2/13-29 | 4253075 | finoox | GCVC 080.2D/1x3-2496-1-D/4/40/2.10/3600/EXS/1/015023 | 11163 | 3 | 1 | 2496 | Axial | 81533 | 81646 | 301.1 | 18316 | 390 | VT03062U.1 | 0.364 | 0.6 | A | 29.34 | 61.02 | 2025-02-25 | VerticalCompact-BCD_1x3 | 3684 | 608 | 1153 |  |  | 264.2 | 35 | 35 | 800 | EC motor | 5060 | 1 | no | no | D | D | Epoxy coated aluminum | 2025-01-02 | 4 | 4 | yes | piece | 1
GCVC PD 050.2/13-30 | GCVC PD | 050.2/13-30 | 4249785 | finoox | GCVC 050.2C/1x3-2512-1-D/4/32/2.10/2700/AXS/1/015023 | 6912 | 3 | 1 | 2512 | Axial | 41461 | 41.56 | 180.66 | 8686 | 565 | VT03011U.1 | 0.159 | 0.28 | A+ | 2025-08-30 | 61.59 | 15 | VerticalCompact-BCD_1x3 | 2784 | 586 | 953 |  |  | 171 | 28 | 28 | 500 | EC motor | 5060 | 1 | no | no | C | D | Aluminum | 2025-01-02 | 6 | 4 | yes | piece | 1
GCVC PD 050.2/12-34 | GCVC PD | 050.2/12-34 | 4244217 | finoox | GCVC 050.2B/1x2-2514-1-D/4/24/2.10/1440/AXS/1/015023 | 3924 | 2 | 1 | 2514 | Axial | 24039 | 24108 | 72.26 | 5689 | 695 | VT03011U.1 | 0.187 | 0.47 | B | 34.17 | 65.45 | 6 | VerticalCompact-BCD_1x2 | 1524 | 586 | 753 |  |  | 84.6 | 18 | 18 | 500 | EC motor | 5060 | 1 | no | no | B | D | Aluminum | 2025-01-02 | 8 | 4 | yes | piece | 1
GCVC PD 080.2/23-58 | GCVC PD | 080.2/23-58 | 4248814 | finoox | GCVC 080.2D/2x3-2710-2-D/4/80/2.10/3600/EXS/1/015023 | 33136 | 3 | 2 | 2710 | Axial | 297995 | 296329 | 602.19 | 102812 | 975 | VT03059U.2 | 11544 | 3 | E | 57.7 | 89.66 | 58.2 | VerticalCompact-BCD_2x3 | 3684 | 800 | 2161 |  |  | 588.9 | 64 | 64 | 800 | EC motor | 5060 | 2 | no | no | D | D | Epoxy coated aluminum | 2025-01-02 | 4 | 4 | yes | piece | 1
GCVC PD 080.2/13-55 | GCVC PD | 080.2/13-55 | 4253222 | finoox | GCVC 080.2D/1x3-2710-2-D/4/40/2.10/3600/EXS/1/015023 | 14391 | 3 | 1 | 2710 | Axial | 148998 | 148164 | 301.1 | 51406 | 975 | VT03059U.2 | 5772 | 3 | E | 54.96 | 86.65 | 26 | VerticalCompact-BCD_1x3 | 3684 | 650 | 1153 |  |  | 300.7 | 42 | 42 | 800 | EC motor | 5060 | 2 | no | no | D | D | Epoxy coated aluminum | 2025-01-02 | 4 | 4 | yes | piece | 1
GCVC PD 080.3/23-49 | GCVC PD | 080.3/23-49 | 6080889 | finoox | GCVC 080.3D/2x3-3482-S-D/4/80/2.10/3600/EXS/1/015023 | 24014 | 3 | 2 | 3482 | Axial | 239403 | 239572 | 602.19 | 67118 | 650 | VT01526 | 6094 | 2025-07-01 | D | 49.37 | 81.33 | 54.8 | VerticalCompact-BCD_2x3 | 3684 | 800 | 2161 |  |  | 636 | 54 | 54 | 800 | AC motor | 50 | S | no | no | D | D | Epoxy coated aluminum | 2025-01-02 | 4 | 4 | yes | piece | 1
GCVC PD 080.2/12-55 | GCVC PD | 080.2/12-55 | 4252680 | finoox | GCVC 080.2D/1x2-1656-2-D/4/40/2.10/2400/EXS/1/015023 | 10115 | 2 | 1 | 1656 | Axial | 108458 | 108888 | 200.73 | 35738 | 1000 | VT03059U.2 | 4312 | 2025-02-03 | E | 54.65 | 86.18 | 2025-03-18 | VerticalCompact-BCD_1x2 | 2484 | 650 | 1153 |  |  | 204.9 | 42 | 42 | 800 | EC motor | 5060 | 2 | no | no | D | D | Epoxy coated aluminum | 2025-01-02 | 4 | 4 | yes | piece | 1
GCVC PD 040.2/11-42 | GCVC PD | 040.2/11-42 | 4243778 | finoox | GCVC 040.2B/1x1-1735-X-D/3/24/2.10/720/EXS/1/015023 | 1734 | 1 | 1 | 1735 | Axial | 11456 | 11537 | 2025-01-27 | 3780 | 1450 | VT0605 | 0.264 | 2025-01-01 | D | 41.87 | 73.04 | 2025-04-02 | VerticalCompact-BCD_1x1 | 804 | 476 | 753 |  |  | 41.7 | 16 | 16 | 400 | AC motor | 60 | X | no | no | B | D | Epoxy coated aluminum | 2025-01-02 | 8 | 3 | yes | piece | 1
GCVC PD 063.2/13-30 | GCVC PD | 063.2/13-30 | 4251256 | finoox | GCVC 063.2C/1x3-2358-D-D/3/32/2.10/2700/AXS/1/015023 | 6220 | 3 | 1 | 2358 | Axial | 41864 | 41.8 | 135.49 | 11125 | 430 | VT01442 | 0.357 | 0.32 | B | 30.35 | 61.86 | 2025-05-11 | VerticalCompact-BCD_1x3 | 2784 | 598 | 953 |  |  | 170.9 | 28 | 28 | 630 | AC motor | 50 | D | no | no | C | D | Aluminum | 2025-01-02 | 6 | 3 | yes | piece | 1
GCVC PD 063.2/13-31 | GCVC PD | 063.2/13-31 | 4251257 | finoox | GCVC 063.2C/1x3-2358-D-D/4/32/2.10/2700/AXS/1/015023 | 6675 | 3 | 1 | 2358 | Axial | 47201 | 47288 | 180.66 | 10366 | 430 | VT01442 | 0.362 | 0.32 | B | 30.64 | 62.15 | 15 | VerticalCompact-BCD_1x3 | 2784 | 598 | 953 |  |  | 183.8 | 28 | 28 | 630 | AC motor | 50 | D | no | no | C | D | Aluminum | 2025-01-02 | 6 | 4 | yes | piece | 1
GCVC PD 050.2/23-39 | GCVC PD | 050.2/23-39 | 4246285 | finoox | GCVC 050.2D/2x3-2388-I-D/3/80/2.10/3600/EXS/1/015023 | 12281 | 3 | 2 | 2388 | Axial | 112643 | 112553 | 451.65 | 27324 | 710 | VT01437 | 0.908 | 0.34 | B | 39.2 | 71.17 | 40 | VerticalCompact-BCD_2x3 | 3684 | 800 | 2161 |  |  | 438.4 | 42 | 42 | 500 | AC motor | 60 | I | no | no | D | D | Epoxy coated aluminum | 2025-01-02 | 4 | 3 | yes | piece | 1
GCVC PD 063.2/21-44 | GCVC PD | 063.2/21-44 | 4247345 | finoox | GCVC 063.2D/2x1-2413-2-D/6/80/2.10/1200/EXS/1/015023 | 10645 | 1 | 2 | 2413 | Axial | 94195 | 94715 | 301.1 | 19739 | 1000 | VT03144U.1 | 1265 | 2025-01-01 | C | 43.68 | 75.33 | 2025-04-27 | VerticalCompact-BCD_2x1 | 1284 | 800 | 2161 |  |  | 219.7 | 35 | 35 | 630 | EC motor | 5060 | 2 | no | no | D | D | Epoxy coated aluminum | 2025-01-02 | 10 | 6 | yes | piece | 1
GCVC PD 050.2/11-33 | GCVC PD | 050.2/11-33 | 4250222 | finoox | GCVC 050.2D/1x1-2390-K-D/3/40/2.10/1200/AXS/1/015023 | 2512 | 1 | 1 | 2390 | Axial | 19736 | 19759 | 75.27 | 4791 | 760 | VT01437 | 0.166 | 0.35 | B | 32.95 | 64.32 | 2025-03-06 | VerticalCompact-BCD_1x1 | 1284 | 596 | 1153 |  |  | 83.9 | 16 | 16 | 500 | AC motor | 60 | K | no | no | D | D | Aluminum | 2025-01-02 | 10 | 3 | yes | piece | 1
GCVC PD 050.2/23-42 | GCVC PD | 050.2/23-42 | 4245299 | finoox | GCVC 050.2C/2x3-2355-X-D/4/64/2.10/2700/AXS/1/015023 | 9924 | 3 | 2 | 2355 | Axial | 116183 | 116222 | 361.32 | 28214 | 810 | VT03093U | 1749 | 2025-03-01 | D | 41.99 | 73.74 | 32.1 | VerticalCompact-BCD_2x3 | 2784 | 800 | 1761 |  |  | 346 | 42 | 42 | 500 | AC motor | 60 | X | no | no | C | D | Aluminum | 2025-01-02 | 6 | 4 | yes | piece | 1
GCVC PD 050.2/12-48 | GCVC PD | 050.2/12-48 | 4249444 | finoox | GCVC 050.2C/1x2-2347-D-D/6/32/2.10/1800/AXS/1/015023 | 4278 | 2 | 1 | 2347 | Axial | 64181 | 64442 | 180.66 | 13859 | 1390 | VT03150U | 1943-01-01 | 1941-01-01 | D | 48.14 | 79.53 | 2025-07-15 | VerticalCompact-BCD_1x2 | 1884 | 569 | 953 |  |  | 144.2 | 35 | 35 | 500 | AC motor | 50 | D | no | no | C | D | Aluminum | 2025-01-02 | 8 | 6 | yes | piece | 1
GCVC PD 045.2/21-48 | GCVC PD | 045.2/21-48 | 4244430 | finoox | GCVC 045.2C/2x1-2419-1-D/4/64/2.10/900/EXS/1/015023 | 5205 | 1 | 2 | 2419 | Axial | 43047 | 43312 | 120.44 | 11119 | 1350 | VT03007U.1 | 0.746 | 1965-01-01 | D | 47.57 | 79.08 | 2025-04-11 | VerticalCompact-BCD_2x1 | 984 | 800 | 1761 |  |  | 124.2 | 28 | 28 | 450 | EC motor | 5060 | 1 | no | no | C | D | Epoxy coated aluminum | 2025-01-02 | 8 | 4 | yes | piece | 1
GCVC PD 080.2/11-12 | GCVC PD | 080.2/11-12 | 4252496 | finoox | GCVC 080.2D/1x1-2489-1-D/3/40/2.10/1200/AXS/1/015023 | 4228 | 1 | 1 | 2489 | Axial | 15652 | 15647 | 75.27 | 3519 | 220 | VT03062U.1 | 0.03 | 0.15 | A+ | 2013-12-01 | 43.49 | 2025-03-06 | VerticalCompact-BCD_1x1 | 1284 | 608 | 1153 |  |  | 88 | 16 | 16 | 800 | EC motor | 5060 | 1 | no | no | D | D | Aluminum | 2025-01-02 | 10 | 3 | yes | piece | 1
GCVC PD 063.2/13-39 | GCVC PD | 063.2/13-39 | 4251387 | finoox | GCVC 063.2C/1x3-2510-1-D/6/32/2.10/2700/EXS/1/015023 | 10041 | 3 | 1 | 2510 | Axial | 69303 | 69616 | 270.99 | 13590 | 695 | VT03145U.1 | 0.552 | 0.9 | B | 38.98 | 70.49 | 2025-06-22 | VerticalCompact-BCD_1x3 | 2784 | 615 | 953 |  |  | 200.2 | 35 | 35 | 630 | EC motor | 5060 | 1 | no | no | C | D | Epoxy coated aluminum | 2025-01-02 | 6 | 6 | yes | piece | 1
GCVC PD 045.2/12-33 | GCVC PD | 045.2/12-33 | 4248934 | finoox | GCVC 045.2C/1x2-2523-1-D/4/32/2.10/1800/EXS/1/015023 | 4854 | 2 | 1 | 2523 | Axial | 25347 | 25434 | 120.44 | 5253 | 675 | VT03007U.1 | 0.116 | 0.3 | A | 33.47 | 64.85 | 2025-08-09 | VerticalCompact-BCD_1x2 | 1884 | 535 | 953 |  |  | 112.6 | 18 | 18 | 450 | EC motor | 5060 | 1 | no | no | C | D | Epoxy coated aluminum | 2025-01-02 | 8 | 4 | yes | piece | 1
GCVC PD 050.2/13-38 | GCVC PD | 050.2/13-38 | 4249808 | finoox | GCVC 050.2C/1x3-2516-1-D/3/32/2.10/2700/AXS/1/015023 | 6507 | 3 | 1 | 2516 | Axial | 46493 | 46395 | 135.49 | 13224 | 820 | VT03011U.1 | 0.404 | 0.68 | B | 38.32 | 69.83 | 2025-05-11 | VerticalCompact-BCD_1x3 | 2784 | 586 | 953 |  |  | 158 | 28 | 28 | 500 | EC motor | 5060 | 1 | no | no | C | D | Aluminum | 2025-01-02 | 6 | 3 | yes | piece | 1
GCVC PD 045.2/11-34 | GCVC PD | 045.2/11-34 | 4243842 | finoox | GCVC 045.2B/1x1-2524-1-D/3/24/2.10/720/EXS/1/015023 | 2418 | 1 | 1 | 2524 | Axial | 9003 | 9045 | 2025-01-27 | 2564 | 750 | VT03007U.1 | 0.076 | 0.37 | B | 33.74 | 64.92 | 2025-04-02 | VerticalCompact-BCD_1x1 | 804 | 535 | 753 |  |  | 42.4 | 16 | 16 | 450 | EC motor | 5060 | 1 | no | no | B | D | Epoxy coated aluminum | 2025-01-02 | 12 | 3 | yes | piece | 1
GCVC PD 050.2/22-59 | GCVC PD | 050.2/22-59 | 4246180 | finoox | GCVC 050.2D/2x2-2563-2-D/3/80/2.10/2400/AXS/1/015023 | 12155 | 2 | 2 | 2563 | Axial | 125173 | 125056 | 301.1 | 39682 | 1680 | VT03013U.1 | 3936 | 1975-01-01 | E | 58.75 | 90.56 | 2025-04-28 | VerticalCompact-BCD_2x2 | 2484 | 800 | 2161 |  |  | 311.4 | 42 | 42 | 500 | EC motor | 5060 | 2 | no | no | D | D | Aluminum | 2025-01-02 | 6 | 3 | yes | piece | 1
GCVC PD 050.2/23-60 | GCVC PD | 050.2/23-60 | 4246421 | finoox | GCVC 050.2D/2x3-2563-2-D/4/80/2.10/3600/AXS/1/015023 | 20061 | 3 | 2 | 2563 | Axial | 227604 | 227934 | 602.19 | 58766 | 1680 | VT03013U.1 | 5979 | 1975-01-01 | E | 60.12 | 92.09 | 54.8 | VerticalCompact-BCD_2x3 | 3684 | 800 | 2161 |  |  | 501.5 | 54 | 54 | 500 | EC motor | 5060 | 2 | no | no | D | D | Aluminum | 2025-01-02 | 4 | 4 | yes | piece | 1
GCVC PD 050.2/12-55 | GCVC PD | 050.2/12-55 | 4249642 | finoox | GCVC 050.2C/1x2-2563-2-D/4/32/2.10/1800/EXS/1/015023 | 5803 | 2 | 1 | 2563 | Axial | 55.79 | 55502 | 120.44 | 17940 | 1680 | VT03013U.1 | 2127 | 1975-01-01 | E | 54.95 | 86.35 | 2025-04-10 | VerticalCompact-BCD_1x2 | 1884 | 607 | 953 |  |  | 126.3 | 28 | 28 | 500 | EC motor | 5060 | 2 | no | no | C | D | Epoxy coated aluminum | 2025-01-02 | 8 | 4 | yes | piece | 1
GCVC PD 050.2/22-44 | GCVC PD | 050.2/22-44 | 4246136 | finoox | GCVC 050.2D/2x2-2519-1-D/4/80/2.10/2400/EXS/1/015023 | 11625 | 2 | 2 | 2519 | Axial | 102553 | 102528 | 401.46 | 23397 | 1010 | VT03011U.1 | 0.914 | 2015-01-01 | C | 44.42 | 76.23 | 34.8 | VerticalCompact-BCD_2x2 | 2484 | 800 | 2161 |  |  | 319.5 | 35 | 35 | 500 | EC motor | 5060 | 1 | no | no | D | D | Epoxy coated aluminum | 2025-01-02 | 8 | 4 | yes | piece | 1
GCVC PD 050.3/24-54 | GCVC PD | 050.3/24-54 | 6184452 | finoox | GCVC 050.3C/2x4-3617-X-D/4/64/2.10/3600/AXS/1/015023 | 12882 | 4 | 2 | 3617 | Axial | 206671 | 206822 | 481.75 | 58513 | 1260 | VT01524 | 7609 | 2025-04-04 | E | 53.58 | 85.44 | 44 | VerticalCompact-BCD_2x4 | 3684 | 800 | 1761 |  |  | 476.3 | 54 | 54 | 500 | AC motor | 60 | X | no | no | C | D | Aluminum | 2025-01-02 | 4 | 4 | yes | piece | 1
GCVC PD 050.2/13-29 | GCVC PD | 050.2/13-29 | 4250625 | finoox | GCVC 050.2D/1x3-2337-S-D/4/40/2.10/3600/AXS/1/015023 | 6638 | 3 | 1 | 2337 | Axial | 49857 | 49961 | 301.1 | 9715 | 510 | VT01437 | 0.232 | 0.16 | A | 29.23 | 60.91 | 2025-05-24 | VerticalCompact-BCD_1x3 | 3684 | 596 | 1153 |  |  | 251.1 | 28 | 28 | 500 | AC motor | 50 | S | no | no | D | D | Aluminum | 2025-01-02 | 6 | 4 | yes | piece | 1
GCVC PD 050.2/24-49 | GCVC PD | 050.2/24-49 | 4245557 | finoox | GCVC 050.2C/2x4-2386-K-D/6/64/2.10/3600/EXS/1/015023 | 16742 | 4 | 2 | 2386 | Axial | 203053 | 203.99 | 722.63 | 40787 | 910 | VT01435 | 1942-03-01 | 0.92 | D | 48.67 | 80.53 | 62.7 | VerticalCompact-BCD_2x4 | 3684 | 800 | 1761 |  |  | 539.7 | 54 | 54 | 500 | AC motor | 60 | K | no | no | C | D | Epoxy coated aluminum | 2025-01-02 | 4 | 6 | yes | piece | 1
GCVC PD 050.2/22-45 | GCVC PD | 050.2/22-45 | 4246021 | finoox | GCVC 050.2D/2x2-2384-I-D/3/80/2.10/2400/EXS/1/015023 | 8371 | 2 | 2 | 2384 | Axial | 88821 | 88527 | 301.1 | 23209 | 790 | VT01435 | 1406 | 0.88 | D | 44.61 | 76.42 | 2025-09-26 | VerticalCompact-BCD_2x2 | 2484 | 800 | 2161 |  |  | 310.3 | 35 | 35 | 500 | AC motor | 60 | I | no | no | D | D | Epoxy coated aluminum | 2025-01-02 | 6 | 3 | yes | piece | 1
GCVC PD 050.2/12-41 | GCVC PD | 050.2/12-41 | 4249480 | finoox | GCVC 050.2C/1x2-2384-I-D/4/32/2.10/1800/EXS/1/015023 | 3759 | 2 | 1 | 2384 | Axial | 39997 | 40033 | 120.44 | 9955 | 790 | VT01435 | 0.739 | 0.88 | D | 41.27 | 72.67 | 10 | VerticalCompact-BCD_1x2 | 1884 | 596 | 953 |  |  | 126.5 | 22 | 22 | 500 | AC motor | 60 | I | no | no | C | D | Epoxy coated aluminum | 2025-01-02 | 8 | 4 | yes | piece | 1
GCVC PD 050.2/13-50 | GCVC PD | 050.2/13-50 | 4249681 | finoox | GCVC 050.2C/1x3-2347-D-D/3/32/2.10/2700/EXS/1/015023 | 5182 | 3 | 1 | 2347 | Axial | 66292 | 66375 | 135.49 | 23456 | 1390 | VT03150U | 2028 | 1941-01-01 | E | 50.03 | 81.54 | 12 | VerticalCompact-BCD_1x3 | 2784 | 569 | 953 |  |  | 172.4 | 35 | 35 | 500 | AC motor | 50 | D | no | no | C | D | Epoxy coated aluminum | 2025-01-02 | 4 | 3 | yes | piece | 1
GCVC PD 050.2/24-49 | GCVC PD | 050.2/24-49 | 4245513 | finoox | GCVC 050.2C/2x4-2348-S-D/4/64/2.10/3600/AXS/1/015023 | 13128 | 4 | 2 | 2348 | Axial | 193464 | 193725 | 481.75 | 52122 | 1180 | VT03150U | 4276 | 0.9 | D | 49.28 | 81.14 | 44 | VerticalCompact-BCD_2x4 | 3684 | 800 | 1761 |  |  | 465.9 | 54 | 54 | 500 | AC motor | 50 | S | no | no | C | D | Aluminum | 2025-01-02 | 4 | 4 | yes | piece | 1
GCVC PD 063.2/21-63 | GCVC PD | 063.2/21-63 | 4246592 | finoox | GCVC 063.2C/2x1-2551-2-D/3/64/2.10/900/EXS/1/015023 | 9265 | 1 | 2 | 2551 | Axial | 58463 | 58876 | 90.33 | 26825 | 1360 | VT03143U.1 | 4956 | 4 | E | 63.3 | 94.81 | 9 | VerticalCompact-BCD_2x1 | 984 | 800 | 1761 |  |  | 165 | 28 | 28 | 630 | EC motor | 5060 | 2 | no | no | C | D | Epoxy coated aluminum | 2025-01-02 | 8 | 3 | yes | piece | 1
GCVC PD 063.2/13-39 | GCVC PD | 063.2/13-39 | 4251423 | finoox | GCVC 063.2C/1x3-2553-2-D/6/32/2.10/2700/EXS/1/015023 | 10891 | 3 | 1 | 2553 | Axial | 78257 | 78578 | 270.99 | 16069 | 700 | VT03144U.1 | 0.777 | 0.52 | C | 39.29 | 70.81 | 2025-06-22 | VerticalCompact-BCD_1x3 | 2784 | 623 | 953 |  |  | 212.8 | 35 | 35 | 630 | EC motor | 5060 | 2 | no | no | C | D | Epoxy coated aluminum | 2025-01-02 | 6 | 6 | yes | piece | 1
GCVC PD 063.2/21-40 | GCVC PD | 063.2/21-40 | 4246612 | finoox | GCVC 063.2C/2x1-2555-2-D/6/64/2.10/900/AXS/1/015023 | 8416 | 1 | 2 | 2555 | Axial | 59149 | 59614 | 180.66 | 12393 | 800 | VT03144U.1 | 0.759 | 0.69 | C | 40.15 | 71.66 | 2025-03-16 | VerticalCompact-BCD_2x1 | 984 | 800 | 1761 |  |  | 155.5 | 28 | 28 | 630 | EC motor | 5060 | 2 | no | no | C | D | Aluminum | 2025-01-02 | 12 | 6 | yes | piece | 1
GCVC PD 050.2/21-51 | GCVC PD | 050.2/21-51 | 4244979 | finoox | GCVC 050.2C/2x1-2560-2-D/3/64/2.10/900/EXS/1/015023 | 6365 | 1 | 2 | 2560 | Axial | 43919 | 44147 | 90.33 | 15488 | 1415 | VT03013U.1 | 1259 | 2021-01-01 | E | 51.27 | 82.78 | 9 | VerticalCompact-BCD_2x1 | 984 | 800 | 1761 |  |  | 128 | 28 | 28 | 500 | EC motor | 5060 | 2 | no | no | C | D | Epoxy coated aluminum | 2025-01-02 | 8 | 3 | yes | piece | 1
GCVC PD 063.2/22-32 | GCVC PD | 063.2/22-32 | 4247642 | finoox | GCVC 063.2D/2x2-2507-1-D/6/80/2.10/2400/AXS/1/015023 | 16570 | 2 | 2 | 2507 | Axial | 109669 | 110274 | 602.19 | 19506 | 580 | VT03145U.1 | 0.4 | 0.55 | A+ | 32 | 63.81 | 52 | VerticalCompact-BCD_2x2 | 2484 | 800 | 2161 |  |  | 386.4 | 42 | 42 | 630 | EC motor | 5060 | 1 | no | no | D | D | Aluminum | 2025-01-02 | 8 | 6 | yes | piece | 1
GCVC PD 050.2/12-39 | GCVC PD | 050.2/12-39 | 4250529 | finoox | GCVC 050.2D/1x2-2517-1-D/4/40/2.10/2400/AXS/1/015023 | 5506 | 2 | 1 | 2517 | Axial | 47481 | 47512 | 200.73 | 10209 | 880 | VT03011U.1 | 0.314 | 0.84 | B | 38.77 | 70.29 | 2025-08-16 | VerticalCompact-BCD_1x2 | 2484 | 586 | 1153 |  |  | 166.4 | 28 | 28 | 500 | EC motor | 5060 | 1 | no | no | D | D | Aluminum | 2025-01-02 | 8 | 4 | yes | piece | 1
GCVC PD 063.2/22-29 | GCVC PD | 063.2/22-29 | 4247631 | finoox | GCVC 063.2D/2x2-2505-1-D/3/80/2.10/2400/EXS/1/015023 | 13653 | 2 | 2 | 2505 | Axial | 76816 | 76754 | 301.1 | 18834 | 500 | VT03145U.1 | 0.255 | 0.39 | A+ | 28.53 | 60.34 | 2025-09-26 | VerticalCompact-BCD_2x2 | 2484 | 800 | 2161 |  |  | 294.2 | 35 | 35 | 630 | EC motor | 5060 | 1 | no | no | D | D | Epoxy coated aluminum | 2025-01-02 | 6 | 3 | yes | piece | 1
GCVC PD 050.2/11-26 | GCVC PD | 050.2/11-26 | 4249315 | finoox | GCVC 050.2C/1x1-2512-1-D/3/32/2.10/900/EXS/1/015023 | 2730 | 1 | 1 | 2512 | Axial | 11893 | 11922 | 45.16 | 3009 | 565 | VT03011U.1 | 0.052 | 0.28 | A | 25.72 | 56.98 | 2025-09-03 | VerticalCompact-BCD_1x1 | 984 | 586 | 953 |  |  | 59.2 | 16 | 16 | 500 | EC motor | 5060 | 1 | no | no | C | D | Epoxy coated aluminum | 2025-01-02 | 12 | 3 | yes | piece | 1
GCVC PD 050.2/21-51 | GCVC PD | 050.2/21-51 | 4245003 | finoox | GCVC 050.2C/2x1-2790-K-D/4/64/2.10/900/EXS/1/015023 | 4509 | 1 | 2 | 2790 | Axial | 56778 | 57165 | 120.44 | 17096 | 1640 | VT03150U | 2036 | 1964-01-01 | E | 50.91 | 82.41 | 2025-04-11 | VerticalCompact-BCD_2x1 | 984 | 800 | 1761 |  |  | 136.8 | 28 | 28 | 500 | AC motor | 60 | K | no | no | C | D | Epoxy coated aluminum | 2025-01-02 | 8 | 4 | yes | piece | 1
GCVC PD 080.3/12-50 | GCVC PD | 080.3/12-50 | 6065274 | finoox | GCVC 080.3D/1x2-3485-I-D/3/40/2.10/2400/EXS/1/015023 | 6963 | 2 | 1 | 3485 | Axial | 84739 | 84965 | 150.55 | 33636 | 900 | VT01526 | 4575 | 2025-09-03 | E | 50.36 | 81.89 | 2025-06-13 | VerticalCompact-BCD_1x2 | 2484 | 611 | 1153 |  |  | 206.6 | 35 | 35 | 800 | AC motor | 60 | I | no | no | D | D | Epoxy coated aluminum | 2025-01-02 | 4 | 3 | yes | piece | 1
GCVC PD 050.3/13-47 | GCVC PD | 050.3/13-47 | 6095690 | finoox | GCVC 050.3B/1x3-3616-W-D/3/24/2.10/2160/EXS/1/015023 | 4138 | 3 | 1 | 3616 | Axial | 42938 | 42851 | 81.3 | 17788 | 1240 | VT01524 | 2093 | 2025-02-03 | E | 47.42 | 78.8 | 2025-01-07 | VerticalCompact-BCD_1x3a | 2244 | 596 | 753 |  |  | 132 | 28 | 28 | 500 | AC motor | 50 | W | no | no | B | D | Epoxy coated aluminum | 2025-01-02 | 6 | 3 | yes | piece | 1
GCVC PD 050.2/12-27 | GCVC PD | 050.2/12-27 | 4244151 | finoox | GCVC 050.2B/1x2-2337-S-D/4/24/2.10/1440/AXS/1/015023 | 2871 | 2 | 1 | 2337 | Axial | 19556 | 19618 | 72.26 | 4286 | 510 | VT01437 | 0.166 | 0.16 | B | 26.64 | 57.93 | 2025-09-05 | VerticalCompact-BCD_1x2 | 1524 | 596 | 753 |  |  | 89.3 | 16 | 16 | 500 | AC motor | 50 | S | no | no | B | D | Aluminum | 2025-01-02 | 8 | 4 | yes | piece | 1
GCVC PD 050.2/13-23 | GCVC PD | 050.2/13-23 | 4249745 | finoox | GCVC 050.2C/1x3-2389-J-D/3/32/2.10/2700/EXS/1/015023 | 5059 | 3 | 1 | 2389 | Axial | 31.61 | 31576 | 135.49 | 7527 | 450 | VT01437 | 0.246 | 0.17 | B | 22.76 | 54.28 | 2025-01-11 | VerticalCompact-BCD_1x3 | 2784 | 596 | 953 |  |  | 164.6 | 22 | 22 | 500 | AC motor | 60 | J | no | no | C | D | Epoxy coated aluminum | 2025-01-02 | 6 | 3 | yes | piece | 1
GCVC PD 050.2/11-31 | GCVC PD | 050.2/11-31 | 4249278 | finoox | GCVC 050.2C/1x1-2390-K-D/6/32/2.10/900/AXS/1/015023 | 2547 | 1 | 1 | 2390 | Axial | 20281 | 20443 | 90.33 | 3821 | 760 | VT01437 | 0.182 | 0.35 | C | 30.65 | 61.92 | 2025-06-07 | VerticalCompact-BCD_1x1 | 984 | 596 | 953 |  |  | 74.7 | 16 | 16 | 500 | AC motor | 60 | K | no | no | C | D | Aluminum | 2025-01-02 | 12 | 6 | yes | piece | 1
GCVC PD 050.2/21-44 | GCVC PD | 050.2/21-44 | 4244807 | finoox | GCVC 050.2C/2x1-2348-S-D/3/64/2.10/900/EXS/1/015023 | 4217 | 1 | 2 | 2348 | Axial | 40684 | 40904 | 90.33 | 13607 | 1180 | VT03150U | 1053 | 0.9 | E | 44.01 | 75.52 | 2025-03-08 | VerticalCompact-BCD_2x1 | 984 | 800 | 1761 |  |  | 126.9 | 22 | 22 | 500 | AC motor | 50 | S | no | no | C | D | Epoxy coated aluminum | 2025-01-02 | 8 | 3 | yes | piece | 1
GCVC PD 050.2/14-59 | GCVC PD | 050.2/14-59 | 4250000 | finoox | GCVC 050.2C/1x4-2410-2-D/4/32/2.10/3600/EXS/1/015023 | 11449 | 4 | 1 | 2410 | Axial | 114738 | 114313 | 240.88 | 37842 | 1770 | VT03013U.1 | 4949 | 2025-01-02 | E | 58.85 | 90.48 | 2025-08-20 | VerticalCompact-BCD_1x4 | 3684 | 607 | 953 |  |  | 242.3 | 42 | 42 | 500 | EC motor | 5060 | 2 | no | no | C | D | Epoxy coated aluminum | 2025-01-02 | 4 | 4 | yes | piece | 1
GCVC PD 063.2/23-48 | GCVC PD | 063.2/23-48 | 4247986 | finoox | GCVC 063.2D/2x3-2558-2-D/4/80/2.10/3600/EXS/1/015023 | 23508 | 3 | 2 | 2558 | Axial | 223754 | 223946 | 602.19 | 59582 | 950 | VT03144U.1 | 3096 | 1 | C | 48.02 | 79.98 | 54.8 | VerticalCompact-BCD_2x3 | 3684 | 800 | 2161 |  |  | 504.5 | 54 | 54 | 630 | EC motor | 5060 | 2 | no | no | D | D | Epoxy coated aluminum | 2025-01-02 | 4 | 4 | yes | piece | 1
GCVC PD 080.2/13-50 | GCVC PD | 080.2/13-50 | 4253115 | finoox | GCVC 080.2D/1x3-2538-2-D/3/40/2.10/3600/EXS/1/015023 | 13415 | 3 | 1 | 2538 | Axial | 108939 | 108798 | 225.82 | 42617 | 800 | VT03059U.2 | 2957 | 1989-01-01 | D | 49.84 | 81.53 | 2025-01-20 | VerticalCompact-BCD_1x3 | 3684 | 650 | 1153 |  |  | 279 | 42 | 42 | 800 | EC motor | 5060 | 2 | no | no | D | D | Epoxy coated aluminum | 2025-01-02 | 4 | 3 | yes | piece | 1
GCVC PD 045.2/24-43 | GCVC PD | 045.2/24-43 | 4244714 | finoox | GCVC 045.2C/2x4-2525-1-D/3/64/2.10/3600/AXS/1/015023 | 14185 | 4 | 2 | 2525 | Axial | 105414 | 105388 | 361.32 | 26631 | 825 | VT03007U.1 | 0.768 | 0.47 | B | 43.39 | 75.25 | 32 | VerticalCompact-BCD_2x4 | 3684 | 800 | 1761 |  |  | 375.5 | 42 | 42 | 450 | EC motor | 5060 | 1 | no | no | C | D | Aluminum | 2025-01-02 | 4 | 3 | yes | piece | 1
GCVC PD 063.2/13-33 | GCVC PD | 063.2/13-33 | 4251365 | finoox | GCVC 063.2C/1x3-2507-1-D/4/32/2.10/2700/AXS/1/015023 | 8393 | 3 | 1 | 2507 | Axial | 54527 | 54531 | 180.66 | 12767 | 580 | VT03145U.1 | 0.32 | 0.55 | B | 32.86 | 64.38 | 15 | VerticalCompact-BCD_1x3 | 2784 | 615 | 953 |  |  | 173.6 | 28 | 28 | 630 | EC motor | 5060 | 1 | no | no | C | D | Aluminum | 2025-01-02 | 6 | 4 | yes | piece | 1
GCVC PD 063.2/11-30 | GCVC PD | 063.2/11-30 | 4250959 | finoox | GCVC 063.2C/1x1-2508-1-D/4/32/2.10/900/AXS/1/015023 | 3759 | 1 | 1 | 2508 | Axial | 19.19 | 19315 | 60.22 | 4564 | 615 | VT03145U.1 | 0.127 | 0.65 | B | 29.65 | 60.92 | 2025-01-05 | VerticalCompact-BCD_1x1 | 984 | 615 | 953 |  |  | 64.5 | 16 | 16 | 630 | EC motor | 5060 | 1 | no | no | C | D | Aluminum | 2025-01-02 | 8 | 4 | yes | piece | 1
GCVC PD 063.2/21-57 | GCVC PD | 063.2/21-57 | 4247429 | finoox | GCVC 063.2D/2x1-2547-2-D/6/80/2.10/1200/EXS/1/015023 | 12372 | 1 | 2 | 2547 | Axial | 101448 | 101923 | 301.1 | 21906 | 1055 | VT03143U.1 | 2308 | 2025-01-02 | D | 57.19 | 88.84 | 2025-04-27 | VerticalCompact-BCD_2x1 | 1284 | 800 | 2161 |  |  | 255.7 | 35 | 35 | 630 | EC motor | 5060 | 2 | no | no | D | D | Epoxy coated aluminum | 2025-01-02 | 10 | 6 | yes | piece | 1
GCVC PD 050.2/14-42 | GCVC PD | 050.2/14-42 | 4250057 | finoox | GCVC 050.2C/1x4-2518-1-D/4/32/2.10/3600/AXS/1/015023 | 8815 | 4 | 1 | 2518 | Axial | 81631 | 81755 | 240.88 | 19754 | 945 | VT03011U.1 | 0.82 | 1 | C | 42.39 | 74.02 | 2025-02-20 | VerticalCompact-BCD_1x4 | 3684 | 586 | 953 |  |  | 222.7 | 35 | 35 | 500 | EC motor | 5060 | 1 | no | no | C | D | Aluminum | 2025-01-02 | 4 | 4 | yes | piece | 1
GCVC PD 080.2/23-58 | GCVC PD | 080.2/23-58 | 4248811 | finoox | GCVC 080.2D/2x3-2710-2-D/4/80/2.10/3600/AXS/1/015023 | 31601 | 3 | 2 | 2710 | Axial | 308616 | 306382 | 602.19 | 102812 | 975 | VT03059U.2 | 11544 | 3 | E | 57.7 | 89.66 | 58.2 | VerticalCompact-BCD_2x3 | 3684 | 800 | 2161 |  |  | 588.9 | 64 | 64 | 800 | EC motor | 5060 | 2 | no | no | D | D | Aluminum | 2025-01-02 | 4 | 4 | yes | piece | 1
GCVC PD 050.2/13-53 | GCVC PD | 050.2/13-53 | 4249881 | finoox | GCVC 050.2C/1x3-2790-K-D/4/32/2.10/2700/AXS/1/015023 | 5358 | 3 | 1 | 2790 | Axial | 88635 | 88955 | 180.66 | 25644 | 1640 | VT03150U | 3053 | 1964-01-01 | E | 52.67 | 84.18 | 2025-06-15 | VerticalCompact-BCD_1x3 | 2784 | 569 | 953 |  |  | 185.3 | 35 | 35 | 500 | AC motor | 60 | K | no | no | C | D | Aluminum | 2025-01-02 | 4 | 4 | yes | piece | 1
GCVC PD 080.3/12-59 | GCVC PD | 080.3/12-59 | 6194522 | finoox | GCVC 080.3D/1x2-3558-2-D/6/40/2.10/2400/EXS/1/015023 | 12054 | 2 | 1 | 3558 | Axial | 129785 | 130355 | 301.1 | 33008 | 1060 | VT01445U.3 | 5128 | 2025-04-04 | E | 58.74 | 90.27 | 2025-01-26 | VerticalCompact-BCD_1x2 | 2484 | 620 | 1153 |  |  | 252.6 | 42 | 42 | 800 | EC motor | 5060 | 2 | no | no | D | D | Epoxy coated aluminum | 2025-01-02 | 6 | 6 | yes | piece | 1
GCVC PD 050.2/21-38 | GCVC PD | 050.2/21-38 | 4244779 | finoox | GCVC 050.2C/2x1-2332-D-D/6/64/2.10/900/EXS/1/015023 | 5226 | 1 | 2 | 2332 | Axial | 45512 | 45.83 | 180.66 | 9000 | 850 | VT01435 | 0.546 | 0.74 | C | 37.67 | 69.18 | 2025-03-16 | VerticalCompact-BCD_2x1 | 984 | 800 | 1761 |  |  | 155.3 | 28 | 28 | 500 | AC motor | 50 | D | no | no | C | D | Epoxy coated aluminum | 2025-01-02 | 12 | 6 | yes | piece | 1
GCVC PD 050.2/22-42 | GCVC PD | 050.2/22-42 | 4246007 | finoox | GCVC 050.2D/2x2-2354-W-D/4/80/2.10/2400/AXS/1/015023 | 8617 | 2 | 2 | 2354 | Axial | 96822 | 96871 | 401.46 | 20986 | 865 | VT03093U | 0.8 | 0.97 | B | 41.68 | 73.48 | 34.8 | VerticalCompact-BCD_2x2 | 2484 | 800 | 2161 |  |  | 331.9 | 35 | 35 | 500 | AC motor | 50 | W | no | no | D | D | Aluminum | 2025-01-02 | 8 | 4 | yes | piece | 1
GCVC PD 063.2/11-56 | GCVC PD | 063.2/11-56 | 4251669 | finoox | GCVC 063.2D/1x1-2356-D-D/6/40/2.10/1200/EXS/1/015023 | 5205 | 1 | 1 | 2356 | Axial | 62.31 | 62.61 | 150.55 | 14967 | 1330 | VT01441 | 2528 | 5 | E | 56.45 | 87.82 | 2025-01-13 | VerticalCompact-BCD_1x1 | 1284 | 606 | 1153 |  |  | 128.3 | 28 | 28 | 630 | AC motor | 50 | D | no | no | D | D | Epoxy coated aluminum | 2025-01-02 | 10 | 6 | yes | piece | 1
GCVC PD 050.2/13-25 | GCVC PD | 050.2/13-25 | 4244327 | finoox | GCVC 050.2B/1x3-2391-L-D/3/24/2.10/2160/EXS/1/015023 | 4124 | 3 | 1 | 2391 | Axial | 25614 | 25601 | 81.3 | 6887 | 520 | VT01437 | 0.316 | 0.18 | C | 2025-04-25 | 56.79 | 2025-07-06 | VerticalCompact-BCD_1x3a | 2244 | 596 | 753 |  |  | 120.6 | 18 | 18 | 500 | AC motor | 60 | L | no | no | B | D | Epoxy coated aluminum | 2025-01-02 | 6 | 3 | yes | piece | 1
GCVC PD 050.2/23-53 | GCVC PD | 050.2/23-53 | 4245273 | finoox | GCVC 050.2C/2x3-2347-D-D/3/64/2.10/2700/EXS/1/015023 | 9816 | 3 | 2 | 2347 | Axial | 132593 | 132744 | 270.99 | 46913 | 1390 | VT03150U | 4057 | 1941-01-01 | E | 52.8 | 84.55 | 2025-01-25 | VerticalCompact-BCD_2x3 | 2784 | 800 | 1761 |  |  | 329 | 42 | 42 | 500 | AC motor | 50 | D | no | no | C | D | Epoxy coated aluminum | 2025-01-02 | 4 | 3 | yes | piece | 1
GCVC PD 063.2/21-63 | GCVC PD | 063.2/21-63 | 4246590 | finoox | GCVC 063.2C/2x1-2551-2-D/3/64/2.10/900/AXS/1/015023 | 9023 | 1 | 2 | 2551 | Axial | 61469 | 61977 | 90.33 | 26825 | 1360 | VT03143U.1 | 4956 | 4 | E | 63.3 | 94.81 | 9 | VerticalCompact-BCD_2x1 | 984 | 800 | 1761 |  |  | 165 | 28 | 28 | 630 | EC motor | 5060 | 2 | no | no | C | D | Aluminum | 2025-01-02 | 8 | 3 | yes | piece | 1
GCVC PD 063.2/24-70 | GCVC PD | 063.2/24-70 | 4247209 | finoox | GCVC 063.2C/2x4-2551-2-D/4/64/2.10/3600/AXS/1/015023 | 31335 | 4 | 2 | 2551 | Axial | 268676 | 266514 | 481.75 | 100526 | 1360 | VT03143U.1 | 20056 | 4 | E | 69.65 | 101.51 | 46.7 | VerticalCompact-BCD_2x4 | 3684 | 800 | 1761 |  |  | 618.4 | 64 | 64 | 630 | EC motor | 5060 | 2 | no | no | C | D | Aluminum | 2025-01-02 | 4 | 4 | yes | piece | 1
GCVC PD 063.2/23-42 | GCVC PD | 063.2/23-42 | 4247952 | finoox | GCVC 063.2D/2x3-2553-2-D/3/80/2.10/3600/AXS/1/015023 | 20469 | 3 | 2 | 2553 | Axial | 159464 | 159.4 | 451.65 | 44705 | 700 | VT03144U.1 | 1254 | 0.52 | B | 41.79 | 73.75 | 43.1 | VerticalCompact-BCD_2x3 | 3684 | 800 | 2161 |  |  | 460.7 | 54 | 54 | 630 | EC motor | 5060 | 2 | no | no | D | D | Aluminum | 2025-01-02 | 4 | 3 | yes | piece | 1
GCVC PD 063.2/13-37 | GCVC PD | 063.2/13-37 | 4252362 | finoox | GCVC 063.2D/1x3-2553-2-D/6/40/2.10/3600/AXS/1/015023 | 12614 | 3 | 1 | 2553 | Axial | 105369 | 105745 | 451.65 | 20376 | 700 | VT03144U.1 | 0.68 | 0.52 | B | 37.46 | 69.14 | 37.7 | VerticalCompact-BCD_1x3 | 3684 | 623 | 1153 |  |  | 304.7 | 42 | 42 | 630 | EC motor | 5060 | 2 | no | no | D | D | Aluminum | 2025-01-02 | 6 | 6 | yes | piece | 1
GCVC PD 063.2/13-45 | GCVC PD | 063.2/13-45 | 4251453 | finoox | GCVC 063.2C/1x3-2558-2-D/6/32/2.10/2700/EXS/1/015023 | 10891 | 3 | 1 | 2558 | Axial | 96992 | 97206 | 270.99 | 22416 | 950 | VT03144U.1 | 1873 | 1 | D | 45.31 | 76.83 | 2025-06-22 | VerticalCompact-BCD_1x3 | 2784 | 623 | 953 |  |  | 212.8 | 35 | 35 | 630 | EC motor | 5060 | 2 | no | no | C | D | Epoxy coated aluminum | 2025-01-02 | 6 | 6 | yes | piece | 1
GCVC PD 045.2/12-46 | GCVC PD | 045.2/12-46 | 4248972 | finoox | GCVC 045.2C/1x2-2530-1-D/3/32/2.10/1800/AXS/1/015023 | 4392 | 2 | 1 | 2530 | Axial | 33587 | 33557 | 90.33 | 9783 | 1200 | VT03007U.1 | 0.545 | 2025-01-01 | D | 46.02 | 77.4 | 2025-06-07 | VerticalCompact-BCD_1x2 | 1884 | 535 | 953 |  |  | 104.4 | 22 | 22 | 450 | EC motor | 5060 | 1 | no | no | C | D | Aluminum | 2025-01-02 | 8 | 3 | yes | piece | 1
GCVC PD 080.2/22-16 | GCVC PD | 080.2/22-16 | 4248361 | finoox | GCVC 080.2D/2x2-2488-1-D/4/80/2.10/2400/EXS/1/015023 | 17237 | 2 | 2 | 2488 | Axial | 59654 | 59765 | 401.46 | 11493 | 195 | VT03062U.1 | 0.098 | 0.12 | A+ | 16.24 | 48.05 | 33.4 | VerticalCompact-BCD_2x2 | 2484 | 800 | 2161 |  |  | 344.6 | 28 | 28 | 800 | EC motor | 5060 | 1 | no | no | D | D | Epoxy coated aluminum | 2025-01-02 | 10 | 4 | yes | piece | 1
GCVC PD 063.2/24-31 | GCVC PD | 063.2/24-31 | 4247147 | finoox | GCVC 063.2C/2x4-2504-1-D/3/64/2.10/3600/EXS/1/015023 | 21086 | 4 | 2 | 2504 | Axial | 108577 | 108.42 | 361.32 | 28693 | 460 | VT03145U.1 | 0.469 | 0.3 | A | 2025-12-31 | 62.98 | 32 | VerticalCompact-BCD_2x4 | 3684 | 800 | 1761 |  |  | 396.4 | 42 | 42 | 630 | EC motor | 5060 | 1 | no | no | C | D | Epoxy coated aluminum | 2025-01-02 | 4 | 3 | yes | piece | 1
GCVC PD 063.2/14-38 | GCVC PD | 063.2/14-38 | 4251597 | finoox | GCVC 063.2C/1x4-2511-1-D/3/32/2.10/3600/EXS/1/015023 | 10501 | 4 | 1 | 2511 | Axial | 72576 | 72505 | 180.66 | 23482 | 730 | VT03145U.1 | 0.794 | 1 | C | 37.87 | 69.5 | 2025-05-15 | VerticalCompact-BCD_1x4 | 3684 | 615 | 953 |  |  | 210 | 35 | 35 | 630 | EC motor | 5060 | 1 | no | no | C | D | Epoxy coated aluminum | 2025-01-02 | 4 | 3 | yes | piece | 1
GCVC PD 045.2/11-36 | GCVC PD | 045.2/11-36 | 4243844 | finoox | GCVC 045.2B/1x1-2525-1-D/3/24/2.10/720/AXS/1/015023 | 2348 | 1 | 1 | 2525 | Axial | 9803 | 9872 | 2025-01-27 | 2839 | 825 | VT03007U.1 | 0.098 | 0.47 | C | 35.75 | 66.93 | 2025-04-02 | VerticalCompact-BCD_1x1 | 804 | 535 | 753 |  |  | 42.4 | 16 | 16 | 450 | EC motor | 5060 | 1 | no | no | B | D | Aluminum | 2025-01-02 | 8 | 3 | yes | piece | 1
GCVC PD 080.2/21-52 | GCVC PD | 080.2/21-52 | 4248174 | finoox | GCVC 080.2D/2x1-2541-2-D/3/80/2.10/1200/AXS/1/015023 | 9427 | 1 | 2 | 2541 | Axial | 88598 | 88885 | 150.55 | 34156 | 950 | VT03059U.2 | 3277 | 1982-02-01 | E | 51.75 | 83.4 | 2025-04-15 | VerticalCompact-BCD_2x1 | 1284 | 800 | 2161 |  |  | 200.1 | 35 | 35 | 800 | EC motor | 5060 | 2 | no | no | D | D | Aluminum | 2025-01-02 | 8 | 3 | yes | piece | 1
GCVC PD 063.2/14-43 | GCVC PD | 063.2/14-43 | 4251643 | finoox | GCVC 063.2C/1x4-2556-2-D/4/32/2.10/3600/AXS/1/015023 | 11920 | 4 | 1 | 2556 | Axial | 104432 | 104501 | 240.88 | 29832 | 850 | VT03144U.1 | 1702 | 0.77 | D | 42.66 | 74.29 | 2025-08-20 | VerticalCompact-BCD_1x4 | 3684 | 623 | 953 |  |  | 245.2 | 42 | 42 | 630 | EC motor | 5060 | 2 | no | no | C | D | Aluminum | 2025-01-02 | 4 | 4 | yes | piece | 1
GCVC PD 050.2/23-35 | GCVC PD | 050.2/23-35 | 4246341 | finoox | GCVC 050.2D/2x3-2513-1-D/6/80/2.10/3600/EXS/1/015023 | 21152 | 3 | 2 | 2513 | Axial | 122615 | 123204 | 903.29 | 20876 | 630 | VT03011U.1 | 0.395 | 0.37 | A+ | 35.37 | 67.33 | 75.1 | VerticalCompact-BCD_2x3 | 3684 | 800 | 2161 |  |  | 557.5 | 42 | 42 | 500 | EC motor | 5060 | 1 | no | no | D | D | Epoxy coated aluminum | 2025-01-02 | 6 | 6 | yes | piece | 1
GCVC PD 080.2/23-50 | GCVC PD | 080.2/23-50 | 4248695 | finoox | GCVC 080.2D/2x3-2536-2-D/3/80/2.10/3600/EXS/1/015023 | 30548 | 3 | 2 | 2536 | Axial | 204561 | 203195 | 451.65 | 73851 | 700 | VT03059U.2 | 3993 | 2025-04-01 | D | 49.76 | 81.72 | 43.1 | VerticalCompact-BCD_2x3 | 3684 | 800 | 2161 |  |  | 539.4 | 54 | 54 | 800 | EC motor | 5060 | 2 | no | no | D | D | Epoxy coated aluminum | 2025-01-02 | 4 | 3 | yes | piece | 1
GCVC PD 045.2/13-45 | GCVC PD | 045.2/13-45 | 4249055 | finoox | GCVC 045.2C/1x3-2528-1-D/6/32/2.10/2700/EXS/1/015023 | 7772 | 3 | 1 | 2528 | Axial | 61747 | 62057 | 270.99 | 11687 | 1050 | VT03007U.1 | 0.573 | 0.84 | C | 44.88 | 76.38 | 22 | VerticalCompact-BCD_1x3 | 2784 | 535 | 953 |  |  | 191.8 | 28 | 28 | 450 | EC motor | 5060 | 1 | no | no | C | D | Epoxy coated aluminum | 2025-01-02 | 6 | 6 | yes | piece | 1
GCVC PD 063.2/21-29 | GCVC PD | 063.2/21-29 | 4246438 | finoox | GCVC 063.2C/2x1-2358-D-D/3/64/2.10/900/EXS/1/015023 | 5640 | 1 | 2 | 2358 | Axial | 27531 | 27.58 | 90.33 | 7417 | 430 | VT01442 | 0.238 | 0.32 | C | 28.59 | 60.1 | 2025-03-08 | VerticalCompact-BCD_2x1 | 984 | 800 | 1761 |  |  | 126.2 | 22 | 22 | 630 | AC motor | 50 | D | no | no | C | D | Epoxy coated aluminum | 2025-01-02 | 12 | 3 | yes | piece | 1
GCVC PD 063.2/12-28 | GCVC PD | 063.2/12-28 | 4251925 | finoox | GCVC 063.2D/1x2-2358-D-D/3/40/2.10/2400/EXS/1/015023 | 5804 | 2 | 1 | 2358 | Axial | 36086 | 36022 | 150.55 | 8925 | 430 | VT01442 | 0.225 | 0.32 | B | 2025-06-28 | 59.59 | 2025-04-12 | VerticalCompact-BCD_1x2 | 2484 | 598 | 1153 |  |  | 159.7 | 22 | 22 | 630 | AC motor | 50 | D | no | no | D | D | Epoxy coated aluminum | 2025-01-02 | 8 | 3 | yes | piece | 1
GCVC PD 050.2/24-33 | GCVC PD | 050.2/24-33 | 4245548 | finoox | GCVC 050.2C/2x4-2385-J-D/6/64/2.10/3600/AXS/1/015023 | 15219 | 4 | 2 | 2385 | Axial | 108513 | 109199 | 722.63 | 18662 | 430 | VT01435 | 1067 | 0.32 | C | 33.05 | 64.92 | 60.1 | VerticalCompact-BCD_2x4 | 3684 | 800 | 1761 |  |  | 534.7 | 42 | 42 | 500 | AC motor | 60 | J | no | no | C | D | Aluminum | 2025-01-02 | 6 | 6 | yes | piece | 1
GCVC PD 050.2/22-44 | GCVC PD | 050.2/22-44 | 4245070 | finoox | GCVC 050.2C/2x2-2384-I-D/6/64/2.10/1800/AXS/1/015023 | 8087 | 2 | 2 | 2384 | Axial | 94055 | 94628 | 361.32 | 18059 | 790 | VT01435 | 1507 | 0.88 | D | 43.82 | 75.45 | 31.2 | VerticalCompact-BCD_2x2 | 1884 | 800 | 1761 |  |  | 280.8 | 35 | 35 | 500 | AC motor | 60 | I | no | no | C | D | Aluminum | 2025-01-02 | 8 | 6 | yes | piece | 1
GCVC PD 050.2/12-35 | GCVC PD | 050.2/12-35 | 4250451 | finoox | GCVC 050.2D/1x2-2388-I-D/4/40/2.10/2400/AXS/1/015023 | 4465 | 2 | 1 | 2388 | Axial | 43063 | 43137 | 200.73 | 8935 | 710 | VT01437 | 0.306 | 0.34 | B | 34.69 | 66.21 | 2025-08-16 | VerticalCompact-BCD_1x2 | 2484 | 596 | 1153 |  |  | 171.2 | 28 | 28 | 500 | AC motor | 60 | I | no | no | D | D | Aluminum | 2025-01-02 | 8 | 4 | yes | piece | 1
GCVC PD 050.2/13-24 | GCVC PD | 050.2/13-24 | 4250696 | finoox | GCVC 050.2D/1x3-2389-J-D/3/40/2.10/3600/AXS/1/015023 | 5981 | 3 | 1 | 2389 | Axial | 39924 | 39883 | 225.82 | 8671 | 450 | VT01437 | 0.243 | 0.17 | B | 24.22 | 55.89 | 2025-02-18 | VerticalCompact-BCD_1x3 | 3684 | 596 | 1153 |  |  | 228.7 | 22 | 22 | 500 | AC motor | 60 | J | no | no | D | D | Aluminum | 2025-01-02 | 6 | 3 | yes | piece | 1
GCVC PD 063.2/21-45 | GCVC PD | 063.2/21-45 | 4246492 | finoox | GCVC 063.2C/2x1-2413-2-D/6/64/2.10/900/AXS/1/015023 | 8508 | 1 | 2 | 2413 | Axial | 70375 | 71096 | 180.66 | 15801 | 1000 | VT03144U.1 | 1945-01-01 | 2025-01-01 | D | 44.58 | 76.09 | 2025-04-17 | VerticalCompact-BCD_2x1 | 984 | 800 | 1761 |  |  | 156.5 | 35 | 35 | 630 | EC motor | 5060 | 2 | no | no | C | D | Aluminum | 2025-01-02 | 8 | 6 | yes | piece | 1
GCVC PD 050.2/13-55 | GCVC PD | 050.2/13-55 | 4249776 | finoox | GCVC 050.2C/1x3-2420-2-D/4/32/2.10/2700/EXS/1/015023 | 8894 | 3 | 1 | 2420 | Axial | 87597 | 87793 | 180.66 | 26688 | 1600 | VT03013U.1 | 2814 | 1965-01-01 | E | 55.2 | 86.71 | 2025-06-15 | VerticalCompact-BCD_1x3 | 2784 | 607 | 953 |  |  | 185.3 | 35 | 35 | 500 | EC motor | 5060 | 2 | no | no | C | D | Epoxy coated aluminum | 2025-01-02 | 4 | 4 | yes | piece | 1
GCVC PD 063.2/12-29 | GCVC PD | 063.2/12-29 | 4251969 | finoox | GCVC 063.2D/1x2-2398-I-D/6/40/2.10/2400/EXS/1/015023 | 7748 | 2 | 1 | 2398 | Axial | 49689 | 49979 | 301.1 | 8769 | 460 | VT01442 | 0.277 | 0.32 | B | 28.52 | 60.05 | 2025-06-24 | VerticalCompact-BCD_1x2 | 2484 | 598 | 1153 |  |  | 203.9 | 28 | 28 | 630 | AC motor | 60 | I | no | no | D | D | Epoxy coated aluminum | 2025-01-02 | 8 | 6 | yes | piece | 1
GCVC PD 063.2/23-35 | GCVC PD | 063.2/23-35 | 4246891 | finoox | GCVC 063.2C/2x3-2400-K-D/4/64/2.10/2700/AXS/1/015023 | 13090 | 3 | 2 | 2400 | Axial | 105.31 | 105375 | 361.32 | 24221 | 490 | VT01442 | 0.987 | 0.34 | C | 34.77 | 66.52 | 32.1 | VerticalCompact-BCD_2x3 | 2784 | 800 | 1761 |  |  | 353.1 | 42 | 42 | 630 | AC motor | 60 | K | no | no | C | D | Aluminum | 2025-01-02 | 6 | 4 | yes | piece | 1
GCVC PD 045.2/22-44 | GCVC PD | 045.2/22-44 | 4244547 | finoox | GCVC 045.2C/2x2-2527-1-D/4/64/2.10/1800/AXS/1/015023 | 8351 | 2 | 2 | 2527 | Axial | 68579 | 68854 | 240.88 | 15382 | 975 | VT03007U.1 | 0.612 | 0.68 | C | 44.21 | 75.84 | 2025-07-21 | VerticalCompact-BCD_2x2 | 1884 | 800 | 1761 |  |  | 218.4 | 35 | 35 | 450 | EC motor | 5060 | 1 | no | no | C | D | Aluminum | 2025-01-02 | 8 | 4 | yes | piece | 1
GCVC PD 080.2/21-40 | GCVC PD | 080.2/21-40 | 4248083 | finoox | GCVC 080.2D/2x1-2487-1-D/6/80/2.10/1200/EXS/1/015023 | 10098 | 1 | 2 | 2487 | Axial | 84277 | 84788 | 301.1 | 16995 | 600 | VT03061U.1 | 0.855 | 1985-01-01 | C | 40.38 | 72.03 | 2025-04-27 | VerticalCompact-BCD_2x1 | 1284 | 800 | 2161 |  |  | 223.7 | 35 | 35 | 800 | EC motor | 5060 | 1 | no | no | D | D | Epoxy coated aluminum | 2025-01-02 | 10 | 6 | yes | piece | 1
GCVC PD 063.2/23-37 | GCVC PD | 063.2/23-37 | 4246952 | finoox | GCVC 063.2C/2x3-2506-1-D/6/64/2.10/2700/AXS/1/015023 | 18915 | 3 | 2 | 2506 | Axial | 111397 | 111808 | 541.97 | 20621 | 540 | VT03145U.1 | 0.556 | 0.45 | A | 36.76 | 68.51 | 46.2 | VerticalCompact-BCD_2x3 | 2784 | 800 | 1761 |  |  | 385.9 | 42 | 42 | 630 | EC motor | 5060 | 1 | no | no | C | D | Aluminum | 2025-01-02 | 8 | 6 | yes | piece | 1
GCVC PD 080.2/23-39 | GCVC PD | 080.2/23-39 | 4248601 | finoox | GCVC 080.2D/2x3-2482-1-D/6/80/2.10/3600/EXS/1/015023 | 31429 | 3 | 2 | 2482 | Axial | 191539 | 192109 | 903.29 | 36403 | 440 | VT03061U.1 | 2025-07-01 | 0.75 | B | 38.85 | 70.81 | 78.2 | VerticalCompact-BCD_2x3 | 3684 | 800 | 2161 |  |  | 606.4 | 54 | 54 | 800 | EC motor | 5060 | 1 | no | no | D | D | Epoxy coated aluminum | 2025-01-02 | 6 | 6 | yes | piece | 1
GCVC PD 045.2/14-39 | GCVC PD | 045.2/14-39 | 4249121 | finoox | GCVC 045.2C/1x4-2524-1-D/6/32/2.10/3600/EXS/1/015023 | 9894 | 4 | 1 | 2524 | Axial | 61343 | 61.64 | 361.32 | 10932 | 750 | VT03007U.1 | 0.306 | 0.37 | A | 38.81 | 70.43 | 29 | VerticalCompact-BCD_1x4 | 3684 | 535 | 953 |  |  | 251 | 28 | 28 | 450 | EC motor | 5060 | 1 | no | no | C | D | Epoxy coated aluminum | 2025-01-02 | 6 | 6 | yes | piece | 1
GCVC PD 063.2/22-42 | GCVC PD | 063.2/22-42 | 4247723 | finoox | GCVC 063.2D/2x2-2555-2-D/6/80/2.10/2400/EXS/1/015023 | 19008 | 2 | 2 | 2555 | Axial | 155289 | 155683 | 602.19 | 31252 | 800 | VT03144U.1 | 1326 | 0.69 | B | 41.55 | 73.36 | 52 | VerticalCompact-BCD_2x2 | 2484 | 800 | 2161 |  |  | 403.2 | 42 | 42 | 630 | EC motor | 5060 | 2 | no | no | D | D | Epoxy coated aluminum | 2025-01-02 | 8 | 6 | yes | piece | 1
GCVC PD 063.2/14-61 | GCVC PD | 063.2/14-61 | 4251602 | finoox | GCVC 063.2C/1x4-2547-2-D/3/32/2.10/3600/EXS/1/015023 | 14854 | 4 | 1 | 2547 | Axial | 94229 | 93605 | 180.66 | 41004 | 1055 | VT03143U.1 | 4704 | 2025-01-02 | E | 60.92 | 92.54 | 2025-05-15 | VerticalCompact-BCD_1x4 | 3684 | 611 | 953 |  |  | 298.8 | 35 | 35 | 630 | EC motor | 5060 | 2 | no | no | C | D | Epoxy coated aluminum | 2025-01-02 | 4 | 3 | yes | piece | 1
GCVC PD 080.2/21-48 | GCVC PD | 080.2/21-48 | 4248149 | finoox | GCVC 080.2D/2x1-2536-2-D/6/80/2.10/1200/EXS/1/015023 | 11727 | 1 | 2 | 2536 | Axial | 94.8 | 95322 | 301.1 | 19914 | 700 | VT03059U.2 | 1382 | 2025-04-01 | D | 48.08 | 79.73 | 2025-04-27 | VerticalCompact-BCD_2x1 | 1284 | 800 | 2161 |  |  | 245.9 | 35 | 35 | 800 | EC motor | 5060 | 2 | no | no | D | D | Epoxy coated aluminum | 2025-01-02 | 10 | 6 | yes | piece | 1
GCVC PD 063.2/12-28 | GCVC PD | 063.2/12-28 | 4251147 | finoox | GCVC 063.2C/1x2-2505-1-D/4/32/2.10/1800/AXS/1/015023 | 6045 | 2 | 1 | 2505 | Axial | 33.01 | 33077 | 120.44 | 7289 | 500 | VT03145U.1 | 0.147 | 0.39 | A | 28.32 | 59.71 | 10 | VerticalCompact-BCD_1x2 | 1884 | 615 | 953 |  |  | 118.3 | 22 | 22 | 630 | EC motor | 5060 | 1 | no | no | C | D | Aluminum | 2025-01-02 | 8 | 4 | yes | piece | 1
GCVC PD 080.2/22-46 | GCVC PD | 080.2/22-46 | 4248472 | finoox | GCVC 080.2D/2x2-2546-2-D/3/80/2.10/2400/EXS/1/015023 | 18648 | 2 | 2 | 2546 | Axial | 139719 | 138711 | 301.1 | 51955 | 730 | VT03060U.1 | 2896 | 2025-03-01 | D | 46 | 77.81 | 2025-04-28 | VerticalCompact-BCD_2x2 | 2484 | 800 | 2161 |  |  | 333.3 | 42 | 42 | 800 | EC motor | 5060 | 2 | no | no | D | D | Epoxy coated aluminum | 2025-01-02 | 6 | 3 | yes | piece | 1
GCVC PD 063.2/22-42 | GCVC PD | 063.2/22-42 | 4247712 | finoox | GCVC 063.2D/2x2-2554-2-D/3/80/2.10/2400/AXS/1/015023 | 14208 | 2 | 2 | 2554 | Axial | 110845 | 110777 | 301.1 | 31996 | 750 | VT03144U.1 | 1016 | 0.6 | C | 41.73 | 73.54 | 2025-04-28 | VerticalCompact-BCD_2x2 | 2484 | 800 | 2161 |  |  | 313.6 | 42 | 42 | 630 | EC motor | 5060 | 2 | no | no | D | D | Aluminum | 2025-01-02 | 6 | 3 | yes | piece | 1
GCVC PD 050.2/21-53 | GCVC PD | 050.2/21-53 | 4245949 | finoox | GCVC 050.2D/2x1-2790-K-D/3/80/2.10/1200/EXS/1/015023 | 5094 | 1 | 2 | 2790 | Axial | 62801 | 62792 | 150.55 | 20111 | 1640 | VT03150U | 1838 | 1964-01-01 | E | 52.52 | 84.17 | 14 | VerticalCompact-BCD_2x1 | 1284 | 800 | 2161 |  |  | 171.6 | 28 | 28 | 500 | AC motor | 60 | K | no | no | D | D | Epoxy coated aluminum | 2025-01-02 | 10 | 3 | yes | piece | 1
GCVC PD 050.2/11-29 | GCVC PD | 050.2/11-29 | 4250136 | finoox | GCVC 050.2D/1x1-2333-S-D/4/40/2.10/1200/EXS/1/015023 | 2816 | 1 | 1 | 2333 | Axial | 18739 | 18815 | 100.37 | 3787 | 530 | VT01435 | 0.148 | 0.35 | B | 28.78 | 60.14 | 2025-03-08 | VerticalCompact-BCD_1x1 | 1284 | 596 | 1153 |  |  | 93.8 | 16 | 16 | 500 | AC motor | 50 | S | no | no | D | D | Epoxy coated aluminum | 2025-01-02 | 10 | 4 | yes | piece | 1
GCVC PD 063.2/24-24 | GCVC PD | 063.2/24-24 | 4247061 | finoox | GCVC 063.2C/2x4-2359-S-D/4/64/2.10/3600/EXS/1/015023 | 17602 | 4 | 2 | 2359 | Axial | 98727 | 98825 | 481.75 | 20966 | 320 | VT01442 | 0.527 | 0.14 | A | 24.19 | 56.05 | 40.1 | VerticalCompact-BCD_2x4 | 3684 | 800 | 1761 |  |  | 456.2 | 35 | 35 | 630 | AC motor | 50 | S | no | no | C | D | Epoxy coated aluminum | 2025-01-02 | 6 | 4 | yes | piece | 1
GCVC PD 050.2/21-35 | GCVC PD | 050.2/21-35 | 4245805 | finoox | GCVC 050.2D/2x1-2388-I-D/3/80/2.10/1200/EXS/1/015023 | 5021 | 1 | 2 | 2388 | Axial | 37385 | 37.41 | 150.55 | 9108 | 710 | VT01437 | 0.303 | 0.34 | B | 34.74 | 66.39 | 2025-02-13 | VerticalCompact-BCD_2x1 | 1284 | 800 | 2161 |  |  | 165.8 | 22 | 22 | 500 | AC motor | 60 | I | no | no | D | D | Epoxy coated aluminum | 2025-01-02 | 10 | 3 | yes | piece | 1
GCVC PD 050.2/12-47 | GCVC PD | 050.2/12-47 | 4250484 | finoox | GCVC 050.2D/1x2-2411-1-D/4/40/2.10/2400/EXS/1/015023 | 5862 | 2 | 1 | 2411 | Axial | 61317 | 61345 | 200.73 | 14686 | 1260 | VT03011U.1 | 0.87 | 2025-02-02 | D | 46.59 | 78.11 | 2025-08-16 | VerticalCompact-BCD_1x2 | 2484 | 586 | 1153 |  |  | 166.4 | 28 | 28 | 500 | EC motor | 5060 | 1 | no | no | D | D | Epoxy coated aluminum | 2025-01-02 | 6 | 4 | yes | piece | 1
GCVC PD 050.2/22-36 | GCVC PD | 050.2/22-36 | 4246040 | finoox | GCVC 050.2D/2x2-2387-L-D/4/80/2.10/2400/EXS/1/015023 | 9381 | 2 | 2 | 2387 | Axial | 71592 | 71727 | 401.46 | 14265 | 500 | VT01435 | 0.703 | 0.37 | C | 35.56 | 67.37 | 34.8 | VerticalCompact-BCD_2x2 | 2484 | 800 | 2161 |  |  | 339.5 | 35 | 35 | 500 | AC motor | 60 | L | no | no | D | D | Epoxy coated aluminum | 2025-01-02 | 8 | 4 | yes | piece | 1
GCVC PD 050.2/21-39 | GCVC PD | 050.2/21-39 | 4245777 | finoox | GCVC 050.2D/2x1-2355-X-D/6/80/2.10/1200/EXS/1/015023 | 6714 | 1 | 2 | 2355 | Axial | 57331 | 57808 | 301.1 | 10480 | 810 | VT03093U | 0.574 | 2025-03-01 | C | 39.27 | 70.92 | 2025-01-26 | VerticalCompact-BCD_2x1 | 1284 | 800 | 2161 |  |  | 214.3 | 28 | 28 | 500 | AC motor | 60 | X | no | no | D | D | Epoxy coated aluminum | 2025-01-02 | 10 | 6 | yes | piece | 1
GCVC PD 050.2/12-45 | GCVC PD | 050.2/12-45 | 4250398 | finoox | GCVC 050.2D/1x2-2348-S-D/6/40/2.10/2400/AXS/1/015023 | 5512 | 2 | 1 | 2348 | Axial | 73574 | 73858 | 301.1 | 14175 | 1180 | VT03150U | 1036 | 0.9 | D | 44.52 | 76.04 | 2025-03-25 | VerticalCompact-BCD_1x2 | 2484 | 569 | 1153 |  |  | 205.2 | 35 | 35 | 500 | AC motor | 50 | S | no | no | D | D | Aluminum | 2025-01-02 | 8 | 6 | yes | piece | 1
GCVC PD 050.2/22-47 | GCVC PD | 050.2/22-47 | 4245043 | finoox | GCVC 050.2C/2x2-2348-S-D/3/64/2.10/1800/EXS/1/015023 | 6726 | 2 | 2 | 2348 | Axial | 78231 | 77937 | 180.66 | 27214 | 1180 | VT03150U | 2105 | 0.9 | D | 46.9 | 78.53 | 2025-09-16 | VerticalCompact-BCD_2x2 | 1884 | 800 | 1761 |  |  | 226.3 | 35 | 35 | 500 | AC motor | 50 | S | no | no | C | D | Epoxy coated aluminum | 2025-01-02 | 8 | 3 | yes | piece | 1
GCVC PD 045.2/24-53 | GCVC PD | 045.2/24-53 | 4244699 | finoox | GCVC 045.2C/2x4-2419-1-D/3/64/2.10/3600/EXS/1/015023 | 14977 | 4 | 2 | 2419 | Axial | 142957 | 142828 | 361.32 | 45629 | 1350 | VT03007U.1 | 2954 | 1965-01-01 | D | 53.31 | 85.17 | 32 | VerticalCompact-BCD_2x4 | 3684 | 800 | 1761 |  |  | 375.5 | 42 | 42 | 450 | EC motor | 5060 | 1 | no | no | C | D | Epoxy coated aluminum | 2025-01-02 | 4 | 3 | yes | piece | 1
GCVC PD 080.2/22-28 | GCVC PD | 080.2/22-28 | 4248386 | finoox | GCVC 080.2D/2x2-2495-1-D/3/80/2.10/2400/AXS/1/015023 | 15198 | 2 | 2 | 2495 | Axial | 93391 | 93126 | 301.1 | 24355 | 365 | VT03062U.1 | 0.395 | 0.5 | A+ | 28.49 | 60.3 | 2025-09-26 | VerticalCompact-BCD_2x2 | 2484 | 800 | 2161 |  |  | 316.7 | 35 | 35 | 800 | EC motor | 5060 | 1 | no | no | D | D | Aluminum | 2025-01-02 | 6 | 3 | yes | piece | 1
GCVC PD 063.2/13-39 | GCVC PD | 063.2/13-39 | 4252360 | finoox | GCVC 063.2D/1x3-2553-2-D/3/40/2.10/3600/AXS/1/015023 | 10097 | 3 | 1 | 2553 | Axial | 79732 | 79.7 | 225.82 | 22352 | 700 | VT03144U.1 | 0.627 | 0.52 | B | 39.06 | 70.74 | 2025-03-19 | VerticalCompact-BCD_1x3 | 3684 | 623 | 1153 |  |  | 238.2 | 35 | 35 | 630 | EC motor | 5060 | 2 | no | no | D | D | Aluminum | 2025-01-02 | 4 | 3 | yes | piece | 1
GCVC PD 063.2/13-65 | GCVC PD | 063.2/13-65 | 4252359 | finoox | GCVC 063.2D/1x3-2552-2-D/6/40/2.10/3600/EXS/1/015023 | 16059 | 3 | 1 | 2552 | Axial | 186013 | 185779 | 451.65 | 45378 | 1435 | VT03143U.1 | 1955-08-01 | 2025-03-04 | E | 65.38 | 97.06 | 39.4 | VerticalCompact-BCD_1x3 | 3684 | 611 | 1153 |  |  | 362 | 54 | 54 | 630 | EC motor | 5060 | 2 | no | no | D | D | Epoxy coated aluminum | 2025-01-02 | 4 | 6 | yes | piece | 1
GCVC PD 080.2/12-46 | GCVC PD | 080.2/12-46 | 4252827 | finoox | GCVC 080.2D/1x2-2536-2-D/4/40/2.10/2400/AXS/1/015023 | 9564 | 2 | 1 | 2536 | Axial | 82445 | 82.36 | 200.73 | 22948 | 700 | VT03059U.2 | 1352 | 2025-04-01 | D | 46.15 | 77.68 | 2025-05-17 | VerticalCompact-BCD_1x2 | 2484 | 650 | 1153 |  |  | 203.4 | 35 | 35 | 800 | EC motor | 5060 | 2 | no | no | D | D | Aluminum | 2025-01-02 | 6 | 4 | yes | piece | 1
GCVC PD 050.2/23-48 | GCVC PD | 050.2/23-48 | 4245435 | finoox | GCVC 050.2C/2x3-2521-1-D/6/64/2.10/2700/EXS/1/015023 | 16619 | 3 | 2 | 2521 | Axial | 160746 | 160941 | 541.97 | 33298 | 1135 | VT03011U.1 | 2154 | 1965-01-01 | C | 47.84 | 79.59 | 48.8 | VerticalCompact-BCD_2x3 | 2784 | 800 | 1761 |  |  | 385.7 | 54 | 54 | 500 | EC motor | 5060 | 1 | no | no | C | D | Epoxy coated aluminum | 2025-01-02 | 6 | 6 | yes | piece | 1
GCVC PD 050.2/14-56 | GCVC PD | 050.2/14-56 | 4250009 | finoox | GCVC 050.2C/1x4-2420-2-D/4/32/2.10/3600/AXS/1/015023 | 10973 | 4 | 1 | 2420 | Axial | 114896 | 114726 | 240.88 | 35584 | 1600 | VT03013U.1 | 3752 | 1965-01-01 | E | 56.34 | 87.96 | 2025-08-20 | VerticalCompact-BCD_1x4 | 3684 | 607 | 953 |  |  | 242.3 | 42 | 42 | 500 | EC motor | 5060 | 2 | no | no | C | D | Aluminum | 2025-01-02 | 4 | 4 | yes | piece | 1
GCVC PD 063.2/22-23 | GCVC PD | 063.2/22-23 | 4247565 | finoox | GCVC 063.2D/2x2-2399-J-D/3/80/2.10/2400/EXS/1/015023 | 11137 | 2 | 2 | 2399 | Axial | 60.29 | 60223 | 301.1 | 13766 | 290 | VT01442 | 0.28 | 0.14 | A | 22.86 | 54.67 | 2025-06-25 | VerticalCompact-BCD_2x2 | 2484 | 800 | 2161 |  |  | 306.5 | 28 | 28 | 630 | AC motor | 60 | J | no | no | D | D | Epoxy coated aluminum | 2025-01-02 | 8 | 3 | yes | piece | 1
GCVC PD 063.2/11-41 | GCVC PD | 063.2/11-41 | 4251901 | finoox | GCVC 063.2D/1x1-2558-2-D/3/40/2.10/1200/EXS/1/015023 | 4541 | 1 | 1 | 2558 | Axial | 31659 | 31651 | 75.27 | 10200 | 950 | VT03144U.1 | 0.502 | 1 | D | 41.45 | 72.81 | 2025-06-06 | VerticalCompact-BCD_1x1 | 1284 | 623 | 1153 |  |  | 87.4 | 22 | 22 | 630 | EC motor | 5060 | 2 | no | no | D | D | Epoxy coated aluminum | 2025-01-02 | 10 | 3 | yes | piece | 1
GCVC PD 045.2/11-43 | GCVC PD | 045.2/11-43 | 4248886 | finoox | GCVC 045.2C/1x1-2530-1-D/4/32/2.10/900/EXS/1/015023 | 2852 | 1 | 1 | 2530 | Axial | 19344 | 19453 | 60.22 | 4767 | 1200 | VT03007U.1 | 0.275 | 2025-01-01 | D | 43.07 | 74.33 | 2025-01-05 | VerticalCompact-BCD_1x1 | 984 | 535 | 953 |  |  | 61.9 | 16 | 16 | 450 | EC motor | 5060 | 1 | no | no | C | D | Epoxy coated aluminum | 2025-01-02 | 8 | 4 | yes | piece | 1
GCVC PD 045.2/12-47 | GCVC PD | 045.2/12-47 | 4248982 | finoox | GCVC 045.2C/1x2-2531-1-D/4/32/2.10/1800/EXS/1/015023 | 4871 | 2 | 1 | 2531 | Axial | 40488 | 40524 | 120.44 | 10150 | 1275 | VT03007U.1 | 0.656 | 2025-04-01 | D | 47.28 | 78.66 | 10 | VerticalCompact-BCD_1x2 | 1884 | 535 | 953 |  |  | 113.1 | 22 | 22 | 450 | EC motor | 5060 | 1 | no | no | C | D | Epoxy coated aluminum | 2025-01-02 | 8 | 4 | yes | piece | 1
GCVC PD 080.2/13-39 | GCVC PD | 080.2/13-39 | 4253032 | finoox | GCVC 080.2D/1x3-2486-1-D/4/40/2.10/3600/EXS/1/015023 | 11952 | 3 | 1 | 2486 | Axial | 106709 | 106806 | 301.1 | 27519 | 565 | VT03061U.1 | 1053 | 1955-01-01 | C | 38.65 | 70.34 | 26 | VerticalCompact-BCD_1x3 | 3684 | 608 | 1153 |  |  | 267.4 | 42 | 42 | 800 | EC motor | 5060 | 1 | no | no | D | D | Epoxy coated aluminum | 2025-01-02 | 4 | 4 | yes | piece | 1
GCVC PD 050.2/11-40 | GCVC PD | 050.2/11-40 | 4244106 | finoox | GCVC 050.2B/1x1-2520-1-D/3/24/2.10/720/EXS/1/015023 | 2402 | 1 | 1 | 2520 | Axial | 13.35 | 13455 | 2025-01-27 | 4892 | 1070 | VT03011U.1 | 0.312 | 2025-04-01 | D | 39.59 | 70.78 | 2025-04-02 | VerticalCompact-BCD_1x1 | 804 | 586 | 753 |  |  | 44.1 | 16 | 16 | 500 | EC motor | 5060 | 1 | no | no | B | D | Epoxy coated aluminum | 2025-01-02 | 8 | 3 | yes | piece | 1
GCVC PD 063.2/21-38 | GCVC PD | 063.2/21-38 | 4246610 | finoox | GCVC 063.2C/2x1-2555-2-D/3/64/2.10/900/AXS/1/015023 | 7306 | 1 | 2 | 2555 | Axial | 44355 | 44622 | 90.33 | 14795 | 800 | VT03144U.1 | 0.69 | 0.69 | D | 38.43 | 69.94 | 9 | VerticalCompact-BCD_2x1 | 984 | 800 | 1761 |  |  | 129 | 28 | 28 | 630 | EC motor | 5060 | 2 | no | no | C | D | Aluminum | 2025-01-02 | 8 | 3 | yes | piece | 1
GCVC PD 050.2/14-54 | GCVC PD | 050.2/14-54 | 4250093 | finoox | GCVC 050.2C/1x4-2560-2-D/4/32/2.10/3600/AXS/1/015023 | 10973 | 4 | 1 | 2560 | Axial | 104769 | 104836 | 240.88 | 30012 | 1415 | VT03013U.1 | 2567 | 2021-01-01 | D | 53.96 | 85.59 | 2025-08-20 | VerticalCompact-BCD_1x4 | 3684 | 607 | 953 |  |  | 242.3 | 42 | 42 | 500 | EC motor | 5060 | 2 | no | no | C | D | Aluminum | 2025-01-02 | 4 | 4 | yes | piece | 1
GCVC PD 050.2/24-60 | GCVC PD | 050.2/24-60 | 4245699 | finoox | GCVC 050.2C/2x4-2562-2-D/3/64/2.10/3600/EXS/1/015023 | 21608 | 4 | 2 | 2562 | Axial | 176294 | 176011 | 361.32 | 69956 | 1595 | VT03013U.1 | 2025-12-07 | 1965-01-01 | E | 59.53 | 91.39 | 34.6 | VerticalCompact-BCD_2x4 | 3684 | 800 | 1761 |  |  | 431 | 54 | 54 | 500 | EC motor | 5060 | 2 | no | no | C | D | Epoxy coated aluminum | 2025-01-02 | 4 | 3 | yes | piece | 1
GCVC PD 063.2/24-45 | GCVC PD | 063.2/24-45 | 4247238 | finoox | GCVC 063.2C/2x4-2556-2-D/4/64/2.10/3600/EXS/1/015023 | 25345 | 4 | 2 | 2556 | Axial | 202.93 | 202725 | 481.75 | 59665 | 850 | VT03144U.1 | 3404 | 0.77 | D | 45.44 | 77.3 | 44 | VerticalCompact-BCD_2x4 | 3684 | 800 | 1761 |  |  | 469.8 | 54 | 54 | 630 | EC motor | 5060 | 2 | no | no | C | D | Epoxy coated aluminum | 2025-01-02 | 4 | 4 | yes | piece | 1
GCVC PD 063.2/12-15 | GCVC PD | 063.2/12-15 | 4252009 | finoox | GCVC 063.2D/1x2-2500-1-D/3/40/2.10/2400/EXS/1/015023 | 6965 | 2 | 1 | 2500 | Axial | 26152 | 26134 | 150.55 | 5685 | 310 | VT03145U.1 | 0.046 | 0.13 | A+ | 15.22 | 46.75 | 2025-04-12 | VerticalCompact-BCD_1x2 | 2484 | 615 | 1153 |  |  | 152.9 | 22 | 22 | 630 | EC motor | 5060 | 1 | no | no | D | D | Epoxy coated aluminum | 2025-01-02 | 8 | 3 | yes | piece | 1
GCVC PD 063.2/13-18 | GCVC PD | 063.2/13-18 | 4252257 | finoox | GCVC 063.2D/1x3-2500-1-D/6/40/2.10/3600/EXS/1/015023 | 12487 | 3 | 1 | 2500 | Axial | 45503 | 45827 | 451.65 | 7496 | 310 | VT03145U.1 | 0.073 | 0.13 | A+ | 17.65 | 49.33 | 36.2 | VerticalCompact-BCD_1x3 | 3684 | 615 | 1153 |  |  | 290.1 | 28 | 28 | 630 | EC motor | 5060 | 1 | no | no | D | D | Epoxy coated aluminum | 2025-01-02 | 8 | 6 | yes | piece | 1
GCVC PD 050.2/11-37 | GCVC PD | 050.2/11-37 | 4244098 | finoox | GCVC 050.2B/1x1-2518-1-D/3/24/2.10/720/EXS/1/015023 | 2402 | 1 | 1 | 2518 | Axial | 12347 | 12438 | 2025-01-27 | 4278 | 945 | VT03011U.1 | 0.218 | 1 | D | 36.93 | 68.12 | 2025-04-02 | VerticalCompact-BCD_1x1 | 804 | 586 | 753 |  |  | 44.1 | 16 | 16 | 500 | EC motor | 5060 | 1 | no | no | B | D | Epoxy coated aluminum | 2025-01-02 | 8 | 3 | yes | piece | 1
GCVC PD 080.3/21-45 | GCVC PD | 080.3/21-45 | 6162165 | finoox | GCVC 080.3D/2x1-3482-S-D/4/80/2.10/1200/EXS/1/015023 | 7878 | 1 | 2 | 3482 | Axial | 81373 | 81508 | 200.73 | 22373 | 650 | VT01526 | 2031 | 2025-07-01 | D | 44.91 | 76.56 | 2025-04-19 | VerticalCompact-BCD_2x1 | 1284 | 800 | 2161 |  |  | 232.3 | 35 | 35 | 800 | AC motor | 50 | S | no | no | D | D | Epoxy coated aluminum | 2025-01-02 | 10 | 4 | yes | piece | 1
GCVC PD 080.3/22-54 | GCVC PD | 080.3/22-54 | 6095677 | finoox | GCVC 080.3D/2x2-3559-2-D/4/80/2.10/2400/EXS/1/015023 | 24355 | 2 | 2 | 3559 | Axial | 229634 | 230522 | 401.46 | 79838 | 1045 | VT01445U.3 | 9463 | 1965-03-01 | E | 54.11 | 85.92 | 39.5 | VerticalCompact-BCD_2x2 | 2484 | 800 | 2161 |  |  | 439.1 | 54 | 54 | 800 | EC motor | 5060 | 2 | no | no | D | D | Epoxy coated aluminum | 2025-01-02 | 4 | 4 | yes | piece | 1
GCVC PD 050.3/23-54 | GCVC PD | 050.3/23-54 | 6136125 | finoox | GCVC 050.3D/2x3-3617-X-D/3/80/2.10/3600/EXS/1/015023 | 12487 | 3 | 2 | 3617 | Axial | 166944 | 166789 | 451.65 | 50395 | 1260 | VT01524 | 5484 | 2025-04-04 | E | 53.62 | 85.59 | 43.1 | VerticalCompact-BCD_2x3 | 3684 | 800 | 2161 |  |  | 465.5 | 54 | 54 | 500 | AC motor | 60 | X | no | no | D | D | Epoxy coated aluminum | 2025-01-02 | 4 | 3 | yes | piece | 1
GCVC PD 050.3/12-47 | GCVC PD | 050.3/12-47 | 6159784 | finoox | GCVC 050.3C/1x2-3616-W-D/3/32/2.10/1800/AXS/1/015023 | 3338 | 2 | 1 | 3616 | Axial | 43593 | 43663 | 90.33 | 14348 | 1240 | VT01524 | 1338 | 2025-02-03 | E | 46.87 | 78.26 | 8 | VerticalCompact-BCD_1x2 | 1884 | 596 | 953 |  |  | 120.3 | 28 | 28 | 500 | AC motor | 50 | W | no | no | C | D | Aluminum | 2025-01-02 | 6 | 3 | yes | piece | 1
GCVC PD 045.2/23-52 | GCVC PD | 045.2/23-52 | 4244595 | finoox | GCVC 045.2C/2x3-0426-W-D/4/64/2.10/2700/AXS/1/015023 | 8156 | 3 | 2 | 426 | Axial | 126075 | 126079 | 361.32 | 32299 | 1360 | VT0326U | 2497 | 2025-02-02 | D | 51.99 | 83.74 | 32.1 | VerticalCompact-BCD_2x3 | 2784 | 800 | 1761 |  |  | 339.6 | 42 | 42 | 450 | AC motor | 50 | W | no | no | C | D | Aluminum | 2025-01-02 | 6 | 4 | yes | piece | 1
GCVC PD 050.2/23-34 | GCVC PD | 050.2/23-34 | 4245254 | finoox | GCVC 050.2C/2x3-2333-S-D/6/64/2.10/2700/AXS/1/015023 | 11815 | 3 | 2 | 2333 | Axial | 97692 | 98.17 | 541.97 | 17452 | 530 | VT01435 | 0.898 | 0.35 | C | 33.83 | 65.58 | 45 | VerticalCompact-BCD_2x3 | 2784 | 800 | 1761 |  |  | 408.3 | 35 | 35 | 500 | AC motor | 50 | S | no | no | C | D | Aluminum | 2025-01-02 | 8 | 6 | yes | piece | 1
GCVC PD 050.2/12-28 | GCVC PD | 050.2/12-28 | 4250388 | finoox | GCVC 050.2D/1x2-2337-S-D/4/40/2.10/2400/EXS/1/015023 | 4750 | 2 | 1 | 2337 | Axial | 33184 | 33258 | 200.73 | 6477 | 510 | VT01437 | 0.155 | 0.16 | A | 27.62 | 59.15 | 2025-03-16 | VerticalCompact-BCD_1x2 | 2484 | 596 | 1153 |  |  | 170.4 | 22 | 22 | 500 | AC motor | 50 | S | no | no | D | D | Epoxy coated aluminum | 2025-01-02 | 8 | 4 | yes | piece | 1
GCVC PD 063.2/23-33 | GCVC PD | 063.2/23-33 | 4247765 | finoox | GCVC 063.2D/2x3-2358-D-D/6/80/2.10/3600/EXS/1/015023 | 21744 | 3 | 2 | 2358 | Axial | 136955 | 137759 | 903.29 | 23841 | 430 | VT01442 | 0.702 | 0.32 | A | 32.63 | 64.59 | 75.1 | VerticalCompact-BCD_2x3 | 3684 | 800 | 2161 |  |  | 583.3 | 42 | 42 | 630 | AC motor | 50 | D | no | no | D | D | Epoxy coated aluminum | 2025-01-02 | 6 | 6 | yes | piece | 1
GCVC PD 063.2/23-40 | GCVC PD | 063.2/23-40 | 4247841 | finoox | GCVC 063.2D/2x3-2414-1-D/3/80/2.10/3600/EXS/1/015023 | 19635 | 3 | 2 | 2414 | Axial | 154501 | 154347 | 451.65 | 44130 | 770 | VT03145U.1 | 1211 | 2015-01-01 | B | 39.57 | 71.53 | 43.1 | VerticalCompact-BCD_2x3 | 3684 | 800 | 2161 |  |  | 435.5 | 54 | 54 | 630 | EC motor | 5060 | 1 | no | no | D | D | Epoxy coated aluminum | 2025-01-02 | 4 | 3 | yes | piece | 1
GCVC PD 063.2/11-49 | GCVC PD | 063.2/11-49 | 4250842 | finoox | GCVC 063.2C/1x1-2357-S-D/3/32/2.10/900/AXS/1/015023 | 3580 | 1 | 1 | 2357 | Axial | 26575 | 26763 | 45.16 | 10127 | 1040 | VT01441 | 1558 | 3 | E | 49.25 | 80.52 | 2025-02-04 | VerticalCompact-BCD_1x1 | 984 | 606 | 953 |  |  | 83.4 | 22 | 22 | 630 | AC motor | 50 | S | no | no | C | D | Aluminum | 2025-01-02 | 8 | 3 | yes | piece | 1
GCVC PD 050.2/11-44 | GCVC PD | 050.2/11-44 | 4250241 | finoox | GCVC 050.2D/1x1-2411-1-D/4/40/2.10/1200/AXS/1/015023 | 3169 | 1 | 1 | 2411 | Axial | 31568 | 31661 | 100.37 | 7343 | 1260 | VT03011U.1 | 0.435 | 2025-02-02 | D | 43.74 | 75.1 | 2025-06-08 | VerticalCompact-BCD_1x1 | 1284 | 586 | 1153 |  |  | 89.6 | 22 | 22 | 500 | EC motor | 5060 | 1 | no | no | D | D | Aluminum | 2025-01-02 | 10 | 4 | yes | piece | 1
GCVC PD 063.2/14-47 | GCVC PD | 063.2/14-47 | 4251521 | finoox | GCVC 063.2C/1x4-2413-2-D/6/32/2.10/3600/EXS/1/015023 | 14134 | 4 | 1 | 2413 | Axial | 136556 | 136828 | 361.32 | 31603 | 1000 | VT03144U.1 | 2899 | 2025-01-01 | D | 47.47 | 79.1 | 31.4 | VerticalCompact-BCD_1x4 | 3684 | 623 | 953 |  |  | 282.2 | 42 | 42 | 630 | EC motor | 5060 | 2 | no | no | C | D | Epoxy coated aluminum | 2025-01-02 | 4 | 6 | yes | piece | 1
GCVC PD 050.2/13-50 | GCVC PD | 050.2/13-50 | 4249680 | finoox | GCVC 050.2C/1x3-2347-D-D/6/32/2.10/2700/AXS/1/015023 | 6293 | 3 | 1 | 2347 | Axial | 94805 | 95107 | 270.99 | 20789 | 1390 | VT03150U | 2145 | 1941-01-01 | D | 49.78 | 81.29 | 2025-06-22 | VerticalCompact-BCD_1x3 | 2784 | 569 | 953 |  |  | 211.3 | 35 | 35 | 500 | AC motor | 50 | D | no | no | C | D | Aluminum | 2025-01-02 | 6 | 6 | yes | piece | 1
GCVC PD 050.2/22-52 | GCVC PD | 050.2/22-52 | 4245985 | finoox | GCVC 050.2D/2x2-2347-D-D/3/80/2.10/2400/EXS/1/015023 | 8465 | 2 | 2 | 2347 | Axial | 112206 | 112074 | 301.1 | 34138 | 1390 | VT03150U | 2552 | 1941-01-01 | D | 52.12 | 83.93 | 2025-04-28 | VerticalCompact-BCD_2x2 | 2484 | 800 | 2161 |  |  | 311.4 | 42 | 42 | 500 | AC motor | 50 | D | no | no | D | D | Epoxy coated aluminum | 2025-01-02 | 6 | 3 | yes | piece | 1
GCVC PD 050.2/21-43 | GCVC PD | 050.2/21-43 | 4245846 | finoox | GCVC 050.2D/2x1-2421-1-D/6/80/2.10/1200/AXS/1/015023 | 7410 | 1 | 2 | 2421 | Axial | 71066 | 71625 | 301.1 | 13393 | 1150 | VT03011U.1 | 0.692 | 1975-01-01 | C | 43.23 | 74.88 | 2025-04-27 | VerticalCompact-BCD_2x1 | 1284 | 800 | 2161 |  |  | 209.4 | 35 | 35 | 500 | EC motor | 5060 | 1 | no | no | D | D | Aluminum | 2025-01-02 | 10 | 6 | yes | piece | 1
GCVC PD 050.2/11-40 | GCVC PD | 050.2/11-40 | 4249306 | finoox | GCVC 050.2C/1x1-2421-1-D/3/32/2.10/900/AXS/1/015023 | 2639 | 1 | 1 | 2421 | Axial | 20441 | 20555 | 45.16 | 6482 | 1150 | VT03011U.1 | 0.353 | 1975-01-01 | D | 40.38 | 71.64 | 4 | VerticalCompact-BCD_1x1 | 984 | 586 | 953 |  |  | 59.3 | 18 | 18 | 500 | EC motor | 5060 | 1 | no | no | C | D | Aluminum | 2025-01-02 | 8 | 3 | yes | piece | 1
GCVC PD 063.2/23-41 | GCVC PD | 063.2/23-41 | 4247953 | finoox | GCVC 063.2D/2x3-2553-2-D/4/80/2.10/3600/AXS/1/015023 | 22219 | 3 | 2 | 2553 | Axial | 187374 | 187641 | 602.19 | 43439 | 700 | VT03144U.1 | 1289 | 0.52 | B | 41.17 | 73.13 | 54.8 | VerticalCompact-BCD_2x3 | 3684 | 800 | 2161 |  |  | 504.5 | 54 | 54 | 630 | EC motor | 5060 | 2 | no | no | D | D | Aluminum | 2025-01-02 | 4 | 4 | yes | piece | 1
GCVC PD 045.2/23-50 | GCVC PD | 045.2/23-50 | 4244657 | finoox | GCVC 045.2C/2x3-2530-1-D/3/64/2.10/2700/EXS/1/015023 | 11619 | 3 | 2 | 2530 | Axial | 96219 | 96004 | 270.99 | 29350 | 1200 | VT03007U.1 | 1634 | 2025-01-01 | D | 50.43 | 82.17 | 2025-09-23 | VerticalCompact-BCD_2x3 | 2784 | 800 | 1761 |  |  | 289.2 | 35 | 35 | 450 | EC motor | 5060 | 1 | no | no | C | D | Epoxy coated aluminum | 2025-01-02 | 6 | 3 | yes | piece | 1
GCVC PD 080.2/13-41 | GCVC PD | 080.2/13-41 | 4253141 | finoox | GCVC 080.2D/1x3-2543-2-D/4/40/2.10/3600/AXS/1/015023 | 12296 | 3 | 1 | 2543 | Axial | 111512 | 111673 | 301.1 | 28416 | 575 | VT03060U.1 | 2013-01-01 | 0.78 | C | 40.66 | 72.34 | 26 | VerticalCompact-BCD_1x3 | 3684 | 613 | 1153 |  |  | 276.1 | 42 | 42 | 800 | EC motor | 5060 | 2 | no | no | D | D | Aluminum | 2025-01-02 | 4 | 4 | yes | piece | 1
GCVC PD 063.2/14-32 | GCVC PD | 063.2/14-32 | 4251554 | finoox | GCVC 063.2C/1x4-2504-1-D/6/32/2.10/3600/AXS/1/015023 | 12084 | 4 | 1 | 2504 | Axial | 65033 | 65351 | 361.32 | 11601 | 460 | VT03145U.1 | 0.25 | 0.3 | A+ | 32.07 | 63.7 | 2025-05-29 | VerticalCompact-BCD_1x4 | 3684 | 615 | 953 |  |  | 261.9 | 35 | 35 | 630 | EC motor | 5060 | 1 | no | no | C | D | Aluminum | 2025-01-02 | 6 | 6 | yes | piece | 1
GCVC PD 050.2/12-37 | GCVC PD | 050.2/12-37 | 4244226 | finoox | GCVC 050.2B/1x2-2516-1-D/3/24/2.10/1440/EXS/1/015023 | 3925 | 2 | 1 | 2516 | Axial | 22945 | 22948 | 54.2 | 7337 | 820 | VT03011U.1 | 0.291 | 0.68 | C | 36.81 | 68.1 | 2025-06-04 | VerticalCompact-BCD_1x2 | 1524 | 586 | 753 |  |  | 78.8 | 18 | 18 | 500 | EC motor | 5060 | 1 | no | no | B | D | Epoxy coated aluminum | 2025-01-02 | 8 | 3 | yes | piece | 1
GCVC PD 050.2/23-47 | GCVC PD | 050.2/23-47 | 4246382 | finoox | GCVC 050.2D/2x3-2520-1-D/4/80/2.10/3600/EXS/1/015023 | 17855 | 3 | 2 | 2520 | Axial | 165278 | 165511 | 602.19 | 37331 | 1070 | VT03011U.1 | 1963-01-01 | 2025-04-01 | C | 47.36 | 79.32 | 54.8 | VerticalCompact-BCD_2x3 | 3684 | 800 | 2161 |  |  | 473.9 | 54 | 54 | 500 | EC motor | 5060 | 1 | no | no | D | D | Epoxy coated aluminum | 2025-01-02 | 4 | 4 | yes | piece | 1
GCVC PD 063.2/13-32 | GCVC PD | 063.2/13-32 | 4252305 | finoox | GCVC 063.2D/1x3-2508-1-D/6/40/2.10/3600/EXS/1/015023 | 12544 | 3 | 1 | 2508 | Axial | 85476 | 85815 | 451.65 | 15665 | 615 | VT03145U.1 | 0.357 | 0.65 | A | 32.24 | 63.93 | 36.9 | VerticalCompact-BCD_1x3 | 3684 | 615 | 1153 |  |  | 290.7 | 35 | 35 | 630 | EC motor | 5060 | 1 | no | no | D | D | Epoxy coated aluminum | 2025-01-02 | 6 | 6 | yes | piece | 1
GCVC PD 050.2/12-39 | GCVC PD | 050.2/12-39 | 4244229 | finoox | GCVC 050.2B/1x2-2517-1-D/4/24/2.10/1440/AXS/1/015023 | 3941 | 2 | 1 | 2517 | Axial | 28761 | 28843 | 72.26 | 7402 | 880 | VT03011U.1 | 0.364 | 0.84 | C | 39.09 | 70.38 | 2025-01-06 | VerticalCompact-BCD_1x2 | 1524 | 586 | 753 |  |  | 85 | 22 | 22 | 500 | EC motor | 5060 | 1 | no | no | B | D | Aluminum | 2025-01-02 | 8 | 4 | yes | piece | 1
GCVC PD 050.2/11-50 | GCVC PD | 050.2/11-50 | 4250337 | finoox | GCVC 050.2D/1x1-2561-2-D/4/40/2.10/1200/AXS/1/015023 | 3627 | 1 | 1 | 2561 | Axial | 35623 | 35734 | 100.37 | 8747 | 1505 | VT03013U.1 | 0.718 | 1938-01-01 | D | 50.49 | 81.86 | 2025-06-08 | VerticalCompact-BCD_1x1 | 1284 | 607 | 1153 |  |  | 94.2 | 22 | 22 | 500 | EC motor | 5060 | 2 | no | no | D | D | Aluminum | 2025-01-02 | 10 | 4 | yes | piece | 1
GCVC PD 063.2/23-24 | GCVC PD | 063.2/23-24 | 4246923 | finoox | GCVC 063.2C/2x3-2501-1-D/3/64/2.10/2700/EXS/1/015023 | 16323 | 3 | 2 | 2501 | Axial | 65382 | 65.3 | 270.99 | 15787 | 345 | VT03145U.1 | 0.186 | 0.15 | A+ | 2025-07-24 | 55.81 | 2025-09-23 | VerticalCompact-BCD_2x3 | 2784 | 800 | 1761 |  |  | 304.5 | 35 | 35 | 630 | EC motor | 5060 | 1 | no | no | C | D | Epoxy coated aluminum | 2025-01-02 | 6 | 3 | yes | piece | 1
GCVC PD 050.2/13-42 | GCVC PD | 050.2/13-42 | 4244369 | finoox | GCVC 050.2B/1x3-2518-1-D/4/24/2.10/2160/AXS/1/015023 | 5919 | 3 | 1 | 2518 | Axial | 44742 | 44836 | 108.39 | 11964 | 945 | VT03011U.1 | 0.663 | 1 | D | 42.18 | 73.57 | 2025-02-09 | VerticalCompact-BCD_1x3a | 2244 | 586 | 753 |  |  | 123.3 | 28 | 28 | 500 | EC motor | 5060 | 1 | no | no | B | D | Aluminum | 2025-01-02 | 6 | 4 | yes | piece | 1
GCVC PD 050.2/24-45 | GCVC PD | 050.2/24-45 | 4245650 | finoox | GCVC 050.2C/2x4-2518-1-D/6/64/2.10/3600/AXS/1/015023 | 20050 | 4 | 2 | 2518 | Axial | 182804 | 183126 | 722.63 | 36602 | 945 | VT03011U.1 | 1703 | 1 | C | 45.02 | 76.89 | 62.7 | VerticalCompact-BCD_2x4 | 3684 | 800 | 1761 |  |  | 499.9 | 54 | 54 | 500 | EC motor | 5060 | 1 | no | no | C | D | Aluminum | 2025-01-02 | 6 | 6 | yes | piece | 1
GCVC PD 080.2/11-39 | GCVC PD | 080.2/11-39 | 4252597 | finoox | GCVC 080.2D/1x1-2544-2-D/4/40/2.10/1200/AXS/1/015023 | 5037 | 1 | 1 | 2544 | Axial | 41067 | 41175 | 100.37 | 10841 | 655 | VT03060U.1 | 0.537 | 2025-05-01 | C | 38.78 | 70.15 | 2025-01-09 | VerticalCompact-BCD_1x1 | 1284 | 613 | 1153 |  |  | 100.3 | 28 | 28 | 800 | EC motor | 5060 | 2 | no | no | D | D | Aluminum | 2025-01-02 | 10 | 4 | yes | piece | 1
GCVC PD 080.2/12-59 | GCVC PD | 080.2/12-59 | 4252927 | finoox | GCVC 080.2D/1x2-2659-L-D/4/40/2.10/2400/EXS/1/015023 | 7424 | 2 | 1 | 2659 | Axial | 102309 | 102692 | 200.73 | 32071 | 1070 | VT01384U | 3569 | 2025-03-03 | E | 58.92 | 90.45 | 2025-05-17 | VerticalCompact-BCD_1x2 | 2484 | 641 | 1153 |  |  | 209.5 | 35 | 35 | 800 | AC motor | 60 | L | no | no | D | D | Epoxy coated aluminum | 2025-01-02 | 4 | 4 | yes | piece | 1
GCVC PD 080.3/11-48 | GCVC PD | 080.3/11-48 | 6055432 | finoox | GCVC 080.3D/1x1-3485-I-D/4/40/2.10/1200/AXS/1/015023 | 4304 | 1 | 1 | 3485 | Axial | 52128 | 52368 | 100.37 | 15659 | 900 | VT01526 | 2293 | 2025-09-03 | E | 48.11 | 79.48 | 2025-01-09 | VerticalCompact-BCD_1x1 | 1284 | 611 | 1153 |  |  | 117.3 | 28 | 28 | 800 | AC motor | 60 | I | no | no | D | D | Aluminum | 2025-01-02 | 8 | 4 | yes | piece | 1
GCVC PD 080.2/13-40 | GCVC PD | 080.2/13-40 | 4252994 | finoox | GCVC 080.2D/1x3-2448-1-D/3/40/2.10/3600/AXS/1/015023 | 10489 | 3 | 1 | 2448 | Axial | 98903 | 98806 | 225.82 | 32762 | 630 | VT03061U.1 | 1384 | 2025-01-02 | C | 39.88 | 71.56 | 2025-03-19 | VerticalCompact-BCD_1x3 | 3684 | 608 | 1153 |  |  | 244.3 | 35 | 35 | 800 | EC motor | 5060 | 1 | no | no | D | D | Aluminum | 2025-01-02 | 4 | 3 | yes | piece | 1
GCVC PD 050.2/23-46 | GCVC PD | 050.2/23-46 | 4246260 | finoox | GCVC 050.2D/2x3-2384-I-D/6/80/2.10/3600/AXS/1/015023 | 16232 | 3 | 2 | 2384 | Axial | 178.2 | 178939 | 903.29 | 32558 | 790 | VT01435 | 2163 | 0.88 | C | 45.85 | 77.81 | 78.2 | VerticalCompact-BCD_2x3 | 3684 | 800 | 2161 |  |  | 593.6 | 54 | 54 | 500 | AC motor | 60 | I | no | no | D | D | Aluminum | 2025-01-02 | 6 | 6 | yes | piece | 1
GCVC PD 063.2/23-56 | GCVC PD | 063.2/23-56 | 4247754 | finoox | GCVC 063.2D/2x3-2357-S-D/3/80/2.10/3600/AXS/1/015023 | 18103 | 3 | 2 | 2357 | Axial | 215569 | 214762 | 451.65 | 77343 | 1040 | VT01441 | 9019 | 3 | E | 56.47 | 88.44 | 43.1 | VerticalCompact-BCD_2x3 | 3684 | 800 | 2161 |  |  | 571.1 | 54 | 54 | 630 | AC motor | 50 | S | no | no | D | D | Aluminum | 2025-01-02 | 4 | 3 | yes | piece | 1
GCVC PD 050.2/22-27 | GCVC PD | 050.2/22-27 | 4245114 | finoox | GCVC 050.2C/2x2-2391-L-D/4/64/2.10/1800/EXS/1/015023 | 7187 | 2 | 2 | 2391 | Axial | 53483 | 53612 | 240.88 | 11243 | 520 | VT01437 | 0.413 | 0.18 | B | 26.97 | 58.6 | 2025-06-20 | VerticalCompact-BCD_2x2 | 1884 | 800 | 1761 |  |  | 234 | 28 | 28 | 500 | AC motor | 60 | L | no | no | C | D | Epoxy coated aluminum | 2025-01-02 | 8 | 4 | yes | piece | 1
GCVC PD 050.2/13-46 | GCVC PD | 050.2/13-46 | 4250641 | finoox | GCVC 050.2D/1x3-2348-S-D/6/40/2.10/3600/EXS/1/015023 | 9095 | 3 | 1 | 2348 | Axial | 107006 | 107233 | 451.65 | 21263 | 1180 | VT03150U | 1553 | 0.9 | D | 46.13 | 77.8 | 37.7 | VerticalCompact-BCD_1x3 | 3684 | 569 | 1153 |  |  | 303.3 | 42 | 42 | 500 | AC motor | 50 | S | no | no | D | D | Epoxy coated aluminum | 2025-01-02 | 6 | 6 | yes | piece | 1
GCVC PD 063.2/23-65 | GCVC PD | 063.2/23-65 | 4246996 | finoox | GCVC 063.2C/2x3-2549-2-D/3/64/2.10/2700/EXS/1/015023 | 23568 | 3 | 2 | 2549 | Axial | 161966 | 161801 | 270.99 | 70957 | 1210 | VT03143U.1 | 1948-10-01 | 1986-02-01 | E | 65.36 | 97.11 | 2025-07-27 | VerticalCompact-BCD_2x3 | 2784 | 800 | 1761 |  |  | 444.9 | 54 | 54 | 630 | EC motor | 5060 | 2 | no | no | C | D | Epoxy coated aluminum | 2025-01-02 | 4 | 3 | yes | piece | 1
GCVC PD 063.2/13-45 | GCVC PD | 063.2/13-45 | 4252384 | finoox | GCVC 063.2D/1x3-2557-2-D/3/40/2.10/3600/AXS/1/015023 | 10097 | 3 | 1 | 2557 | Axial | 92537 | 92.5 | 225.82 | 28946 | 900 | VT03144U.1 | 1287 | 0.85 | C | 44.69 | 76.37 | 2025-03-19 | VerticalCompact-BCD_1x3 | 3684 | 623 | 1153 |  |  | 238.2 | 35 | 35 | 630 | EC motor | 5060 | 2 | no | no | D | D | Aluminum | 2025-01-02 | 4 | 3 | yes | piece | 1
GCVC PD 063.2/12-44 | GCVC PD | 063.2/12-44 | 4252144 | finoox | GCVC 063.2D/1x2-2558-2-D/3/40/2.10/2400/AXS/1/015023 | 7239 | 2 | 1 | 2558 | Axial | 63515 | 63452 | 150.55 | 20400 | 950 | VT03144U.1 | 1004 | 1 | D | 44.3 | 75.82 | 2025-05-13 | VerticalCompact-BCD_1x2 | 2484 | 623 | 1153 |  |  | 162.7 | 35 | 35 | 630 | EC motor | 5060 | 2 | no | no | D | D | Aluminum | 2025-01-02 | 6 | 3 | yes | piece | 1
GCVC PD 080.2/11-45 | GCVC PD | 080.2/11-45 | 4252564 | finoox | GCVC 080.2D/1x1-2538-2-D/3/40/2.10/1200/AXS/1/015023 | 5284 | 1 | 1 | 2538 | Axial | 40195 | 40319 | 75.27 | 14206 | 800 | VT03059U.2 | 0.986 | 1989-01-01 | D | 45.39 | 76.76 | 2025-01-07 | VerticalCompact-BCD_1x1 | 1284 | 650 | 1153 |  |  | 101.3 | 28 | 28 | 800 | EC motor | 5060 | 2 | no | no | D | D | Aluminum | 2025-01-02 | 8 | 3 | yes | piece | 1
GCVC PD 050.2/21-42 | GCVC PD | 050.2/21-42 | 4244957 | finoox | GCVC 050.2C/2x1-2520-1-D/6/64/2.10/900/EXS/1/015023 | 6352 | 1 | 2 | 2520 | Axial | 51024 | 51381 | 180.66 | 10447 | 1070 | VT03011U.1 | 0.609 | 2025-04-01 | C | 42.07 | 73.58 | 2025-03-16 | VerticalCompact-BCD_2x1 | 984 | 800 | 1761 |  |  | 145.3 | 28 | 28 | 500 | EC motor | 5060 | 1 | no | no | C | D | Epoxy coated aluminum | 2025-01-02 | 12 | 6 | yes | piece | 1
GCVC PD 050.2/11-52 | GCVC PD | 050.2/11-52 | 4249407 | finoox | GCVC 050.2C/1x1-2563-2-D/6/32/2.10/900/EXS/1/015023 | 3721 | 1 | 1 | 2563 | Axial | 35666 | 35985 | 90.33 | 8368 | 1680 | VT03013U.1 | 1098 | 1975-01-01 | E | 51.95 | 83.22 | 2025-08-07 | VerticalCompact-BCD_1x1 | 984 | 607 | 953 |  |  | 77.5 | 22 | 22 | 500 | EC motor | 5060 | 2 | no | no | C | D | Epoxy coated aluminum | 2025-01-02 | 8 | 6 | yes | piece | 1
GCVC PD 063.2/11-26 | GCVC PD | 063.2/11-26 | 4251802 | finoox | GCVC 063.2D/1x1-2507-1-D/3/40/2.10/1200/AXS/1/015023 | 4088 | 1 | 1 | 2507 | Axial | 21694 | 21748 | 75.27 | 5461 | 580 | VT03145U.1 | 0.092 | 0.55 | A | 2025-08-26 | 57.45 | 2025-04-06 | VerticalCompact-BCD_1x1 | 1284 | 615 | 1153 |  |  | 82.6 | 18 | 18 | 630 | EC motor | 5060 | 1 | no | no | D | D | Aluminum | 2025-01-02 | 10 | 3 | yes | piece | 1
GCVC PD 063.2/24-30 | GCVC PD | 063.2/24-30 | 4247142 | finoox | GCVC 063.2C/2x4-2503-1-D/4/64/2.10/3600/EXS/1/015023 | 22724 | 4 | 2 | 2503 | Axial | 113825 | 114097 | 481.75 | 24318 | 425 | VT03145U.1 | 0.391 | 0.25 | A+ | 30.49 | 62.35 | 41.4 | VerticalCompact-BCD_2x4 | 3684 | 800 | 1761 |  |  | 431.2 | 42 | 42 | 630 | EC motor | 5060 | 1 | no | no | C | D | Epoxy coated aluminum | 2025-01-02 | 4 | 4 | yes | piece | 1
GCVC PD 050.2/14-43 | GCVC PD | 050.2/14-43 | 4250056 | finoox | GCVC 050.2C/1x4-2518-1-D/3/32/2.10/3600/AXS/1/015023 | 8255 | 4 | 1 | 2518 | Axial | 69072 | 69047 | 180.66 | 20450 | 945 | VT03011U.1 | 0.802 | 1 | C | 42.59 | 74.22 | 2025-05-15 | VerticalCompact-BCD_1x4 | 3684 | 586 | 953 |  |  | 205.4 | 35 | 35 | 500 | EC motor | 5060 | 1 | no | no | C | D | Aluminum | 2025-01-02 | 4 | 3 | yes | piece | 1
GCVC PD 080.2/11-55 | GCVC PD | 080.2/11-55 | 4252647 | finoox | GCVC 080.2D/1x1-2658-J-D/4/40/2.10/1200/AXS/1/015023 | 4217 | 1 | 1 | 2658 | Axial | 50465 | 50503 | 100.37 | 15352 | 1030 | VT01384U | 1652 | 2025-03-03 | E | 55.27 | 86.64 | 2025-01-09 | VerticalCompact-BCD_1x1 | 1284 | 641 | 1153 |  |  | 111.5 | 28 | 28 | 800 | AC motor | 60 | J | no | no | D | D | Aluminum | 2025-01-02 | 10 | 4 | yes | piece | 1
GCVC PD 063.2/21-28 | GCVC PD | 063.2/21-28 | 4247272 | finoox | GCVC 063.2D/2x1-2358-D-D/4/80/2.10/1200/EXS/1/015023 | 7240 | 1 | 2 | 2358 | Axial | 41498 | 41648 | 200.73 | 8606 | 430 | VT01442 | 0.228 | 0.32 | B | 27.96 | 59.61 | 2025-01-18 | VerticalCompact-BCD_2x1 | 1284 | 800 | 2161 |  |  | 185.7 | 28 | 28 | 630 | AC motor | 50 | D | no | no | D | D | Epoxy coated aluminum | 2025-01-02 | 10 | 4 | yes | piece | 1
GCVC PD 050.2/22-40 | GCVC PD | 050.2/22-40 | 4245060 | finoox | GCVC 050.2C/2x2-2354-W-D/4/64/2.10/1800/EXS/1/015023 | 7194 | 2 | 2 | 2354 | Axial | 75932 | 75995 | 240.88 | 18363 | 865 | VT03093U | 0.846 | 0.97 | C | 39.77 | 71.4 | 2025-07-21 | VerticalCompact-BCD_2x2 | 1884 | 800 | 1761 |  |  | 237.8 | 35 | 35 | 500 | AC motor | 50 | W | no | no | C | D | Epoxy coated aluminum | 2025-01-02 | 8 | 4 | yes | piece | 1
GCVC PD 050.2/13-45 | GCVC PD | 050.2/13-45 | 4249728 | finoox | GCVC 050.2C/1x3-2386-K-D/4/32/2.10/2700/EXS/1/015023 | 5567 | 3 | 1 | 2386 | Axial | 62808 | 62777 | 180.66 | 16706 | 910 | VT01435 | 1247 | 0.92 | D | 44.69 | 76.2 | 15 | VerticalCompact-BCD_1x3 | 2784 | 596 | 953 |  |  | 185.9 | 28 | 28 | 500 | AC motor | 60 | K | no | no | C | D | Epoxy coated aluminum | 2025-01-02 | 6 | 4 | yes | piece | 1
GCVC PD 050.2/22-28 | GCVC PD | 050.2/22-28 | 4246062 | finoox | GCVC 050.2D/2x2-2391-L-D/6/80/2.10/2400/AXS/1/015023 | 10607 | 2 | 2 | 2391 | Axial | 74047 | 74713 | 602.19 | 12443 | 520 | VT01437 | 0.407 | 0.18 | B | 27.67 | 59.47 | 50.5 | VerticalCompact-BCD_2x2 | 2484 | 800 | 2161 |  |  | 389.5 | 35 | 35 | 500 | AC motor | 60 | L | no | no | D | D | Aluminum | 2025-01-02 | 10 | 6 | yes | piece | 1
GCVC PD 045.2/22-50 | GCVC PD | 045.2/22-50 | 4244520 | finoox | GCVC 045.2C/2x2-2419-1-D/4/64/2.10/1800/EXS/1/015023 | 8857 | 2 | 2 | 2419 | Axial | 85681 | 85728 | 240.88 | 22237 | 1350 | VT03007U.1 | 1492 | 1965-01-01 | D | 50.46 | 82.09 | 2025-07-21 | VerticalCompact-BCD_2x2 | 1884 | 800 | 1761 |  |  | 218.4 | 35 | 35 | 450 | EC motor | 5060 | 1 | no | no | C | D | Epoxy coated aluminum | 2025-01-02 | 8 | 4 | yes | piece | 1
GCVC PD 063.2/13-26 | GCVC PD | 063.2/13-26 | 4252276 | finoox | GCVC 063.2D/1x3-2504-1-D/3/40/2.10/3600/AXS/1/015023 | 9245 | 3 | 1 | 2504 | Axial | 55268 | 55251 | 225.82 | 12999 | 460 | VT03145U.1 | 0.158 | 0.3 | A+ | 25.66 | 57.34 | 2025-06-18 | VerticalCompact-BCD_1x3 | 3684 | 615 | 1153 |  |  | 225 | 28 | 28 | 630 | EC motor | 5060 | 1 | no | no | D | D | Aluminum | 2025-01-02 | 4 | 3 | yes | piece | 1
GCVC PD 050.2/11-40 | GCVC PD | 050.2/11-40 | 4244105 | finoox | GCVC 050.2B/1x1-2520-1-D/4/24/2.10/720/AXS/1/015023 | 2360 | 1 | 1 | 2520 | Axial | 16117 | 16279 | 36.13 | 4569 | 1070 | VT03011U.1 | 0.317 | 2025-04-01 | D | 40.19 | 71.38 | 2025-02-03 | VerticalCompact-BCD_1x1 | 804 | 586 | 753 |  |  | 47.3 | 16 | 16 | 500 | EC motor | 5060 | 1 | no | no | B | D | Aluminum | 2025-01-02 | 8 | 4 | yes | piece | 1
GCVC PD 080.2/23-44 | GCVC PD | 080.2/23-44 | 4248730 | finoox | GCVC 080.2D/2x3-2542-2-D/3/80/2.10/3600/EXS/1/015023 | 27014 | 3 | 2 | 2542 | Axial | 190985 | 190774 | 451.65 | 64907 | 615 | VT03060U.1 | 2637 | 0.92 | C | 43.97 | 75.94 | 43.1 | VerticalCompact-BCD_2x3 | 3684 | 800 | 2161 |  |  | 490.2 | 54 | 54 | 800 | EC motor | 5060 | 2 | no | no | D | D | Epoxy coated aluminum | 2025-01-02 | 4 | 3 | yes | piece | 1
GCVC PD 050.2/22-58 | GCVC PD | 050.2/22-58 | 4245235 | finoox | GCVC 050.2C/2x2-2563-2-D/6/64/2.10/1800/EXS/1/015023 | 13159 | 2 | 2 | 2563 | Axial | 141108 | 141454 | 361.32 | 33472 | 1680 | VT03013U.1 | 4393 | 1975-01-01 | E | 57.61 | 89.24 | 32.4 | VerticalCompact-BCD_2x2 | 1884 | 800 | 1761 |  |  | 281.4 | 42 | 42 | 500 | EC motor | 5060 | 2 | no | no | C | D | Epoxy coated aluminum | 2025-01-02 | 8 | 6 | yes | piece | 1
GCVC PD 063.2/12-31 | GCVC PD | 063.2/12-31 | 4251159 | finoox | GCVC 063.2C/1x2-2507-1-D/4/32/2.10/1800/AXS/1/015023 | 6045 | 2 | 1 | 2507 | Axial | 36861 | 36909 | 120.44 | 8512 | 580 | VT03145U.1 | 0.214 | 0.55 | B | 31.22 | 62.62 | 10 | VerticalCompact-BCD_1x2 | 1884 | 615 | 953 |  |  | 118.3 | 22 | 22 | 630 | EC motor | 5060 | 1 | no | no | C | D | Aluminum | 2025-01-02 | 8 | 4 | yes | piece | 1
GCVC PD 063.2/12-35 | GCVC PD | 063.2/12-35 | 4251166 | finoox | GCVC 063.2C/1x2-2508-1-D/6/32/2.10/1800/AXS/1/015023 | 6864 | 2 | 1 | 2508 | Axial | 42494 | 42792 | 180.66 | 7961 | 615 | VT03145U.1 | 0.266 | 0.65 | B | 34.99 | 66.39 | 2025-01-15 | VerticalCompact-BCD_1x2 | 1884 | 615 | 953 |  |  | 136.3 | 28 | 28 | 630 | EC motor | 5060 | 1 | no | no | C | D | Aluminum | 2025-01-02 | 8 | 6 | yes | piece | 1
GCVC PD 063.2/12-32 | GCVC PD | 063.2/12-32 | 4251167 | finoox | GCVC 063.2C/1x2-2508-1-D/3/32/2.10/1800/EXS/1/015023 | 5991 | 2 | 1 | 2508 | Axial | 32722 | 32676 | 90.33 | 9768 | 615 | VT03145U.1 | 0.247 | 0.65 | B | 31.52 | 62.91 | 2025-06-07 | VerticalCompact-BCD_1x2 | 1884 | 615 | 953 |  |  | 109.6 | 22 | 22 | 630 | EC motor | 5060 | 1 | no | no | C | D | Epoxy coated aluminum | 2025-01-02 | 8 | 3 | yes | piece | 1
GCVC PD 063.2/21-56 | GCVC PD | 063.2/21-56 | 4247428 | finoox | GCVC 063.2D/2x1-2547-2-D/4/80/2.10/1200/EXS/1/015023 | 10881 | 1 | 2 | 2547 | Axial | 84138 | 84261 | 200.73 | 23653 | 1055 | VT03143U.1 | 2231 | 2025-01-02 | E | 56.46 | 88.11 | 2025-04-19 | VerticalCompact-BCD_2x1 | 1284 | 800 | 2161 |  |  | 224.5 | 35 | 35 | 630 | EC motor | 5060 | 2 | no | no | D | D | Epoxy coated aluminum | 2025-01-02 | 10 | 4 | yes | piece | 1
GCVC PD 050.2/21-53 | GCVC PD | 050.2/21-53 | 4245929 | finoox | GCVC 050.2D/2x1-2561-2-D/4/80/2.10/1200/AXS/1/015023 | 7379 | 1 | 2 | 2561 | Axial | 71245 | 71468 | 200.73 | 17494 | 1505 | VT03013U.1 | 1436 | 1938-01-01 | D | 53.22 | 84.87 | 2025-04-19 | VerticalCompact-BCD_2x1 | 1284 | 800 | 2161 |  |  | 187.4 | 35 | 35 | 500 | EC motor | 5060 | 2 | no | no | D | D | Aluminum | 2025-01-02 | 10 | 4 | yes | piece | 1
GCVC PD 050.2/21-31 | GCVC PD | 050.2/21-31 | 4245856 | finoox | GCVC 050.2D/2x1-2513-1-D/3/80/2.10/1200/AXS/1/015023 | 5882 | 1 | 2 | 2513 | Axial | 32436 | 32415 | 150.55 | 7369 | 630 | VT03011U.1 | 0.126 | 0.37 | A+ | 31.44 | 63.09 | 2025-02-13 | VerticalCompact-BCD_2x1 | 1284 | 800 | 2161 |  |  | 161 | 22 | 22 | 500 | EC motor | 5060 | 1 | no | no | D | D | Aluminum | 2025-01-02 | 10 | 3 | yes | piece | 1
GCVC PD 045.2/12-43 | GCVC PD | 045.2/12-43 | 4248964 | finoox | GCVC 045.2C/1x2-2528-1-D/4/32/2.10/1800/EXS/1/015023 | 4871 | 2 | 1 | 2528 | Axial | 35593 | 35.55 | 120.44 | 8304 | 1050 | VT03007U.1 | 0.377 | 0.84 | C | 43.05 | 74.44 | 10 | VerticalCompact-BCD_1x2 | 1884 | 535 | 953 |  |  | 113.1 | 22 | 22 | 450 | EC motor | 5060 | 1 | no | no | C | D | Epoxy coated aluminum | 2025-01-02 | 8 | 4 | yes | piece | 1
GCVC PD 080.2/11-30 | GCVC PD | 080.2/11-30 | 4252462 | finoox | GCVC 080.2D/1x1-2483-1-D/3/40/2.10/1200/AXS/1/015023 | 4465 | 1 | 1 | 2483 | Axial | 28223 | 28253 | 75.27 | 8051 | 470 | VT03061U.1 | 0.203 | 0.9 | B | 29.58 | 60.95 | 2025-06-06 | VerticalCompact-BCD_1x1 | 1284 | 608 | 1153 |  |  | 89.4 | 22 | 22 | 800 | EC motor | 5060 | 1 | no | no | D | D | Aluminum | 2025-01-02 | 10 | 3 | yes | piece | 1
GCVC PD 080.2/22-52 | GCVC PD | 080.2/22-52 | 4248429 | finoox | GCVC 080.2D/2x2-2537-2-D/6/80/2.10/2400/EXS/1/015023 | 25929 | 2 | 2 | 2537 | Axial | 199371 | 200102 | 602.19 | 42975 | 750 | VT03059U.2 | 3386 | 2025-05-01 | D | 52.32 | 84.13 | 55.2 | VerticalCompact-BCD_2x2 | 2484 | 800 | 2161 |  |  | 462 | 54 | 54 | 800 | EC motor | 5060 | 2 | no | no | D | D | Epoxy coated aluminum | 2025-01-02 | 6 | 6 | yes | piece | 1
GCVC PD 080.2/21-58 | GCVC PD | 080.2/21-58 | 4248239 | finoox | GCVC 080.2D/2x1-2658-J-D/4/80/2.10/1200/AXS/1/015023 | 7315 | 1 | 2 | 2658 | Axial | 100929 | 101005 | 200.73 | 30704 | 1030 | VT01384U | 3305 | 2025-03-03 | E | 58 | 89.65 | 2025-04-19 | VerticalCompact-BCD_2x1 | 1284 | 800 | 2161 |  |  | 220.7 | 35 | 35 | 800 | AC motor | 60 | J | no | no | D | D | Aluminum | 2025-01-02 | 10 | 4 | yes | piece | 1
GCVC PD 050.2/13-53 | GCVC PD | 050.2/13-53 | 4249882 | finoox | GCVC 050.2C/1x3-2790-K-D/3/32/2.10/2700/EXS/1/015023 | 5182 | 3 | 1 | 2790 | Axial | 71077 | 71163 | 135.49 | 26872 | 1640 | VT03150U | 2977 | 1964-01-01 | E | 52.93 | 84.43 | 12 | VerticalCompact-BCD_1x3 | 2784 | 569 | 953 |  |  | 172.4 | 35 | 35 | 500 | AC motor | 60 | K | no | no | C | D | Epoxy coated aluminum | 2025-01-02 | 4 | 3 | yes | piece | 1
GCVC PD 050.2/12-53 | GCVC PD | 050.2/12-53 | 4250597 | finoox | GCVC 050.2D/1x2-2790-K-D/3/40/2.10/2400/EXS/1/015023 | 4397 | 2 | 1 | 2790 | Axial | 61309 | 61221 | 150.55 | 20111 | 1640 | VT03150U | 1838 | 1964-01-01 | E | 52.65 | 84.17 | 2025-09-12 | VerticalCompact-BCD_1x2 | 2484 | 569 | 1153 |  |  | 161.1 | 28 | 28 | 500 | AC motor | 60 | K | no | no | D | D | Epoxy coated aluminum | 2025-01-02 | 6 | 3 | yes | piece | 1
GCVC PD 080.3/23-58 | GCVC PD | 080.3/23-58 | 6057216 | finoox | GCVC 080.3D/2x3-3561-2-D/3/80/2.10/3600/AXS/1/015023 | 31816 | 3 | 2 | 3561 | Axial | 245003 | 243006 | 451.65 | 103317 | 930 | VT01445U.3 | 9923 | 1975-02-01 | E | 58.23 | 90.19 | 46.4 | VerticalCompact-BCD_2x3 | 3684 | 800 | 2161 |  |  | 601.4 | 64 | 64 | 800 | EC motor | 5060 | 2 | no | no | D | D | Aluminum | 2025-01-02 | 4 | 3 | yes | piece | 1
GCVC PD 080.3/11-36 | GCVC PD | 080.3/11-36 | 6122521 | finoox | GCVC 080.3D/1x1-1334-S-D/3/40/2.10/1200/AXS/1/015023 | 4044 | 1 | 1 | 1334 | Axial | 31452 | 31473 | 75.27 | 9583 | 510 | VT01371 | 0.529 | 1 | D | 35.58 | 66.95 | 2025-06-06 | VerticalCompact-BCD_1x1 | 1284 | 605 | 1153 |  |  | 110.6 | 22 | 22 | 800 | AC motor | 50 | S | no | no | D | D | Aluminum | 2025-01-02 | 10 | 3 | yes | piece | 1
GCVC PD 050.2/22-36 | GCVC PD | 050.2/22-36 | 4245974 | finoox | GCVC 050.2D/2x2-2336-D-D/4/80/2.10/2400/EXS/1/015023 | 9341 | 2 | 2 | 2336 | Axial | 78642 | 78734 | 401.46 | 16109 | 660 | VT01437 | 0.486 | 0.33 | B | 36.29 | 68.1 | 34.8 | VerticalCompact-BCD_2x2 | 2484 | 800 | 2161 |  |  | 329.1 | 35 | 35 | 500 | AC motor | 50 | D | no | no | D | D | Epoxy coated aluminum | 2025-01-02 | 8 | 4 | yes | piece | 1
GCVC PD 050.2/13-29 | GCVC PD | 050.2/13-29 | 4249675 | finoox | GCVC 050.2C/1x3-2337-S-D/3/32/2.10/2700/EXS/1/015023 | 5059 | 3 | 1 | 2337 | Axial | 35283 | 35231 | 135.49 | 8816 | 510 | VT01437 | 0.238 | 0.16 | B | 28.78 | 60.29 | 2025-01-11 | VerticalCompact-BCD_1x3 | 2784 | 596 | 953 |  |  | 164.6 | 22 | 22 | 500 | AC motor | 50 | S | no | no | C | D | Epoxy coated aluminum | 2025-01-02 | 6 | 3 | yes | piece | 1
GCVC PD 050.2/12-32 | GCVC PD | 050.2/12-32 | 4244183 | finoox | GCVC 050.2B/1x2-2388-I-D/3/24/2.10/1440/EXS/1/015023 | 2871 | 2 | 1 | 2388 | Axial | 21636 | 21641 | 54.2 | 6639 | 710 | VT01437 | 0.333 | 0.34 | D | 32.19 | 63.48 | 2025-06-04 | VerticalCompact-BCD_1x2 | 1524 | 596 | 753 |  |  | 83.6 | 18 | 18 | 500 | AC motor | 60 | I | no | no | B | D | Epoxy coated aluminum | 2025-01-02 | 8 | 3 | yes | piece | 1
GCVC PD 063.2/13-22 | GCVC PD | 063.2/13-22 | 4252216 | finoox | GCVC 063.2D/1x3-2399-J-D/3/40/2.10/3600/AXS/1/015023 | 7498 | 3 | 1 | 2399 | Axial | 45312 | 45255 | 225.82 | 10324 | 290 | VT01442 | 0.21 | 0.14 | A | 21.74 | 53.42 | 2025-06-18 | VerticalCompact-BCD_1x3 | 3684 | 598 | 1153 |  |  | 235.1 | 28 | 28 | 630 | AC motor | 60 | J | no | no | D | D | Aluminum | 2025-01-02 | 6 | 3 | yes | piece | 1
GCVC PD 035.2/12-32 | GCVC PD | 035.2/12-32 | 4243666 | finoox | GCVC 035.2A/1x2-2345-X-D/2/20/2.10/1200/EXS/2/015023 | 1411 | 2 | 1 | 2345 | Axial | 10141 | 10119 | 2025-09-25 | 3960 | 1020 | VT03149U | 0.182 | 0.42 | D | 31.89 | 63.05 | 2025-01-02 | VerticalCompact-A_1x2 | 1260 | 326 | 507 |  |  | 2025-01-26 | 16 | 16 | 350 | AC motor | 60 | X | no | no | A | D | Epoxy coated aluminum | 2025-01-02 | 10 | 2 | yes | piece | 1
GCVC PD 063.2/23-69 | GCVC PD | 063.2/23-69 | 4247003 | finoox | GCVC 063.2C/2x3-2551-2-D/4/64/2.10/2700/AXS/1/015023 | 23969 | 3 | 2 | 2551 | Axial | 217948 | 218584 | 361.32 | 75395 | 1360 | VT03143U.1 | 15042 | 4 | E | 68.51 | 100.26 | 34.7 | VerticalCompact-BCD_2x3 | 2784 | 800 | 1761 |  |  | 471.1 | 54 | 54 | 630 | EC motor | 5060 | 2 | no | no | C | D | Aluminum | 2025-01-02 | 4 | 4 | yes | piece | 1
GCVC PD 045.2/22-37 | GCVC PD | 045.2/22-37 | 4244524 | finoox | GCVC 045.2C/2x2-2523-1-D/6/64/2.10/1800/AXS/1/015023 | 9461 | 2 | 2 | 2523 | Axial | 56549 | 56968 | 361.32 | 9780 | 675 | VT03007U.1 | 0.234 | 0.3 | A | 36.55 | 68.18 | 2025-01-30 | VerticalCompact-BCD_2x2 | 1884 | 800 | 1761 |  |  | 252.8 | 28 | 28 | 450 | EC motor | 5060 | 1 | no | no | C | D | Aluminum | 2025-01-02 | 8 | 6 | yes | piece | 1
GCVC PD 045.2/13-52 | GCVC PD | 045.2/13-52 | 4243998 | finoox | GCVC 045.2B/1x3-2533-1-D/3/24/2.10/2160/EXS/1/015023 | 5453 | 3 | 1 | 2533 | Axial | 40032 | 39993 | 81.3 | 15237 | 1425 | VT03007U.1 | 1388 | 2025-09-01 | E | 51.9 | 83.28 | 2025-08-06 | VerticalCompact-BCD_1x3a | 2244 | 535 | 753 |  |  | 108.7 | 22 | 22 | 450 | EC motor | 5060 | 1 | no | no | B | D | Epoxy coated aluminum | 2025-01-02 | 6 | 3 | yes | piece | 1
GCVC PD 080.2/12-50 | GCVC PD | 080.2/12-50 | 4252845 | finoox | GCVC 080.2D/1x2-2539-2-D/4/40/2.10/2400/AXS/1/015023 | 9607 | 2 | 1 | 2539 | Axial | 98.72 | 99.16 | 200.73 | 28324 | 850 | VT03059U.2 | 2396 | 2019-02-01 | D | 50.18 | 81.71 | 2025-05-17 | VerticalCompact-BCD_1x2 | 2484 | 650 | 1153 |  |  | 203.5 | 35 | 35 | 800 | EC motor | 5060 | 2 | no | no | D | D | Aluminum | 2025-01-02 | 4 | 4 | yes | piece | 1
GCVC PD 063.2/23-38 | GCVC PD | 063.2/23-38 | 4246961 | finoox | GCVC 063.2C/2x3-2507-1-D/6/64/2.10/2700/EXS/1/015023 | 20044 | 3 | 2 | 2507 | Axial | 116.4 | 116613 | 541.97 | 22246 | 580 | VT03145U.1 | 0.668 | 0.55 | B | 38.13 | 69.88 | 46.2 | VerticalCompact-BCD_2x3 | 2784 | 800 | 1761 |  |  | 385.9 | 42 | 42 | 630 | EC motor | 5060 | 1 | no | no | C | D | Epoxy coated aluminum | 2025-01-02 | 8 | 6 | yes | piece | 1
GCVC PD 063.2/12-30 | GCVC PD | 063.2/12-30 | 4252057 | finoox | GCVC 063.2D/1x2-2508-1-D/3/40/2.10/2400/EXS/1/015023 | 6990 | 2 | 1 | 2508 | Axial | 44561 | 44444 | 150.55 | 11678 | 615 | VT03145U.1 | 0.219 | 0.65 | A | 30.34 | 61.87 | 2025-09-12 | VerticalCompact-BCD_1x2 | 2484 | 615 | 1153 |  |  | 153.7 | 28 | 28 | 630 | EC motor | 5060 | 1 | no | no | D | D | Epoxy coated aluminum | 2025-01-02 | 6 | 3 | yes | piece | 1
GCVC PD 080.2/12-41 | GCVC PD | 080.2/12-41 | 4252870 | finoox | GCVC 080.2D/1x2-2544-2-D/3/40/2.10/2400/AXS/1/015023 | 8076 | 2 | 1 | 2544 | Axial | 67777 | 67657 | 150.55 | 23079 | 655 | VT03060U.1 | 2025-04-01 | 2025-05-01 | D | 40.92 | 72.45 | 2025-05-13 | VerticalCompact-BCD_1x2 | 2484 | 613 | 1153 |  |  | 172.6 | 35 | 35 | 800 | EC motor | 5060 | 2 | no | no | D | D | Aluminum | 2025-01-02 | 6 | 3 | yes | piece | 1
GCVC PD 080.3/13-47 | GCVC PD | 080.3/13-47 | 6181265 | finoox | GCVC 080.3D/1x3-3482-S-D/4/40/2.10/3600/EXS/1/015023 | 10713 | 3 | 1 | 3482 | Axial | 119701 | 119786 | 301.1 | 33559 | 650 | VT01526 | 3047 | 2025-07-01 | D | 46.64 | 78.32 | 26 | VerticalCompact-BCD_1x3 | 3684 | 611 | 1153 |  |  | 327.1 | 42 | 42 | 800 | AC motor | 50 | S | no | no | D | D | Epoxy coated aluminum | 2025-01-02 | 4 | 4 | yes | piece | 1
GCVC PD 050.2/11-27 | GCVC PD | 050.2/11-27 | 4249189 | finoox | GCVC 050.2C/1x1-2333-S-D/4/32/2.10/900/AXS/1/015023 | 2212 | 1 | 1 | 2333 | Axial | 14.84 | 14935 | 60.22 | 3250 | 530 | VT01435 | 0.149 | 0.35 | C | 26.88 | 58.15 | 2025-01-05 | VerticalCompact-BCD_1x1 | 984 | 596 | 953 |  |  | 68.6 | 16 | 16 | 500 | AC motor | 50 | S | no | no | C | D | Aluminum | 2025-01-02 | 8 | 4 | yes | piece | 1
GCVC PD 063.2/22-62 | GCVC PD | 063.2/22-62 | 4247504 | finoox | GCVC 063.2D/2x2-2356-D-D/6/80/2.10/2400/AXS/1/015023 | 16760 | 2 | 2 | 2356 | Axial | 253306 | 253975 | 602.19 | 59867 | 1330 | VT01441 | 10113 | 5 | E | 62.03 | 93.84 | 58.5 | VerticalCompact-BCD_2x2 | 2484 | 800 | 2161 |  |  | 488.7 | 64 | 64 | 630 | AC motor | 50 | D | no | no | D | D | Aluminum | 2025-01-02 | 6 | 6 | yes | piece | 1
GCVC PD 063.2/23-28 | GCVC PD | 063.2/23-28 | 4247822 | finoox | GCVC 063.2D/2x3-2401-L-D/6/80/2.10/3600/AXS/1/015023 | 19969 | 3 | 2 | 2401 | Axial | 118025 | 119037 | 903.29 | 19899 | 340 | VT01442 | 0.527 | 0.16 | A | 28.15 | 60.11 | 75.1 | VerticalCompact-BCD_2x3 | 3684 | 800 | 2161 |  |  | 583.3 | 42 | 42 | 630 | AC motor | 60 | L | no | no | D | D | Aluminum | 2025-01-02 | 6 | 6 | yes | piece | 1
GCVC PD 050.2/23-36 | GCVC PD | 050.2/23-36 | 4245327 | finoox | GCVC 050.2C/2x3-2387-L-D/6/64/2.10/2700/EXS/1/015023 | 12773 | 3 | 2 | 2387 | Axial | 92704 | 93148 | 541.97 | 16567 | 500 | VT01435 | 1067 | 0.37 | C | 36.08 | 67.82 | 45 | VerticalCompact-BCD_2x3 | 2784 | 800 | 1761 |  |  | 408.3 | 35 | 35 | 500 | AC motor | 60 | L | no | no | C | D | Epoxy coated aluminum | 2025-01-02 | 8 | 6 | yes | piece | 1
GCVC PD 050.2/22-38 | GCVC PD | 050.2/22-38 | 4246055 | finoox | GCVC 050.2D/2x2-2390-K-D/4/80/2.10/2400/AXS/1/015023 | 8649 | 2 | 2 | 2390 | Axial | 89533 | 89638 | 401.46 | 18823 | 760 | VT01437 | 0.669 | 0.35 | B | 38.34 | 70.15 | 34.8 | VerticalCompact-BCD_2x2 | 2484 | 800 | 2161 |  |  | 329.1 | 35 | 35 | 500 | AC motor | 60 | K | no | no | D | D | Aluminum | 2025-01-02 | 8 | 4 | yes | piece | 1
GCVC PD 063.2/11-61 | GCVC PD | 063.2/11-61 | 4251742 | finoox | GCVC 063.2D/1x1-2412-2-D/3/40/2.10/1200/AXS/1/015023 | 5179 | 1 | 1 | 2412 | Axial | 45139 | 45286 | 75.27 | 17727 | 1510 | VT03143U.1 | 3145 | 5 | E | 61.11 | 92.48 | 2025-01-07 | VerticalCompact-BCD_1x1 | 1284 | 611 | 1153 |  |  | 106.1 | 28 | 28 | 630 | EC motor | 5060 | 2 | no | no | D | D | Aluminum | 2025-01-02 | 8 | 3 | yes | piece | 1
GCVC PD 045.2/21-41 | GCVC PD | 045.2/21-41 | 4244457 | finoox | GCVC 045.2C/2x1-2527-1-D/4/64/2.10/900/AXS/1/015023 | 4872 | 1 | 2 | 2527 | Axial | 33766 | 33997 | 120.44 | 7691 | 975 | VT03007U.1 | 0.306 | 0.68 | C | 41.32 | 72.83 | 2025-07-10 | VerticalCompact-BCD_2x1 | 984 | 800 | 1761 |  |  | 123 | 22 | 22 | 450 | EC motor | 5060 | 1 | no | no | C | D | Aluminum | 2025-01-02 | 8 | 4 | yes | piece | 1
GCVC PD 063.2/12-35 | GCVC PD | 063.2/12-35 | 4251177 | finoox | GCVC 063.2C/1x2-2510-1-D/4/32/2.10/1800/AXS/1/015023 | 6093 | 2 | 1 | 2510 | Axial | 42007 | 42061 | 120.44 | 10368 | 695 | VT03145U.1 | 0.352 | 0.9 | B | 34.94 | 66.33 | 2025-04-10 | VerticalCompact-BCD_1x2 | 1884 | 615 | 953 |  |  | 118.9 | 28 | 28 | 630 | EC motor | 5060 | 1 | no | no | C | D | Aluminum | 2025-01-02 | 8 | 4 | yes | piece | 1
GCVC PD 050.2/23-40 | GCVC PD | 050.2/23-40 | 4246348 | finoox | GCVC 050.2D/2x3-2515-1-D/3/80/2.10/3600/AXS/1/015023 | 15027 | 3 | 2 | 2515 | Axial | 112437 | 112401 | 451.65 | 26612 | 755 | VT03011U.1 | 0.609 | 0.58 | A | 39.9 | 71.86 | 40 | VerticalCompact-BCD_2x3 | 3684 | 800 | 2161 |  |  | 424 | 42 | 42 | 500 | EC motor | 5060 | 1 | no | no | D | D | Aluminum | 2025-01-02 | 4 | 3 | yes | piece | 1
GCVC PD 050.2/23-33 | GCVC PD | 050.2/23-33 | 4245378 | finoox | GCVC 050.2C/2x3-2512-1-D/6/64/2.10/2700/AXS/1/015023 | 15330 | 3 | 2 | 2512 | Axial | 90811 | 91312 | 541.97 | 15959 | 565 | VT03011U.1 | 0.328 | 0.28 | A+ | 32.87 | 64.62 | 45 | VerticalCompact-BCD_2x3 | 2784 | 800 | 1761 |  |  | 378.4 | 35 | 35 | 500 | EC motor | 5060 | 1 | no | no | C | D | Aluminum | 2025-01-02 | 8 | 6 | yes | piece | 1
GCVC PD 045.2/22-47 | GCVC PD | 045.2/22-47 | 4244562 | finoox | GCVC 045.2C/2x2-2529-1-D/4/64/2.10/1800/EXS/1/015023 | 8857 | 2 | 2 | 2529 | Axial | 74497 | 74555 | 240.88 | 17837 | 1125 | VT03007U.1 | 0.916 | 1 | C | 47.32 | 78.95 | 2025-07-21 | VerticalCompact-BCD_2x2 | 1884 | 800 | 1761 |  |  | 218.4 | 35 | 35 | 450 | EC motor | 5060 | 1 | no | no | C | D | Epoxy coated aluminum | 2025-01-02 | 8 | 4 | yes | piece | 1
GCVC PD 050.3/12-48 | GCVC PD | 050.3/12-48 | 6200893 | finoox | GCVC 050.3C/1x2-3617-X-D/4/32/2.10/1800/AXS/1/015023 | 3579 | 2 | 1 | 3617 | Axial | 51618 | 51599 | 120.44 | 14628 | 1260 | VT01524 | 1902 | 2025-04-04 | E | 48.03 | 79.42 | 2025-04-10 | VerticalCompact-BCD_1x2 | 1884 | 596 | 953 |  |  | 128.9 | 28 | 28 | 500 | AC motor | 60 | X | no | no | C | D | Aluminum | 2025-01-02 | 8 | 4 | yes | piece | 1
GCVC PD 050.3/22-49 | GCVC PD | 050.3/22-49 | 6083033 | finoox | GCVC 050.3C/2x2-3616-W-D/6/64/2.10/1800/EXS/1/015023 | 8765 | 2 | 2 | 3616 | Axial | 118536 | 118966 | 361.32 | 25495 | 1240 | VT01524 | 2758 | 2025-02-03 | D | 48.82 | 80.45 | 32.4 | VerticalCompact-BCD_2x2 | 1884 | 800 | 1761 |  |  | 286.6 | 42 | 42 | 500 | AC motor | 50 | W | no | no | C | D | Epoxy coated aluminum | 2025-01-02 | 8 | 6 | yes | piece | 1
GCVC PD 045.2/13-53 | GCVC PD | 045.2/13-53 | 4248999 | finoox | GCVC 045.2C/1x3-0423-X-D/3/32/2.10/2700/EXS/1/015023 | 4460 | 3 | 1 | 423 | Axial | 58842 | 58892 | 135.49 | 18908 | 1460 | VT0326U | 1978-01-01 | 3 | E | 53.11 | 84.61 | 2025-05-11 | VerticalCompact-BCD_1x3 | 2784 | 521 | 953 |  |  | 164 | 28 | 28 | 450 | AC motor | 60 | X | no | no | C | D | Epoxy coated aluminum | 2025-01-02 | 4 | 3 | yes | piece | 1
GCVC PD 050.2/24-34 | GCVC PD | 050.2/24-34 | 4245550 | finoox | GCVC 050.2C/2x4-2385-J-D/4/64/2.10/3600/EXS/1/015023 | 13521 | 4 | 2 | 2385 | Axial | 98693 | 98795 | 481.75 | 20956 | 430 | VT01435 | 1064 | 0.32 | C | 33.82 | 65.68 | 40.1 | VerticalCompact-BCD_2x4 | 3684 | 800 | 1761 |  |  | 461.7 | 35 | 35 | 500 | AC motor | 60 | J | no | no | C | D | Epoxy coated aluminum | 2025-01-02 | 6 | 4 | yes | piece | 1
GCVC PD 050.2/24-47 | GCVC PD | 050.2/24-47 | 4245544 | finoox | GCVC 050.2C/2x4-2384-I-D/4/64/2.10/3600/EXS/1/015023 | 13834 | 4 | 2 | 2384 | Axial | 160409 | 160582 | 481.75 | 39821 | 790 | VT01435 | 2954 | 0.88 | D | 46.82 | 78.69 | 44 | VerticalCompact-BCD_2x4 | 3684 | 800 | 1761 |  |  | 468.9 | 54 | 54 | 500 | AC motor | 60 | I | no | no | C | D | Epoxy coated aluminum | 2025-01-02 | 4 | 4 | yes | piece | 1
GCVC PD 050.2/21-53 | GCVC PD | 050.2/21-53 | 4244894 | finoox | GCVC 050.2C/2x1-2420-2-D/6/64/2.10/900/AXS/1/015023 | 7153 | 1 | 2 | 2420 | Axial | 72705 | 73.38 | 180.66 | 16536 | 1600 | VT03013U.1 | 1946 | 1965-01-01 | E | 53.4 | 84.91 | 2025-04-17 | VerticalCompact-BCD_2x1 | 984 | 800 | 1761 |  |  | 155.5 | 35 | 35 | 500 | EC motor | 5060 | 2 | no | no | C | D | Aluminum | 2025-01-02 | 8 | 6 | yes | piece | 1
GCVC PD 050.2/23-49 | GCVC PD | 050.2/23-49 | 4245279 | finoox | GCVC 050.2C/2x3-2348-S-D/3/64/2.10/2700/EXS/1/015023 | 9816 | 3 | 2 | 2348 | Axial | 122917 | 123041 | 270.99 | 40822 | 1180 | VT03150U | 3158 | 0.9 | D | 48.54 | 80.29 | 2025-01-25 | VerticalCompact-BCD_2x3 | 2784 | 800 | 1761 |  |  | 329 | 42 | 42 | 500 | AC motor | 50 | S | no | no | C | D | Epoxy coated aluminum | 2025-01-02 | 4 | 3 | yes | piece | 1
GCVC PD 080.2/21-32 | GCVC PD | 080.2/21-32 | 4248049 | finoox | GCVC 080.2D/2x1-2482-1-D/4/80/2.10/1200/AXS/1/015023 | 8240 | 1 | 2 | 2482 | Axial | 60967 | 61154 | 200.73 | 13981 | 440 | VT03061U.1 | 0.344 | 0.75 | B | 31.77 | 63.42 | 2025-01-18 | VerticalCompact-BCD_2x1 | 1284 | 800 | 2161 |  |  | 191.3 | 28 | 28 | 800 | EC motor | 5060 | 1 | no | no | D | D | Aluminum | 2025-01-02 | 10 | 4 | yes | piece | 1
GCVC PD 063.2/21-62 | GCVC PD | 063.2/21-62 | 4246583 | finoox | GCVC 063.2C/2x1-2549-2-D/4/64/2.10/900/AXS/1/015023 | 9359 | 1 | 2 | 2549 | Axial | 68703 | 69292 | 120.44 | 22125 | 1210 | VT03143U.1 | 3531 | 1986-02-01 | E | 61.52 | 93.03 | 2025-05-12 | VerticalCompact-BCD_2x1 | 984 | 800 | 1761 |  |  | 174.8 | 35 | 35 | 630 | EC motor | 5060 | 2 | no | no | C | D | Aluminum | 2025-01-02 | 8 | 4 | yes | piece | 1
GCVC PD 063.2/13-34 | GCVC PD | 063.2/13-34 | 4251376 | finoox | GCVC 063.2C/1x3-2509-1-D/3/32/2.10/2700/AXS/1/015023 | 7937 | 3 | 1 | 2509 | Axial | 50981 | 50881 | 135.49 | 15635 | 655 | VT03145U.1 | 0.437 | 0.75 | B | 34.42 | 65.93 | 2025-05-11 | VerticalCompact-BCD_1x3 | 2784 | 615 | 953 |  |  | 160.7 | 28 | 28 | 630 | EC motor | 5060 | 1 | no | no | C | D | Aluminum | 2025-01-02 | 6 | 3 | yes | piece | 1
GCVC PD 050.2/11-33 | GCVC PD | 050.2/11-33 | 4244087 | finoox | GCVC 050.2B/1x1-2515-1-D/4/24/2.10/720/EXS/1/015023 | 2436 | 1 | 1 | 2515 | Axial | 12266 | 12348 | 36.13 | 3129 | 755 | VT03011U.1 | 0.119 | 0.58 | C | 33.02 | 64.21 | 2025-02-03 | VerticalCompact-BCD_1x1 | 804 | 586 | 753 |  |  | 47.3 | 16 | 16 | 500 | EC motor | 5060 | 1 | no | no | B | D | Epoxy coated aluminum | 2025-01-02 | 12 | 4 | yes | piece | 1
GCVC PD 063.2/12-34 | GCVC PD | 063.2/12-34 | 4252075 | finoox | GCVC 063.2D/1x2-2511-1-D/3/40/2.10/2400/EXS/1/015023 | 6990 | 2 | 1 | 2511 | Axial | 49819 | 49.76 | 150.55 | 13950 | 730 | VT03145U.1 | 0.35 | 1 | B | 34.1 | 65.63 | 2025-09-12 | VerticalCompact-BCD_1x2 | 2484 | 615 | 1153 |  |  | 153.7 | 28 | 28 | 630 | EC motor | 5060 | 1 | no | no | D | D | Epoxy coated aluminum | 2025-01-02 | 6 | 3 | yes | piece | 1
GCVC PD 063.2/23-43 | GCVC PD | 063.2/23-43 | 4247026 | finoox | GCVC 063.2C/2x3-2555-2-D/4/64/2.10/2700/EXS/1/015023 | 19478 | 3 | 2 | 2555 | Axial | 152181 | 152579 | 361.32 | 41939 | 800 | VT03144U.1 | 2144 | 0.69 | D | 43.01 | 74.75 | 32.2 | VerticalCompact-BCD_2x3 | 2784 | 800 | 1761 |  |  | 358 | 42 | 42 | 630 | EC motor | 5060 | 2 | no | no | C | D | Epoxy coated aluminum | 2025-01-02 | 4 | 4 | yes | piece | 1
GCVC PD 063.2/11-18 | GCVC PD | 063.2/11-18 | 4250917 | finoox | GCVC 063.2C/1x1-2501-1-D/4/32/2.10/900/AXS/1/015023 | 3759 | 1 | 1 | 2501 | Axial | 11833 | 11907 | 60.22 | 2444 | 345 | VT03145U.1 | 0.032 | 0.15 | A+ | 18 | 49.27 | 2025-01-05 | VerticalCompact-BCD_1x1 | 984 | 615 | 953 |  |  | 64.5 | 16 | 16 | 630 | EC motor | 5060 | 1 | no | no | C | D | Aluminum | 2025-01-02 | 8 | 4 | yes | piece | 1
GCVC PD 050.2/24-36 | GCVC PD | 050.2/24-36 | 4245618 | finoox | GCVC 050.2C/2x4-2513-1-D/3/64/2.10/3600/AXS/1/015023 | 16237 | 4 | 2 | 2513 | Axial | 106053 | 105993 | 361.32 | 26862 | 630 | VT03011U.1 | 0.538 | 0.37 | A | 36.46 | 68.33 | 32 | VerticalCompact-BCD_2x4 | 3684 | 800 | 1761 |  |  | 389.3 | 42 | 42 | 500 | EC motor | 5060 | 1 | no | no | C | D | Aluminum | 2025-01-02 | 4 | 3 | yes | piece | 1
GCVC PD 045.2/22-43 | GCVC PD | 045.2/22-43 | 4244545 | finoox | GCVC 045.2C/2x2-2526-1-D/6/64/2.10/1800/EXS/1/015023 | 10183 | 2 | 2 | 2526 | Axial | 72251 | 72645 | 361.32 | 13249 | 900 | VT03007U.1 | 0.497 | 0.58 | B | 42.7 | 74.33 | 31.2 | VerticalCompact-BCD_2x2 | 1884 | 800 | 1761 |  |  | 253.8 | 35 | 35 | 450 | EC motor | 5060 | 1 | no | no | C | D | Epoxy coated aluminum | 2025-01-02 | 8 | 6 | yes | piece | 1
GCVC PD 063.2/23-35 | GCVC PD | 063.2/23-35 | 4246949 | finoox | GCVC 063.2C/2x3-2505-1-D/6/64/2.10/2700/EXS/1/015023 | 19930 | 3 | 2 | 2505 | Axial | 103363 | 103765 | 541.97 | 19006 | 500 | VT03145U.1 | 0.458 | 0.39 | A | 35.3 | 67.04 | 45 | VerticalCompact-BCD_2x3 | 2784 | 800 | 1761 |  |  | 383.7 | 35 | 35 | 630 | EC motor | 5060 | 1 | no | no | C | D | Epoxy coated aluminum | 2025-01-02 | 8 | 6 | yes | piece | 1
GCVC PD 050.2/13-35 | GCVC PD | 050.2/13-35 | 4250751 | finoox | GCVC 050.2D/1x3-2514-1-D/4/40/2.10/3600/AXS/1/015023 | 8336 | 3 | 1 | 2514 | Axial | 58506 | 58.54 | 301.1 | 11970 | 695 | VT03011U.1 | 0.245 | 0.47 | A+ | 35.09 | 66.76 | 2025-05-24 | VerticalCompact-BCD_1x3 | 3684 | 586 | 1153 |  |  | 243.9 | 28 | 28 | 500 | EC motor | 5060 | 1 | no | no | D | D | Aluminum | 2025-01-02 | 6 | 4 | yes | piece | 1
GCVC PD 045.2/11-42 | GCVC PD | 045.2/11-42 | 4248879 | finoox | GCVC 045.2C/1x1-2529-1-D/3/32/2.10/900/EXS/1/015023 | 2770 | 1 | 1 | 2529 | Axial | 15834 | 15896 | 45.16 | 4578 | 1125 | VT03007U.1 | 0.226 | 1 | D | 41.72 | 72.98 | 2025-09-03 | VerticalCompact-BCD_1x1 | 984 | 535 | 953 |  |  | 57.5 | 16 | 16 | 450 | EC motor | 5060 | 1 | no | no | C | D | Epoxy coated aluminum | 2025-01-02 | 8 | 3 | yes | piece | 1
GCVC PD 063.2/12-38 | GCVC PD | 063.2/12-38 | 4252121 | finoox | GCVC 063.2D/1x2-2554-2-D/4/40/2.10/2400/AXS/1/015023 | 7755 | 2 | 1 | 2554 | Axial | 65029 | 65106 | 200.73 | 15552 | 750 | VT03144U.1 | 0.523 | 0.6 | B | 38.38 | 69.91 | 2025-05-17 | VerticalCompact-BCD_1x2 | 2484 | 623 | 1153 |  |  | 177.2 | 35 | 35 | 630 | EC motor | 5060 | 2 | no | no | D | D | Aluminum | 2025-01-02 | 6 | 4 | yes | piece | 1
GCVC PD 080.3/13-47 | GCVC PD | 080.3/13-47 | 6057912 | finoox | GCVC 080.3D/1x3-3563-2-D/6/40/2.10/3600/AXS/1/015023 | 16487 | 3 | 1 | 3563 | Axial | 144961 | 145616 | 451.65 | 29787 | 670 | VT01445U.3 | 2013 | 2015-01-01 | D | 47.14 | 78.82 | 39.2 | VerticalCompact-BCD_1x3 | 3684 | 620 | 1153 |  |  | 375.2 | 42 | 42 | 800 | EC motor | 5060 | 2 | no | no | D | D | Aluminum | 2025-01-02 | 4 | 6 | yes | piece | 1
GCVC PD 050.2/13-34 | GCVC PD | 050.2/13-34 | 4249733 | finoox | GCVC 050.2C/1x3-2387-L-D/3/32/2.10/2700/EXS/1/015023 | 5090 | 3 | 1 | 2387 | Axial | 37517 | 37422 | 135.49 | 9667 | 500 | VT01435 | 0.53 | 0.37 | D | 34.02 | 65.53 | 2025-01-11 | VerticalCompact-BCD_1x3 | 2784 | 596 | 953 |  |  | 172.3 | 22 | 22 | 500 | AC motor | 60 | L | no | no | C | D | Epoxy coated aluminum | 2025-01-02 | 6 | 3 | yes | piece | 1
GCVC PD 050.2/21-22 | GCVC PD | 050.2/21-22 | 4245809 | finoox | GCVC 050.2D/2x1-2389-J-D/4/80/2.10/1200/AXS/1/015023 | 5061 | 1 | 2 | 2389 | Axial | 29732 | 29844 | 200.73 | 5627 | 450 | VT01437 | 0.163 | 0.17 | B | 22.16 | 53.81 | 2025-02-17 | VerticalCompact-BCD_2x1 | 1284 | 800 | 2161 |  |  | 180.4 | 22 | 22 | 500 | AC motor | 60 | J | no | no | D | D | Aluminum | 2025-01-02 | 10 | 4 | yes | piece | 1
GCVC PD 050.2/13-55 | GCVC PD | 050.2/13-55 | 4250728 | finoox | GCVC 050.2D/1x3-2420-2-D/6/40/2.10/3600/AXS/1/015023 | 11663 | 3 | 1 | 2420 | Axial | 139867 | 140503 | 451.65 | 28334 | 1600 | VT03013U.1 | 2698 | 1965-01-01 | D | 55.41 | 87.09 | 39.2 | VerticalCompact-BCD_1x3 | 3684 | 607 | 1153 |  |  | 306.2 | 42 | 42 | 500 | EC motor | 5060 | 2 | no | no | D | D | Aluminum | 2025-01-02 | 4 | 6 | yes | piece | 1
GCVC PD 050.2/11-41 | GCVC PD | 050.2/11-41 | 4244024 | finoox | GCVC 050.2B/1x1-2348-S-D/3/24/2.10/720/EXS/1/015023 | 1919 | 1 | 1 | 2348 | Axial | 14238 | 14357 | 2025-01-27 | 5488 | 1180 | VT03150U | 0.561 | 0.9 | E | 40.59 | 71.77 | 2025-04-02 | VerticalCompact-BCD_1x1 | 804 | 569 | 753 |  |  | 48.7 | 16 | 16 | 500 | AC motor | 50 | S | no | no | B | D | Epoxy coated aluminum | 2025-01-02 | 8 | 3 | yes | piece | 1
GCVC PD 050.2/11-41 | GCVC PD | 050.2/11-41 | 4244068 | finoox | GCVC 050.2B/1x1-2421-1-D/3/24/2.10/720/AXS/1/015023 | 2331 | 1 | 1 | 2421 | Axial | 2025-07-14 | 14838 | 2025-01-27 | 5397 | 1150 | VT03011U.1 | 0.379 | 1975-01-01 | E | 40.66 | 71.85 | 2025-04-02 | VerticalCompact-BCD_1x1 | 804 | 586 | 753 |  |  | 44.1 | 16 | 16 | 500 | EC motor | 5060 | 1 | no | no | B | D | Aluminum | 2025-01-02 | 8 | 3 | yes | piece | 1
GCVC PD 063.2/22-33 | GCVC PD | 063.2/22-33 | 4246687 | finoox | GCVC 063.2C/2x2-2400-K-D/4/64/2.10/1800/EXS/1/015023 | 9853 | 2 | 2 | 2400 | Axial | 69636 | 69789 | 240.88 | 16147 | 490 | VT01442 | 0.658 | 0.34 | C | 33.13 | 64.76 | 2025-07-21 | VerticalCompact-BCD_2x2 | 1884 | 800 | 1761 |  |  | 242.3 | 35 | 35 | 630 | AC motor | 60 | K | no | no | C | D | Epoxy coated aluminum | 2025-01-02 | 8 | 4 | yes | piece | 1
GCVC PD 063.2/21-42 | GCVC PD | 063.2/21-42 | 4246632 | finoox | GCVC 063.2C/2x1-2558-2-D/4/64/2.10/900/EXS/1/015023 | 7887 | 1 | 2 | 2558 | Axial | 56178 | 56559 | 120.44 | 16798 | 950 | VT03144U.1 | 1175 | 1 | D | 42.16 | 73.67 | 2025-04-11 | VerticalCompact-BCD_2x1 | 984 | 800 | 1761 |  |  | 137.8 | 28 | 28 | 630 | EC motor | 5060 | 2 | no | no | C | D | Epoxy coated aluminum | 2025-01-02 | 8 | 4 | yes | piece | 1
GCVC PD 045.2/22-53 | GCVC PD | 045.2/22-53 | 4244584 | finoox | GCVC 045.2C/2x2-2533-1-D/6/64/2.10/1800/AXS/1/015023 | 9581 | 2 | 2 | 2533 | Axial | 107358 | 107.76 | 361.32 | 21468 | 1425 | VT03007U.1 | 1842 | 2025-09-01 | D | 52.56 | 84.19 | 32.4 | VerticalCompact-BCD_2x2 | 1884 | 800 | 1761 |  |  | 256 | 42 | 42 | 450 | EC motor | 5060 | 1 | no | no | C | D | Aluminum | 2025-01-02 | 8 | 6 | yes | piece | 1
GCVC PD 080.2/12-49 | GCVC PD | 080.2/12-49 | 4252842 | finoox | GCVC 080.2D/1x2-2538-2-D/4/40/2.10/2400/EXS/1/015023 | 9994 | 2 | 1 | 2538 | Axial | 86496 | 86417 | 200.73 | 26524 | 800 | VT03059U.2 | 2003 | 1989-01-01 | D | 48.92 | 80.45 | 2025-05-17 | VerticalCompact-BCD_1x2 | 2484 | 650 | 1153 |  |  | 203.4 | 35 | 35 | 800 | EC motor | 5060 | 2 | no | no | D | D | Epoxy coated aluminum | 2025-01-02 | 6 | 4 | yes | piece | 1
GCVC PD 063.2/12-57 | GCVC PD | 063.2/12-57 | 4252080 | finoox | GCVC 063.2D/1x2-2547-2-D/6/40/2.10/2400/AXS/1/015023 | 10551 | 2 | 1 | 2547 | Axial | 103363 | 103809 | 301.1 | 21906 | 1055 | VT03143U.1 | 2308 | 2025-01-02 | D | 57.32 | 88.84 | 2025-04-25 | VerticalCompact-BCD_1x2 | 2484 | 611 | 1153 |  |  | 242.2 | 35 | 35 | 630 | EC motor | 5060 | 2 | no | no | D | D | Aluminum | 2025-01-02 | 6 | 6 | yes | piece | 1
GCVC PD 050.2/22-42 | GCVC PD | 050.2/22-42 | 4245180 | finoox | GCVC 050.2C/2x2-2518-1-D/4/64/2.10/1800/EXS/1/015023 | 9512 | 2 | 2 | 2518 | Axial | 79595 | 79676 | 240.88 | 19754 | 945 | VT03011U.1 | 0.82 | 1 | C | 42.39 | 74.02 | 2025-07-21 | VerticalCompact-BCD_2x2 | 1884 | 800 | 1761 |  |  | 225.4 | 35 | 35 | 500 | EC motor | 5060 | 1 | no | no | C | D | Epoxy coated aluminum | 2025-01-02 | 8 | 4 | yes | piece | 1
GCVC PD 050.2/22-32 | GCVC PD | 050.2/22-32 | 4246090 | finoox | GCVC 050.2D/2x2-2512-1-D/3/80/2.10/2400/AXS/1/015023 | 10022 | 2 | 2 | 2512 | Axial | 59352 | 59331 | 301.1 | 13238 | 565 | VT03011U.1 | 0.196 | 0.28 | A+ | 31.99 | 63.8 | 2025-06-25 | VerticalCompact-BCD_2x2 | 2484 | 800 | 2161 |  |  | 289.1 | 28 | 28 | 500 | EC motor | 5060 | 1 | no | no | D | D | Aluminum | 2025-01-02 | 8 | 3 | yes | piece | 1
GCVC PD 080.2/21-59 | GCVC PD | 080.2/21-59 | 4248243 | finoox | GCVC 080.2D/2x1-2659-L-D/4/80/2.10/1200/AXS/1/015023 | 7450 | 1 | 2 | 2659 | Axial | 105692 | 106183 | 200.73 | 32071 | 1070 | VT01384U | 3569 | 2025-03-03 | E | 58.8 | 90.45 | 2025-09-20 | VerticalCompact-BCD_2x1 | 1284 | 800 | 2161 |  |  | 223.4 | 42 | 42 | 800 | AC motor | 60 | L | no | no | D | D | Aluminum | 2025-01-02 | 8 | 4 | yes | piece | 1
GCVC PD 050.2/23-38 | GCVC PD | 050.2/23-38 | 4245259 | finoox | GCVC 050.2C/2x3-2336-D-D/4/64/2.10/2700/AXS/1/015023 | 9879 | 3 | 2 | 2336 | Axial | 96.47 | 96612 | 361.32 | 21363 | 660 | VT01437 | 0.757 | 0.33 | B | 37.71 | 69.46 | 2025-09-30 | VerticalCompact-BCD_2x3 | 2784 | 800 | 1761 |  |  | 339.7 | 35 | 35 | 500 | AC motor | 50 | D | no | no | C | D | Aluminum | 2025-01-02 | 6 | 4 | yes | piece | 1
GCVC PD 050.2/14-36 | GCVC PD | 050.2/14-36 | 4249903 | finoox | GCVC 050.2C/1x4-2336-D-D/4/32/2.10/3600/AXS/1/015023 | 6553 | 4 | 1 | 2336 | Axial | 65074 | 65201 | 240.88 | 14242 | 660 | VT01437 | 0.505 | 0.33 | B | 36.07 | 67.7 | 2025-02-20 | VerticalCompact-BCD_1x4 | 3684 | 596 | 953 |  |  | 232.3 | 35 | 35 | 500 | AC motor | 50 | D | no | no | C | D | Aluminum | 2025-01-02 | 4 | 4 | yes | piece | 1
GCVC PD 050.2/14-41 | GCVC PD | 050.2/14-41 | 4249893 | finoox | GCVC 050.2C/1x4-2332-D-D/3/32/2.10/3600/EXS/1/015023 | 6372 | 4 | 1 | 2332 | Axial | 67.16 | 67097 | 180.66 | 20362 | 850 | VT01435 | 1038 | 0.74 | D | 40.82 | 72.44 | 2025-05-15 | VerticalCompact-BCD_1x4 | 3684 | 596 | 953 |  |  | 225.3 | 35 | 35 | 500 | AC motor | 50 | D | no | no | C | D | Epoxy coated aluminum | 2025-01-02 | 4 | 3 | yes | piece | 1
GCVC PD 063.2/11-25 | GCVC PD | 063.2/11-25 | 4251680 | finoox | GCVC 063.2D/1x1-2358-D-D/4/40/2.10/1200/EXS/1/015023 | 3880 | 1 | 1 | 2358 | Axial | 20749 | 20824 | 100.37 | 4303 | 430 | VT01442 | 0.114 | 0.32 | B | 25.23 | 56.6 | 2025-04-08 | VerticalCompact-BCD_1x1 | 1284 | 598 | 1153 |  |  | 93.2 | 18 | 18 | 630 | AC motor | 50 | D | no | no | D | D | Epoxy coated aluminum | 2025-01-02 | 10 | 4 | yes | piece | 1
GCVC PD 050.2/21-35 | GCVC PD | 050.2/21-35 | 4245802 | finoox | GCVC 050.2D/2x1-2388-I-D/3/80/2.10/1200/AXS/1/015023 | 4744 | 1 | 2 | 2388 | Axial | 38046 | 38091 | 150.55 | 9108 | 710 | VT01437 | 0.303 | 0.34 | B | 34.74 | 66.39 | 2025-02-13 | VerticalCompact-BCD_2x1 | 1284 | 800 | 2161 |  |  | 165.8 | 22 | 22 | 500 | AC motor | 60 | I | no | no | D | D | Aluminum | 2025-01-02 | 10 | 3 | yes | piece | 1
GCVC PD 063.2/12-59 | GCVC PD | 063.2/12-59 | 4251914 | finoox | GCVC 063.2D/1x2-2356-D-D/4/40/2.10/2400/EXS/1/015023 | 7457 | 2 | 1 | 2356 | Axial | 103301 | 103.7 | 200.73 | 32640 | 1330 | VT01441 | 4906 | 5 | E | 58.91 | 90.44 | 2025-05-17 | VerticalCompact-BCD_1x2 | 2484 | 606 | 1153 |  |  | 214 | 35 | 35 | 630 | AC motor | 50 | D | no | no | D | D | Epoxy coated aluminum | 2025-01-02 | 4 | 4 | yes | piece | 1
GCVC PD 050.2/13-39 | GCVC PD | 050.2/13-39 | 4249707 | finoox | GCVC 050.2C/1x3-2355-X-D/4/32/2.10/2700/AXS/1/015023 | 5186 | 3 | 1 | 2355 | Axial | 58092 | 58111 | 180.66 | 14107 | 810 | VT03093U | 0.875 | 2025-03-01 | D | 39.22 | 70.73 | 15 | VerticalCompact-BCD_1x3 | 2784 | 569 | 953 |  |  | 180.3 | 28 | 28 | 500 | AC motor | 60 | X | no | no | C | D | Aluminum | 2025-01-02 | 6 | 4 | yes | piece | 1
GCVC PD 063.2/12-30 | GCVC PD | 063.2/12-30 | 4251087 | finoox | GCVC 063.2C/1x2-2398-I-D/6/32/2.10/1800/EXS/1/015023 | 6016 | 2 | 1 | 2398 | Axial | 35482 | 35678 | 180.66 | 6480 | 460 | VT01442 | 0.294 | 0.32 | B | 29.52 | 60.91 | 2025-08-14 | VerticalCompact-BCD_1x2 | 1884 | 598 | 953 |  |  | 142.5 | 22 | 22 | 630 | AC motor | 60 | I | no | no | C | D | Epoxy coated aluminum | 2025-01-02 | 8 | 6 | yes | piece | 1
GCVC PD 063.2/24-36 | GCVC PD | 063.2/24-36 | 4247097 | finoox | GCVC 063.2C/2x4-2400-K-D/4/64/2.10/3600/AXS/1/015023 | 16769 | 4 | 2 | 2400 | Axial | 142651 | 142.74 | 481.75 | 32295 | 490 | VT01442 | 1316 | 0.34 | C | 35.91 | 67.77 | 41.4 | VerticalCompact-BCD_2x4 | 3684 | 800 | 1761 |  |  | 458.4 | 42 | 42 | 630 | AC motor | 60 | K | no | no | C | D | Aluminum | 2025-01-02 | 4 | 4 | yes | piece | 1
GCVC PD 080.2/22-19 | GCVC PD | 080.2/22-19 | 4248363 | finoox | GCVC 080.2D/2x2-2489-1-D/4/80/2.10/2400/AXS/1/015023 | 16354 | 2 | 2 | 2489 | Axial | 67562 | 67767 | 401.46 | 13071 | 220 | VT03062U.1 | 0.122 | 0.15 | A+ | 18.63 | 50.44 | 34.8 | VerticalCompact-BCD_2x2 | 2484 | 800 | 2161 |  |  | 345.8 | 35 | 35 | 800 | EC motor | 5060 | 1 | no | no | D | D | Aluminum | 2025-01-02 | 8 | 4 | yes | piece | 1
GCVC PD 063.2/22-62 | GCVC PD | 063.2/22-62 | 4247685 | finoox | GCVC 063.2D/2x2-2549-2-D/3/80/2.10/2400/EXS/1/015023 | 18337 | 2 | 2 | 2549 | Axial | 144792 | 144354 | 301.1 | 56285 | 1210 | VT03143U.1 | 6492 | 1986-02-01 | E | 61.9 | 93.71 | 2025-04-28 | VerticalCompact-BCD_2x2 | 2484 | 800 | 2161 |  |  | 385.6 | 42 | 42 | 630 | EC motor | 5060 | 2 | no | no | D | D | Epoxy coated aluminum | 2025-01-02 | 6 | 3 | yes | piece | 1
GCVC PD 063.2/13-67 | GCVC PD | 063.2/13-67 | 4251415 | finoox | GCVC 063.2C/1x3-2552-2-D/4/32/2.10/2700/AXS/1/015023 | 11750 | 3 | 1 | 2552 | Axial | 112248 | 112367 | 180.66 | 39965 | 1435 | VT03143U.1 | 8836 | 2025-03-04 | E | 66.86 | 98.38 | 2025-02-16 | VerticalCompact-BCD_1x3 | 2784 | 611 | 953 |  |  | 242 | 42 | 42 | 630 | EC motor | 5060 | 2 | no | no | C | D | Aluminum | 2025-01-02 | 4 | 4 | yes | piece | 1
GCVC PD 045.2/24-53 | GCVC PD | 045.2/24-53 | 4244754 | finoox | GCVC 045.2C/2x4-2531-1-D/4/64/2.10/3600/EXS/1/015023 | 16362 | 4 | 2 | 2531 | Axial | 162375 | 162537 | 481.75 | 40598 | 1275 | VT03007U.1 | 2624 | 2025-04-01 | D | 52.82 | 84.68 | 44 | VerticalCompact-BCD_2x4 | 3684 | 800 | 1761 |  |  | 415.3 | 54 | 54 | 450 | EC motor | 5060 | 1 | no | no | C | D | Epoxy coated aluminum | 2025-01-02 | 4 | 4 | yes | piece | 1
GCVC PD 063.2/14-36 | GCVC PD | 063.2/14-36 | 4251575 | finoox | GCVC 063.2C/1x4-2507-1-D/6/32/2.10/3600/EXS/1/015023 | 12794 | 4 | 1 | 2507 | Axial | 77658 | 77811 | 361.32 | 14831 | 580 | VT03145U.1 | 0.445 | 0.55 | B | 36.49 | 68.12 | 2025-05-29 | VerticalCompact-BCD_1x4 | 3684 | 615 | 953 |  |  | 261.9 | 35 | 35 | 630 | EC motor | 5060 | 1 | no | no | C | D | Epoxy coated aluminum | 2025-01-02 | 6 | 6 | yes | piece | 1
GCVC PD 063.2/12-62 | GCVC PD | 063.2/12-62 | 4251200 | finoox | GCVC 063.2C/1x2-2550-2-D/3/32/2.10/1800/AXS/1/015023 | 7954 | 2 | 1 | 2550 | Axial | 57879 | 57924 | 90.33 | 25236 | 1285 | VT03143U.1 | 4182 | 2026-03-01 | E | 62.21 | 93.61 | 8 | VerticalCompact-BCD_1x2 | 1884 | 611 | 953 |  |  | 154.7 | 28 | 28 | 630 | EC motor | 5060 | 2 | no | no | C | D | Aluminum | 2025-01-02 | 6 | 3 | yes | piece | 1
GCVC PD 080.2/12-24 | GCVC PD | 080.2/12-24 | 4252790 | finoox | GCVC 080.2D/1x2-2494-1-D/3/40/2.10/2400/AXS/1/015023 | 6968 | 2 | 1 | 2494 | Axial | 44531 | 44429 | 150.55 | 11311 | 340 | VT03062U.1 | 0.165 | 0.45 | A+ | 2025-03-24 | 55.82 | 2025-09-12 | VerticalCompact-BCD_1x2 | 2484 | 608 | 1153 |  |  | 164.9 | 28 | 28 | 800 | EC motor | 5060 | 1 | no | no | D | D | Aluminum | 2025-01-02 | 6 | 3 | yes | piece | 1
GCVC PD 063.2/13-22 | GCVC PD | 063.2/13-22 | 4252267 | finoox | GCVC 063.2D/1x3-2502-1-D/3/40/2.10/3600/EXS/1/015023 | 9683 | 3 | 1 | 2502 | Axial | 46 | 45.92 | 225.82 | 10757 | 385 | VT03145U.1 | 0.105 | 0.2 | A+ | 21.68 | 53.37 | 2025-06-18 | VerticalCompact-BCD_1x3 | 3684 | 615 | 1153 |  |  | 224.9 | 28 | 28 | 630 | EC motor | 5060 | 1 | no | no | D | D | Epoxy coated aluminum | 2025-01-02 | 6 | 3 | yes | piece | 1
GCVC PD 063.2/21-59 | GCVC PD | 063.2/21-59 | 4246580 | finoox | GCVC 063.2C/2x1-2548-2-D/3/64/2.10/900/EXS/1/015023 | 9265 | 1 | 2 | 2548 | Axial | 53184 | 53515 | 90.33 | 22074 | 1135 | VT03143U.1 | 2885 | 1937-02-01 | E | 59.47 | 90.98 | 9 | VerticalCompact-BCD_2x1 | 984 | 800 | 1761 |  |  | 165 | 28 | 28 | 630 | EC motor | 5060 | 2 | no | no | C | D | Epoxy coated aluminum | 2025-01-02 | 8 | 3 | yes | piece | 1
GCVC PD 063.2/13-39 | GCVC PD | 063.2/13-39 | 4252371 | finoox | GCVC 063.2D/1x3-2554-2-D/6/40/2.10/3600/EXS/1/015023 | 13477 | 3 | 1 | 2554 | Axial | 109215 | 109411 | 451.65 | 21906 | 750 | VT03144U.1 | 0.827 | 0.6 | B | 38.99 | 70.68 | 37.7 | VerticalCompact-BCD_1x3 | 3684 | 623 | 1153 |  |  | 304.7 | 42 | 42 | 630 | EC motor | 5060 | 2 | no | no | D | D | Epoxy coated aluminum | 2025-01-02 | 6 | 6 | yes | piece | 1
GCVC PD 050.2/21-43 | GCVC PD | 050.2/21-43 | 4244848 | finoox | GCVC 050.2C/2x1-2386-K-D/4/64/2.10/900/EXS/1/015023 | 4465 | 1 | 2 | 2386 | Axial | 43096 | 43363 | 120.44 | 11138 | 910 | VT01435 | 0.831 | 0.92 | D | 42.93 | 74.44 | 2025-04-11 | VerticalCompact-BCD_2x1 | 984 | 800 | 1761 |  |  | 137.5 | 28 | 28 | 500 | AC motor | 60 | K | no | no | C | D | Epoxy coated aluminum | 2025-01-02 | 8 | 4 | yes | piece | 1
GCVC PD 063.2/23-64 | GCVC PD | 063.2/23-64 | 4246844 | finoox | GCVC 063.2C/2x3-2356-D-D/3/64/2.10/2700/AXS/1/015023 | 15366 | 3 | 2 | 2356 | Axial | 181808 | 180777 | 270.99 | 82866 | 1330 | VT01441 | 15484 | 5 | E | 64.35 | 96.09 | 2025-07-27 | VerticalCompact-BCD_2x3 | 2784 | 800 | 1761 |  |  | 447.3 | 54 | 54 | 630 | AC motor | 50 | D | no | no | C | D | Aluminum | 2025-01-02 | 4 | 3 | yes | piece | 1
GCVC PD 063.2/14-55 | GCVC PD | 063.2/14-55 | 4251461 | finoox | GCVC 063.2C/1x4-2357-S-D/3/32/2.10/3600/EXS/1/015023 | 10151 | 4 | 1 | 2357 | Axial | 93773 | 93187 | 180.66 | 40508 | 1040 | VT01441 | 6232 | 3 | E | 54.92 | 86.54 | 2025-05-15 | VerticalCompact-BCD_1x4 | 3684 | 606 | 953 |  |  | 300.4 | 35 | 35 | 630 | AC motor | 50 | S | no | no | C | D | Epoxy coated aluminum | 2025-01-02 | 4 | 3 | yes | piece | 1
GCVC PD 063.2/23-34 | GCVC PD | 063.2/23-34 | 4247805 | finoox | GCVC 063.2D/2x3-2398-I-D/3/80/2.10/3600/EXS/1/015023 | 15720 | 3 | 2 | 2398 | Axial | 120052 | 119947 | 451.65 | 29915 | 460 | VT01442 | 0.794 | 0.32 | B | 34.45 | 66.41 | 40 | VerticalCompact-BCD_2x3 | 3684 | 800 | 2161 |  |  | 449.8 | 42 | 42 | 630 | AC motor | 60 | I | no | no | D | D | Epoxy coated aluminum | 2025-01-02 | 4 | 3 | yes | piece | 1
GCVC PD 045.2/14-36 | GCVC PD | 045.2/14-36 | 4249110 | finoox | GCVC 045.2C/1x4-2523-1-D/3/32/2.10/3600/AXS/1/015023 | 7618 | 4 | 1 | 2523 | Axial | 45543 | 45526 | 180.66 | 10830 | 675 | VT03007U.1 | 0.23 | 0.3 | A | 36.25 | 67.87 | 2025-09-14 | VerticalCompact-BCD_1x4 | 3684 | 535 | 953 |  |  | 199.1 | 28 | 28 | 450 | EC motor | 5060 | 1 | no | no | C | D | Aluminum | 2025-01-02 | 4 | 3 | yes | piece | 1
GCVC PD 080.2/13-33 | GCVC PD | 080.2/13-33 | 4253007 | finoox | GCVC 080.2D/1x3-2482-1-D/3/40/2.10/3600/EXS/1/015023 | 10972 | 3 | 1 | 2482 | Axial | 78021 | 77946 | 225.82 | 22434 | 440 | VT03061U.1 | 0.502 | 0.75 | B | 32.59 | 64.27 | 2025-03-19 | VerticalCompact-BCD_1x3 | 3684 | 608 | 1153 |  |  | 244.3 | 35 | 35 | 800 | EC motor | 5060 | 1 | no | no | D | D | Epoxy coated aluminum | 2025-01-02 | 4 | 3 | yes | piece | 1
GCVC PD 063.2/22-46 | GCVC PD | 063.2/22-46 | 4247733 | finoox | GCVC 063.2D/2x2-2557-2-D/3/80/2.10/2400/EXS/1/015023 | 14881 | 2 | 2 | 2557 | Axial | 119.99 | 119829 | 301.1 | 38595 | 900 | VT03144U.1 | 1716 | 0.85 | C | 45.81 | 77.62 | 2025-04-28 | VerticalCompact-BCD_2x2 | 2484 | 800 | 2161 |  |  | 313.6 | 42 | 42 | 630 | EC motor | 5060 | 2 | no | no | D | D | Epoxy coated aluminum | 2025-01-02 | 6 | 3 | yes | piece | 1
GCVC PD 063.2/12-25 | GCVC PD | 063.2/12-25 | 4252035 | finoox | GCVC 063.2D/1x2-2504-1-D/6/40/2.10/2400/EXS/1/015023 | 8912 | 2 | 1 | 2504 | Axial | 44.51 | 44799 | 301.1 | 7696 | 460 | VT03145U.1 | 0.114 | 0.3 | A+ | 24.56 | 56.08 | 2025-06-24 | VerticalCompact-BCD_1x2 | 2484 | 615 | 1153 |  |  | 197.1 | 28 | 28 | 630 | EC motor | 5060 | 1 | no | no | D | D | Epoxy coated aluminum | 2025-01-02 | 8 | 6 | yes | piece | 1
GCVC PD 050.2/21-43 | GCVC PD | 050.2/21-43 | 4245902 | finoox | GCVC 050.2D/2x1-2520-1-D/4/80/2.10/1200/EXS/1/015023 | 6651 | 1 | 2 | 2520 | Axial | 54903 | 54965 | 200.73 | 12444 | 1070 | VT03011U.1 | 0.543 | 2025-04-01 | C | 42.9 | 74.55 | 2025-01-18 | VerticalCompact-BCD_2x1 | 1284 | 800 | 2161 |  |  | 177 | 28 | 28 | 500 | EC motor | 5060 | 1 | no | no | D | D | Epoxy coated aluminum | 2025-01-02 | 10 | 4 | yes | piece | 1
GCVC PD 050.2/23-56 | GCVC PD | 050.2/23-56 | 4245452 | finoox | GCVC 050.2C/2x3-2560-2-D/4/64/2.10/2700/EXS/1/015023 | 17839 | 3 | 2 | 2560 | Axial | 158851 | 159242 | 361.32 | 45018 | 1415 | VT03013U.1 | 1985-03-01 | 2021-01-01 | D | 55.61 | 87.35 | 34.7 | VerticalCompact-BCD_2x3 | 2784 | 800 | 1761 |  |  | 360.2 | 54 | 54 | 500 | EC motor | 5060 | 2 | no | no | C | D | Epoxy coated aluminum | 2025-01-02 | 4 | 4 | yes | piece | 1
GCVC PD 050.2/13-40 | GCVC PD | 050.2/13-40 | 4249818 | finoox | GCVC 050.2C/1x3-2517-1-D/4/32/2.10/2700/EXS/1/015023 | 7253 | 3 | 1 | 2517 | Axial | 56085 | 56074 | 180.66 | 13789 | 880 | VT03011U.1 | 0.507 | 0.84 | C | 39.75 | 71.25 | 15 | VerticalCompact-BCD_1x3 | 2784 | 586 | 953 |  |  | 171 | 28 | 28 | 500 | EC motor | 5060 | 1 | no | no | C | D | Epoxy coated aluminum | 2025-01-02 | 6 | 4 | yes | piece | 1
GCVC PD 050.2/13-40 | GCVC PD | 050.2/13-40 | 4250772 | finoox | GCVC 050.2D/1x3-2517-1-D/4/40/2.10/3600/EXS/1/015023 | 8935 | 3 | 1 | 2517 | Axial | 71541 | 71654 | 301.1 | 15313 | 880 | VT03011U.1 | 0.471 | 0.84 | B | 40.38 | 72.05 | 2025-02-25 | VerticalCompact-BCD_1x3 | 3684 | 586 | 1153 |  |  | 244.6 | 35 | 35 | 500 | EC motor | 5060 | 1 | no | no | D | D | Epoxy coated aluminum | 2025-01-02 | 4 | 4 | yes | piece | 1
GCVC PD 050.2/22-48 | GCVC PD | 050.2/22-48 | 4246155 | finoox | GCVC 050.2D/2x2-2522-1-D/6/80/2.10/2400/EXS/1/015023 | 14024 | 2 | 2 | 2522 | Axial | 139481 | 140054 | 602.19 | 26936 | 1200 | VT03011U.1 | 1542 | 2025-09-01 | C | 47.85 | 79.66 | 52 | VerticalCompact-BCD_2x2 | 2484 | 800 | 2161 |  |  | 382.6 | 42 | 42 | 500 | EC motor | 5060 | 1 | no | no | D | D | Epoxy coated aluminum | 2025-01-02 | 8 | 6 | yes | piece | 1
GCVC PD 063.2/11-59 | GCVC PD | 063.2/11-59 | 4250994 | finoox | GCVC 063.2C/1x1-2550-2-D/3/32/2.10/900/AXS/1/015023 | 4759 | 1 | 1 | 2550 | Axial | 29818 | 30058 | 45.16 | 12618 | 1285 | VT03143U.1 | 2091 | 2026-03-01 | E | 59.33 | 90.6 | 2025-02-04 | VerticalCompact-BCD_1x1 | 984 | 611 | 953 |  |  | 83 | 22 | 22 | 630 | EC motor | 5060 | 2 | no | no | C | D | Aluminum | 2025-01-02 | 8 | 3 | yes | piece | 1
GCVC PD 050.2/23-35 | GCVC PD | 050.2/23-35 | 4245383 | finoox | GCVC 050.2C/2x3-2513-1-D/4/64/2.10/2700/AXS/1/015023 | 13458 | 3 | 2 | 2513 | Axial | 89559 | 90121 | 361.32 | 19399 | 630 | VT03011U.1 | 0.412 | 0.37 | A | 35.15 | 66.9 | 2025-09-30 | VerticalCompact-BCD_2x3 | 2784 | 800 | 1761 |  |  | 325.3 | 35 | 35 | 500 | EC motor | 5060 | 1 | no | no | C | D | Aluminum | 2025-01-02 | 6 | 4 | yes | piece | 1
GCVC PD 045.2/22-50 | GCVC PD | 045.2/22-50 | 4244504 | finoox | GCVC 045.2C/2x2-0426-W-D/3/64/2.10/1800/AXS/1/015023 | 5410 | 2 | 2 | 426 | Axial | 71953 | 71862 | 180.66 | 22047 | 1360 | VT0326U | 1635 | 2025-02-02 | D | 50.46 | 82.09 | 2025-09-16 | VerticalCompact-BCD_2x2 | 1884 | 800 | 1761 |  |  | 215.7 | 35 | 35 | 450 | AC motor | 50 | W | no | no | C | D | Aluminum | 2025-01-02 | 8 | 3 | yes | piece | 1
GCVC PD 040.2/12-45 | GCVC PD | 040.2/12-45 | 4243702 | finoox | GCVC 040.2A/1x2-1735-X-D/2/20/2.10/1200/EXS/2/015023 | 1476 | 2 | 1 | 1735 | Axial | 14083 | 14094 | 2025-09-25 | 7171 | 1450 | VT0605 | 0.541 | 2025-01-01 | E | 44.9 | 76.05 | 2025-01-02 | VerticalCompact-A_1x2 | 1260 | 288 | 507 |  |  | 2025-07-29 | 16 | 16 | 400 | AC motor | 60 | X | no | no | A | D | Epoxy coated aluminum | 2025-01-02 | 8 | 2 | yes | piece | 1
GCVC PD 050.2/22-41 | GCVC PD | 050.2/22-41 | 4245011 | finoox | GCVC 050.2C/2x2-2332-D-D/4/64/2.10/1800/AXS/1/015023 | 6834 | 2 | 2 | 2332 | Axial | 81018 | 81124 | 240.88 | 19603 | 850 | VT01435 | 1057 | 0.74 | C | 40.64 | 72.27 | 2025-07-21 | VerticalCompact-BCD_2x2 | 1884 | 800 | 1761 |  |  | 245.3 | 35 | 35 | 500 | AC motor | 50 | D | no | no | C | D | Aluminum | 2025-01-02 | 8 | 4 | yes | piece | 1
GCVC PD 035.2/11-25 | GCVC PD | 035.2/11-25 | 4243642 | finoox | GCVC 035.2A/1x1-2344-W-D/2/20/2.10/600/EXS/2/015023 | 973 | 1 | 1 | 2344 | Axial | 4568 | 4591 | 1955-12-01 | 1720 | 910 | VT03149U | 0.072 | 0.35 | D | 25.35 | 56.43 | 2025-02-01 | VerticalCompact-A_1x1 | 660 | 326 | 507 |  |  | 2025-03-14 | 16 | 16 | 350 | AC motor | 50 | W | no | no | A | D | Epoxy coated aluminum | 2025-01-02 | 10 | 2 | yes | piece | 1
GCVC PD 050.2/21-27 | GCVC PD | 050.2/21-27 | 4244843 | finoox | GCVC 050.2C/2x1-2385-J-D/6/64/2.10/900/EXS/1/015023 | 5133 | 1 | 2 | 2385 | Axial | 26514 | 26.77 | 180.66 | 4666 | 430 | VT01435 | 0.267 | 0.32 | C | 27.39 | 58.89 | 2025-03-15 | VerticalCompact-BCD_2x1 | 984 | 800 | 1761 |  |  | 153.1 | 18 | 18 | 500 | AC motor | 60 | J | no | no | C | D | Epoxy coated aluminum | 2025-01-02 | 12 | 6 | yes | piece | 1
GCVC PD 050.2/22-30 | GCVC PD | 050.2/22-30 | 4245079 | finoox | GCVC 050.2C/2x2-2385-J-D/6/64/2.10/1800/EXS/1/015023 | 8622 | 2 | 2 | 2385 | Axial | 53549 | 53.87 | 361.32 | 9331 | 430 | VT01435 | 0.533 | 0.32 | C | 30.27 | 61.9 | 2025-01-30 | VerticalCompact-BCD_2x2 | 1884 | 800 | 1761 |  |  | 279.7 | 28 | 28 | 500 | AC motor | 60 | J | no | no | C | D | Epoxy coated aluminum | 2025-01-02 | 12 | 6 | yes | piece | 1
GCVC PD 050.2/14-44 | GCVC PD | 050.2/14-44 | 4249952 | finoox | GCVC 050.2C/1x4-2384-I-D/4/32/2.10/3600/EXS/1/015023 | 7022 | 4 | 1 | 2384 | Axial | 80201 | 80285 | 240.88 | 19910 | 790 | VT01435 | 1477 | 0.88 | D | 44.05 | 75.68 | 2025-02-20 | VerticalCompact-BCD_1x4 | 3684 | 596 | 953 |  |  | 242.6 | 35 | 35 | 500 | AC motor | 60 | I | no | no | C | D | Epoxy coated aluminum | 2025-01-02 | 4 | 4 | yes | piece | 1
GCVC PD 050.2/14-24 | GCVC PD | 050.2/14-24 | 4249978 | finoox | GCVC 050.2C/1x4-2389-J-D/3/32/2.10/3600/AXS/1/015023 | 5972 | 4 | 1 | 2389 | Axial | 41375 | 41252 | 180.66 | 10036 | 450 | VT01437 | 0.328 | 0.17 | B | 2025-09-23 | 55.52 | 2025-09-14 | VerticalCompact-BCD_1x4 | 3684 | 596 | 953 |  |  | 214.4 | 28 | 28 | 500 | AC motor | 60 | J | no | no | C | D | Aluminum | 2025-01-02 | 6 | 3 | yes | piece | 1
GCVC PD 050.2/24-59 | GCVC PD | 050.2/24-59 | 4245602 | finoox | GCVC 050.2C/2x4-2420-2-D/6/64/2.10/3600/AXS/1/015023 | 24783 | 4 | 2 | 2420 | Axial | 289204 | 289278 | 722.63 | 66143 | 1600 | VT03013U.1 | 7785 | 1965-01-01 | E | 59.07 | 90.93 | 65.4 | VerticalCompact-BCD_2x4 | 3684 | 800 | 1761 |  |  | 541.3 | 64 | 64 | 500 | EC motor | 5060 | 2 | no | no | C | D | Aluminum | 2025-01-02 | 4 | 6 | yes | piece | 1
GCVC PD 063.2/12-30 | GCVC PD | 063.2/12-30 | 4251964 | finoox | GCVC 063.2D/1x2-2398-I-D/3/40/2.10/2400/AXS/1/015023 | 5524 | 2 | 1 | 2398 | Axial | 40729 | 40714 | 150.55 | 9972 | 460 | VT01442 | 0.265 | 0.32 | B | 2025-12-30 | 61.64 | 2025-09-12 | VerticalCompact-BCD_1x2 | 2484 | 598 | 1153 |  |  | 160.5 | 28 | 28 | 630 | AC motor | 60 | I | no | no | D | D | Aluminum | 2025-01-02 | 6 | 3 | yes | piece | 1
GCVC PD 063.2/11-27 | GCVC PD | 063.2/11-27 | 4250887 | finoox | GCVC 063.2C/1x1-2400-K-D/4/32/2.10/900/AXS/1/015023 | 3175 | 1 | 1 | 2400 | Axial | 17513 | 17.65 | 60.22 | 4037 | 490 | VT01442 | 0.164 | 0.34 | C | 27.47 | 58.74 | 2025-01-05 | VerticalCompact-BCD_1x1 | 984 | 598 | 953 |  |  | 67.9 | 16 | 16 | 630 | AC motor | 60 | K | no | no | C | D | Aluminum | 2025-01-02 | 8 | 4 | yes | piece | 1
GCVC PD 063.2/13-35 | GCVC PD | 063.2/13-35 | 4252314 | finoox | GCVC 063.2D/1x3-2510-1-D/6/40/2.10/3600/AXS/1/015023 | 11691 | 3 | 1 | 2510 | Axial | 95202 | 95534 | 451.65 | 17746 | 695 | VT03145U.1 | 0.492 | 0.9 | A | 34.74 | 66.43 | 36.9 | VerticalCompact-BCD_1x3 | 3684 | 615 | 1153 |  |  | 290.7 | 35 | 35 | 630 | EC motor | 5060 | 1 | no | no | D | D | Aluminum | 2025-01-02 | 6 | 6 | yes | piece | 1
GCVC PD 045.2/13-36 | GCVC PD | 045.2/13-36 | 4243958 | finoox | GCVC 045.2B/1x3-2523-1-D/3/24/2.10/2160/EXS/1/015023 | 5440 | 3 | 1 | 2523 | Axial | 24754 | 24682 | 81.3 | 6872 | 675 | VT03007U.1 | 0.176 | 0.3 | B | 36.09 | 67.47 | 2025-06-06 | VerticalCompact-BCD_1x3a | 2244 | 535 | 753 |  |  | 108.2 | 18 | 18 | 450 | EC motor | 5060 | 1 | no | no | B | D | Epoxy coated aluminum | 2025-01-02 | 8 | 3 | yes | piece | 1
GCVC PD 080.2/13-55 | GCVC PD | 080.2/13-55 | 4253126 | finoox | GCVC 080.2D/1x3-2540-2-D/6/40/2.10/3600/AXS/1/015023 | 15596 | 3 | 1 | 2540 | Axial | 175334 | 175492 | 451.65 | 39395 | 900 | VT03059U.2 | 4356 | 1952-02-01 | D | 54.85 | 86.54 | 39.4 | VerticalCompact-BCD_1x3 | 3684 | 650 | 1153 |  |  | 347.4 | 54 | 54 | 800 | EC motor | 5060 | 2 | no | no | D | D | Aluminum | 2025-01-02 | 4 | 6 | yes | piece | 1
GCVC PD 063.2/11-57 | GCVC PD | 063.2/11-57 | 4251848 | finoox | GCVC 063.2D/1x1-2549-2-D/4/40/2.10/1200/EXS/1/015023 | 5641 | 1 | 1 | 2549 | Axial | 45.59 | 45633 | 100.37 | 13595 | 1210 | VT03143U.1 | 1655 | 1986-02-01 | E | 56.59 | 87.95 | 2025-01-09 | VerticalCompact-BCD_1x1 | 1284 | 611 | 1153 |  |  | 113.4 | 28 | 28 | 630 | EC motor | 5060 | 2 | no | no | D | D | Epoxy coated aluminum | 2025-01-02 | 10 | 4 | yes | piece | 1
GCVC PD 063.2/13-34 | GCVC PD | 063.2/13-34 | 4251379 | finoox | GCVC 063.2C/1x3-2509-1-D/3/32/2.10/2700/EXS/1/015023 | 8244 | 3 | 1 | 2509 | Axial | 49743 | 49627 | 135.49 | 15635 | 655 | VT03145U.1 | 0.437 | 0.75 | B | 34.42 | 65.93 | 2025-05-11 | VerticalCompact-BCD_1x3 | 2784 | 615 | 953 |  |  | 160.7 | 28 | 28 | 630 | EC motor | 5060 | 1 | no | no | C | D | Epoxy coated aluminum | 2025-01-02 | 6 | 3 | yes | piece | 1
GCVC PD 080.2/22-40 | GCVC PD | 080.2/22-40 | 4248350 | finoox | GCVC 080.2D/2x2-2486-1-D/4/80/2.10/2400/EXS/1/015023 | 18647 | 2 | 2 | 2486 | Axial | 141874 | 141973 | 401.46 | 36692 | 565 | VT03061U.1 | 1404 | 1955-01-01 | C | 39.78 | 71.58 | 36.3 | VerticalCompact-BCD_2x2 | 2484 | 800 | 2161 |  |  | 350.9 | 42 | 42 | 800 | EC motor | 5060 | 1 | no | no | D | D | Epoxy coated aluminum | 2025-01-02 | 6 | 4 | yes | piece | 1
GCVC PD 050.2/22-39 | GCVC PD | 050.2/22-39 | 4245169 | finoox | GCVC 050.2C/2x2-2516-1-D/6/64/2.10/1800/EXS/1/015023 | 10946 | 2 | 2 | 2516 | Axial | 82968 | 83456 | 361.32 | 15725 | 820 | VT03011U.1 | 0.57 | 0.68 | B | 39.15 | 70.78 | 31.2 | VerticalCompact-BCD_2x2 | 1884 | 800 | 1761 |  |  | 260.8 | 35 | 35 | 500 | EC motor | 5060 | 1 | no | no | C | D | Epoxy coated aluminum | 2025-01-02 | 8 | 6 | yes | piece | 1
GCVC PD 080.2/12-22 | GCVC PD | 080.2/12-22 | 4252783 | finoox | GCVC 080.2D/1x2-2492-1-D/4/40/2.10/2400/AXS/1/015023 | 7442 | 2 | 1 | 2492 | Axial | 43078 | 43151 | 200.73 | 8939 | 295 | VT03062U.1 | 0.115 | 0.3 | A+ | 21.79 | 53.31 | 2025-08-16 | VerticalCompact-BCD_1x2 | 2484 | 608 | 1153 |  |  | 179.4 | 28 | 28 | 800 | EC motor | 5060 | 1 | no | no | D | D | Aluminum | 2025-01-02 | 8 | 4 | yes | piece | 1
GCVC PD 050.2/12-53 | GCVC PD | 050.2/12-53 | 4244262 | finoox | GCVC 050.2B/1x2-2561-2-D/3/24/2.10/1440/EXS/1/015023 | 4895 | 2 | 1 | 2561 | Axial | 31659 | 31627 | 54.2 | 13953 | 1505 | VT03013U.1 | 1613 | 1938-01-01 | E | 52.83 | 84.12 | 2025-07-04 | VerticalCompact-BCD_1x2 | 1524 | 607 | 753 |  |  | 88.4 | 22 | 22 | 500 | EC motor | 5060 | 2 | no | no | B | D | Epoxy coated aluminum | 2025-01-02 | 8 | 3 | yes | piece | 1
GCVC PD 080.2/23-32 | GCVC PD | 080.2/23-32 | 4248665 | finoox | GCVC 080.2D/2x3-2496-1-D/4/80/2.10/3600/AXS/1/015023 | 23811 | 3 | 2 | 2496 | Axial | 166111 | 166389 | 602.19 | 36633 | 390 | VT03062U.1 | 0.727 | 0.6 | A | 32.07 | 64.03 | 54.8 | VerticalCompact-BCD_2x3 | 3684 | 800 | 2161 |  |  | 513 | 54 | 54 | 800 | EC motor | 5060 | 1 | no | no | D | D | Aluminum | 2025-01-02 | 4 | 4 | yes | piece | 1
GCVC PD 050.2/12-31 | GCVC PD | 050.2/12-31 | 4250505 | finoox | GCVC 050.2D/1x2-2513-1-D/4/40/2.10/2400/AXS/1/015023 | 5465 | 2 | 1 | 2513 | Axial | 36662 | 36735 | 200.73 | 7240 | 630 | VT03011U.1 | 0.128 | 0.37 | A+ | 31.39 | 62.91 | 2025-03-16 | VerticalCompact-BCD_1x2 | 2484 | 586 | 1153 |  |  | 165.6 | 22 | 22 | 500 | EC motor | 5060 | 1 | no | no | D | D | Aluminum | 2025-01-02 | 8 | 4 | yes | piece | 1
GCVC PD 080.2/23-59 | GCVC PD | 080.2/23-59 | 4248546 | finoox | GCVC 080.2D/2x3-1656-2-D/4/80/2.10/3600/EXS/1/015023 | 33136 | 3 | 2 | 1656 | Axial | 303.46 | 301539 | 602.19 | 107215 | 1000 | VT03059U.2 | 12936 | 2025-02-03 | E | 58.99 | 90.95 | 58.2 | VerticalCompact-BCD_2x3 | 3684 | 800 | 2161 |  |  | 588.9 | 64 | 64 | 800 | EC motor | 5060 | 2 | no | no | D | D | Epoxy coated aluminum | 2025-01-02 | 4 | 4 | yes | piece | 1
GCVC PD 050.2/11-24 | GCVC PD | 050.2/11-24 | 4249201 | finoox | GCVC 050.2C/1x1-2337-S-D/4/32/2.10/900/AXS/1/015023 | 2203 | 1 | 1 | 2337 | Axial | 13208 | 13352 | 60.22 | 2802 | 510 | VT01437 | 0.08 | 0.16 | B | 2025-01-24 | 55.28 | 2025-01-05 | VerticalCompact-BCD_1x1 | 984 | 596 | 953 |  |  | 66 | 16 | 16 | 500 | AC motor | 50 | S | no | no | C | D | Aluminum | 2025-01-02 | 8 | 4 | yes | piece | 1
GCVC PD 050.2/23-29 | GCVC PD | 050.2/23-29 | 4246305 | finoox | GCVC 050.2D/2x3-2391-L-D/6/80/2.10/3600/EXS/1/015023 | 17537 | 3 | 2 | 2391 | Axial | 110827 | 111744 | 903.29 | 18665 | 520 | VT01437 | 0.611 | 0.18 | B | 29.27 | 61.24 | 75.1 | VerticalCompact-BCD_2x3 | 3684 | 800 | 2161 |  |  | 571.9 | 42 | 42 | 500 | AC motor | 60 | L | no | no | D | D | Epoxy coated aluminum | 2025-01-02 | 6 | 6 | yes | piece | 1
GCVC PD 050.2/11-23 | GCVC PD | 050.2/11-23 | 4250231 | finoox | GCVC 050.2D/1x1-2391-L-D/3/40/2.10/1200/EXS/1/015023 | 2648 | 1 | 1 | 2391 | Axial | 14928 | 14976 | 75.27 | 3376 | 520 | VT01437 | 0.1 | 0.18 | B | 2025-08-23 | 54.44 | 2025-03-06 | VerticalCompact-BCD_1x1 | 1284 | 596 | 1153 |  |  | 83.9 | 16 | 16 | 500 | AC motor | 60 | L | no | no | D | D | Epoxy coated aluminum | 2025-01-02 | 10 | 3 | yes | piece | 1
GCVC PD 050.2/21-41 | GCVC PD | 050.2/21-41 | 4245772 | finoox | GCVC 050.2D/2x1-2355-X-D/3/80/2.10/1200/AXS/1/015023 | 4734 | 1 | 2 | 2355 | Axial | 44794 | 44813 | 150.55 | 11412 | 810 | VT03093U | 0.564 | 2025-03-01 | C | 41 | 72.65 | 14 | VerticalCompact-BCD_2x1 | 1284 | 800 | 2161 |  |  | 168.6 | 28 | 28 | 500 | AC motor | 60 | X | no | no | D | D | Aluminum | 2025-01-02 | 10 | 3 | yes | piece | 1
GCVC PD 080.2/11-28 | GCVC PD | 080.2/11-28 | 4252456 | finoox | GCVC 080.2D/1x1-2482-1-D/3/40/2.10/1200/AXS/1/015023 | 4465 | 1 | 1 | 2482 | Axial | 26918 | 26935 | 75.27 | 7478 | 440 | VT03061U.1 | 0.167 | 0.75 | B | 28.14 | 59.5 | 2025-06-06 | VerticalCompact-BCD_1x1 | 1284 | 608 | 1153 |  |  | 89.4 | 22 | 22 | 800 | EC motor | 5060 | 1 | no | no | D | D | Aluminum | 2025-01-02 | 10 | 3 | yes | piece | 1
GCVC PD 063.2/13-39 | GCVC PD | 063.2/13-39 | 4251420 | finoox | GCVC 063.2C/1x3-2553-2-D/6/32/2.10/2700/AXS/1/015023 | 10348 | 3 | 1 | 2553 | Axial | 79825 | 80111 | 270.99 | 16069 | 700 | VT03144U.1 | 0.777 | 0.52 | C | 39.29 | 70.81 | 2025-06-22 | VerticalCompact-BCD_1x3 | 2784 | 623 | 953 |  |  | 212.8 | 35 | 35 | 630 | EC motor | 5060 | 2 | no | no | C | D | Aluminum | 2025-01-02 | 6 | 6 | yes | piece | 1
GCVC PD 063.2/21-64 | GCVC PD | 063.2/21-64 | 4246594 | finoox | GCVC 063.2C/2x1-2552-2-D/3/64/2.10/900/AXS/1/015023 | 9025 | 1 | 2 | 2552 | Axial | 63208 | 63745 | 90.33 | 28419 | 1435 | VT03143U.1 | 5819 | 2025-03-04 | E | 64.43 | 95.94 | 10 | VerticalCompact-BCD_2x1 | 984 | 800 | 1761 |  |  | 166 | 35 | 35 | 630 | EC motor | 5060 | 2 | no | no | C | D | Aluminum | 2025-01-02 | 8 | 3 | yes | piece | 1
GCVC PD 080.2/13-32 | GCVC PD | 080.2/13-32 | 4253084 | finoox | GCVC 080.2D/1x3-2499-1-D/3/40/2.10/3600/AXS/1/015023 | 9787 | 3 | 1 | 2499 | Axial | 82195 | 82177 | 225.82 | 23513 | 465 | VT03062U.1 | 0.565 | 0.95 | B | 32.4 | 64.08 | 2025-03-19 | VerticalCompact-BCD_1x3 | 3684 | 608 | 1153 |  |  | 242.5 | 35 | 35 | 800 | EC motor | 5060 | 1 | no | no | D | D | Aluminum | 2025-01-02 | 4 | 3 | yes | piece | 1
GCVC PD 045.2/12-47 | GCVC PD | 045.2/12-47 | 4248980 | finoox | GCVC 045.2C/1x2-2531-1-D/6/32/2.10/1800/AXS/1/015023 | 5274 | 2 | 1 | 2531 | Axial | 48996 | 49342 | 180.66 | 9553 | 1275 | VT03007U.1 | 0.666 | 2025-04-01 | D | 47.4 | 78.79 | 2025-01-15 | VerticalCompact-BCD_1x2 | 1884 | 535 | 953 |  |  | 131.1 | 28 | 28 | 450 | EC motor | 5060 | 1 | no | no | C | D | Aluminum | 2025-01-02 | 8 | 6 | yes | piece | 1
GCVC PD 050.2/22-58 | GCVC PD | 050.2/22-58 | 4245233 | finoox | GCVC 050.2C/2x2-2563-2-D/3/64/2.10/1800/EXS/1/015023 | 11027 | 2 | 2 | 2563 | Axial | 96.1 | 96212 | 180.66 | 36983 | 1680 | VT03013U.1 | 4175 | 1975-01-01 | E | 57.94 | 89.57 | 17 | VerticalCompact-BCD_2x2 | 1884 | 800 | 1761 |  |  | 226.4 | 35 | 35 | 500 | EC motor | 5060 | 2 | no | no | C | D | Epoxy coated aluminum | 2025-01-02 | 6 | 3 | yes | piece | 1
GCVC PD 050.2/21-45 | GCVC PD | 050.2/21-45 | 4245910 | finoox | GCVC 050.2D/2x1-2522-1-D/3/80/2.10/1200/AXS/1/015023 | 5888 | 1 | 2 | 2522 | Axial | 51829 | 51937 | 150.55 | 14150 | 1200 | VT03011U.1 | 0.738 | 2025-09-01 | D | 45.49 | 77.14 | 14 | VerticalCompact-BCD_2x1 | 1284 | 800 | 2161 |  |  | 162.4 | 28 | 28 | 500 | EC motor | 5060 | 1 | no | no | D | D | Aluminum | 2025-01-02 | 10 | 3 | yes | piece | 1
GCVC PD 045.2/21-49 | GCVC PD | 045.2/21-49 | 4244491 | finoox | GCVC 045.2C/2x1-2532-1-D/6/64/2.10/900/EXS/1/015023 | 5910 | 1 | 2 | 2532 | Axial | 49.86 | 50245 | 180.66 | 10143 | 1350 | VT03007U.1 | 0.787 | 1965-01-01 | D | 48.51 | 80.02 | 2025-03-16 | VerticalCompact-BCD_2x1 | 984 | 800 | 1761 |  |  | 141.9 | 28 | 28 | 450 | EC motor | 5060 | 1 | no | no | C | D | Epoxy coated aluminum | 2025-01-02 | 12 | 6 | yes | piece | 1
GCVC PD 063.2/22-63 | GCVC PD | 063.2/22-63 | 4246787 | finoox | GCVC 063.2C/2x2-2548-2-D/4/64/2.10/1800/EXS/1/015023 | 17147 | 2 | 2 | 2548 | Axial | 125562 | 125869 | 240.88 | 41262 | 1135 | VT03143U.1 | 5829 | 1937-02-01 | E | 63.06 | 94.69 | 2025-09-22 | VerticalCompact-BCD_2x2 | 1884 | 800 | 1761 |  |  | 319.6 | 42 | 42 | 630 | EC motor | 5060 | 2 | no | no | C | D | Epoxy coated aluminum | 2025-01-02 | 6 | 4 | yes | piece | 1
GCVC PD 080.3/11-44 | GCVC PD | 080.3/11-44 | 6072558 | finoox | GCVC 080.3D/1x1-3490-K-D/3/40/2.10/1200/EXS/1/015023 | 4217 | 1 | 1 | 3490 | Axial | 39381 | 39474 | 75.27 | 14694 | 770 | VT01371 | 1318 | 2025-04-02 | E | 44.29 | 75.66 | 2025-06-06 | VerticalCompact-BCD_1x1 | 1284 | 605 | 1153 |  |  | 110.6 | 22 | 22 | 800 | AC motor | 60 | K | no | no | D | D | Epoxy coated aluminum | 2025-01-02 | 8 | 3 | yes | piece | 1
GCVC PD 080.3/12-60 | GCVC PD | 080.3/12-60 | 6201430 | finoox | GCVC 080.3D/1x2-3557-2-D/6/40/2.10/2400/AXS/1/015023 | 11449 | 2 | 1 | 3557 | Axial | 137083 | 137354 | 301.1 | 34360 | 1100 | VT01445U.3 | 2025-07-05 | 2025-02-04 | E | 59.72 | 91.25 | 2025-01-26 | VerticalCompact-BCD_1x2 | 2484 | 620 | 1153 |  |  | 252.6 | 42 | 42 | 800 | EC motor | 5060 | 2 | no | no | D | D | Aluminum | 2025-01-02 | 6 | 6 | yes | piece | 1
GCVC PD 080.3/21-50 | GCVC PD | 080.3/21-50 | 6219969 | finoox | GCVC 080.3D/2x1-3560-2-D/4/80/2.10/1200/EXS/1/015023 | 11084 | 1 | 2 | 3560 | Axial | 110963 | 111395 | 200.73 | 37685 | 990 | VT01445U.3 | 4034 | 2025-01-03 | E | 50.12 | 81.77 | 2025-09-20 | VerticalCompact-BCD_2x1 | 1284 | 800 | 2161 |  |  | 236.2 | 42 | 42 | 800 | EC motor | 5060 | 2 | no | no | D | D | Epoxy coated aluminum | 2025-01-02 | 8 | 4 | yes | piece | 1
GCVC PD 045.2/11-47 | GCVC PD | 045.2/11-47 | 4243820 | finoox | GCVC 045.2B/1x1-0423-X-D/3/24/2.10/720/AXS/1/015023 | 1754 | 1 | 1 | 423 | Axial | 14763 | 14902 | 2025-01-27 | 5437 | 1460 | VT0326U | 0.643 | 3 | E | 47.36 | 78.54 | 2025-04-02 | VerticalCompact-BCD_1x1 | 804 | 521 | 753 |  |  | 46.1 | 16 | 16 | 450 | AC motor | 60 | X | no | no | B | D | Aluminum | 2025-01-02 | 8 | 3 | yes | piece | 1
GCVC PD 050.2/13-31 | GCVC PD | 050.2/13-31 | 4250674 | finoox | GCVC 050.2D/1x3-2385-J-D/6/40/2.10/3600/AXS/1/015023 | 8158 | 3 | 1 | 2385 | Axial | 52254 | 52563 | 451.65 | 8733 | 430 | VT01435 | 0.398 | 0.32 | B | 30.59 | 62.27 | 36.2 | VerticalCompact-BCD_1x3 | 3684 | 596 | 1153 |  |  | 302.3 | 28 | 28 | 500 | AC motor | 60 | J | no | no | D | D | Aluminum | 2025-01-02 | 8 | 6 | yes | piece | 1
GCVC PD 050.2/13-39 | GCVC PD | 050.2/13-39 | 4249700 | finoox | GCVC 050.2C/1x3-2354-W-D/3/32/2.10/2700/AXS/1/015023 | 4783 | 3 | 1 | 2354 | Axial | 48778 | 48693 | 135.49 | 14410 | 865 | VT03093U | 0.624 | 0.97 | C | 39.19 | 70.7 | 2025-05-11 | VerticalCompact-BCD_1x3 | 2784 | 569 | 953 |  |  | 167.3 | 28 | 28 | 500 | AC motor | 50 | W | no | no | C | D | Aluminum | 2025-01-02 | 6 | 3 | yes | piece | 1
GCVC PD 050.2/21-33 | GCVC PD | 050.2/21-33 | 4244857 | finoox | GCVC 050.2C/2x1-2388-I-D/4/64/2.10/900/AXS/1/015023 | 4120 | 1 | 2 | 2388 | Axial | 34543 | 34761 | 120.44 | 7889 | 710 | VT01437 | 0.32 | 0.34 | C | 33.19 | 64.7 | 2025-07-10 | VerticalCompact-BCD_2x1 | 984 | 800 | 1761 |  |  | 131.2 | 22 | 22 | 500 | AC motor | 60 | I | no | no | C | D | Aluminum | 2025-01-02 | 12 | 4 | yes | piece | 1
GCVC PD 050.2/13-34 | GCVC PD | 050.2/13-34 | 4250685 | finoox | GCVC 050.2D/1x3-2387-L-D/4/40/2.10/3600/AXS/1/015023 | 6669 | 3 | 1 | 2387 | Axial | 53778 | 53842 | 301.1 | 10699 | 500 | VT01435 | 0.527 | 0.37 | C | 34.44 | 66.12 | 2025-05-24 | VerticalCompact-BCD_1x3 | 3684 | 596 | 1153 |  |  | 258.9 | 28 | 28 | 500 | AC motor | 60 | L | no | no | D | D | Aluminum | 2025-01-02 | 6 | 4 | yes | piece | 1
GCVC PD 050.2/22-42 | GCVC PD | 050.2/22-42 | 4246017 | finoox | GCVC 050.2D/2x2-2355-X-D/6/80/2.10/2400/EXS/1/015023 | 11705 | 2 | 2 | 2355 | Axial | 114983 | 115519 | 602.19 | 20961 | 810 | VT03093U | 1148 | 2025-03-01 | C | 42.12 | 73.93 | 52 | VerticalCompact-BCD_2x2 | 2484 | 800 | 2161 |  |  | 395 | 42 | 42 | 500 | AC motor | 60 | X | no | no | D | D | Epoxy coated aluminum | 2025-01-02 | 8 | 6 | yes | piece | 1
GCVC PD 063.2/11-15 | GCVC PD | 063.2/11-15 | 4250882 | finoox | GCVC 063.2C/1x1-2399-J-D/3/32/2.10/900/AXS/1/015023 | 3079 | 1 | 1 | 2399 | Axial | 11142 | 11175 | 45.16 | 2682 | 290 | VT01442 | 0.072 | 0.14 | B | 14.94 | 46.21 | 2025-09-03 | VerticalCompact-BCD_1x1 | 984 | 598 | 953 |  |  | 63.5 | 16 | 16 | 630 | AC motor | 60 | J | no | no | C | D | Aluminum | 2025-01-02 | 12 | 3 | yes | piece | 1
GCVC PD 063.2/12-20 | GCVC PD | 063.2/12-20 | 4251973 | finoox | GCVC 063.2D/1x2-2399-J-D/3/40/2.10/2400/EXS/1/015023 | 5804 | 2 | 1 | 2399 | Axial | 30145 | 30111 | 150.55 | 6883 | 290 | VT01442 | 0.14 | 0.14 | A | 20.14 | 51.66 | 2025-04-12 | VerticalCompact-BCD_1x2 | 2484 | 598 | 1153 |  |  | 159.7 | 22 | 22 | 630 | AC motor | 60 | J | no | no | D | D | Epoxy coated aluminum | 2025-01-02 | 8 | 3 | yes | piece | 1
GCVC PD 050.2/11-48 | GCVC PD | 050.2/11-48 | 4250327 | finoox | GCVC 050.2D/1x1-2559-2-D/3/40/2.10/1200/EXS/1/015023 | 3625 | 1 | 1 | 2559 | Axial | 26964 | 26969 | 75.27 | 7807 | 1330 | VT03013U.1 | 0.491 | 2025-08-01 | D | 47.98 | 79.35 | 2025-06-06 | VerticalCompact-BCD_1x1 | 1284 | 607 | 1153 |  |  | 86.9 | 22 | 22 | 500 | EC motor | 5060 | 2 | no | no | D | D | Epoxy coated aluminum | 2025-01-02 | 10 | 3 | yes | piece | 1
GCVC PD 080.2/13-35 | GCVC PD | 080.2/13-35 | 4253019 | finoox | GCVC 080.2D/1x3-2484-1-D/3/40/2.10/3600/EXS/1/015023 | 10972 | 3 | 1 | 2484 | Axial | 84735 | 84652 | 225.82 | 25877 | 505 | VT03061U.1 | 0.73 | 2015-01-01 | B | 35.39 | 67.07 | 2025-03-19 | VerticalCompact-BCD_1x3 | 3684 | 608 | 1153 |  |  | 244.3 | 35 | 35 | 800 | EC motor | 5060 | 1 | no | no | D | D | Epoxy coated aluminum | 2025-01-02 | 4 | 3 | yes | piece | 1
GCVC PD 063.2/11-31 | GCVC PD | 063.2/11-31 | 4251829 | finoox | GCVC 063.2D/1x1-2511-1-D/3/40/2.10/1200/EXS/1/015023 | 4254 | 1 | 1 | 2511 | Axial | 25062 | 25095 | 75.27 | 6975 | 730 | VT03145U.1 | 0.175 | 1 | B | 31.25 | 62.62 | 2025-04-06 | VerticalCompact-BCD_1x1 | 1284 | 615 | 1153 |  |  | 82.6 | 18 | 18 | 630 | EC motor | 5060 | 1 | no | no | D | D | Epoxy coated aluminum | 2025-01-02 | 10 | 3 | yes | piece | 1
GCVC PD 080.2/22-53 | GCVC PD | 080.2/22-53 | 4248440 | finoox | GCVC 080.2D/2x2-2539-2-D/4/80/2.10/2400/EXS/1/015023 | 22782 | 2 | 2 | 2539 | Axial | 180757 | 179928 | 401.46 | 56648 | 850 | VT03059U.2 | 4792 | 2019-02-01 | D | 52.91 | 84.72 | 39.4 | VerticalCompact-BCD_2x2 | 2484 | 800 | 2161 |  |  | 401.4 | 54 | 54 | 800 | EC motor | 5060 | 2 | no | no | D | D | Epoxy coated aluminum | 2025-01-02 | 6 | 4 | yes | piece | 1
GCVC PD 063.2/11-28 | GCVC PD | 063.2/11-28 | 4251810 | finoox | GCVC 063.2D/1x1-2508-1-D/6/40/2.10/1200/AXS/1/015023 | 4957 | 1 | 1 | 2508 | Axial | 28917 | 29174 | 150.55 | 5222 | 615 | VT03145U.1 | 0.119 | 0.65 | A | 27.79 | 59.15 | 2025-07-12 | VerticalCompact-BCD_1x1 | 1284 | 615 | 1153 |  |  | 105 | 22 | 22 | 630 | EC motor | 5060 | 1 | no | no | D | D | Aluminum | 2025-01-02 | 10 | 6 | yes | piece | 1
GCVC PD 050.2/11-29 | GCVC PD | 050.2/11-29 | 4250265 | finoox | GCVC 050.2D/1x1-2513-1-D/4/40/2.10/1200/AXS/1/015023 | 3138 | 1 | 1 | 2513 | Axial | 18297 | 18372 | 100.37 | 3620 | 630 | VT03011U.1 | 0.064 | 0.37 | A+ | 28.54 | 59.9 | 2025-03-08 | VerticalCompact-BCD_1x1 | 1284 | 586 | 1153 |  |  | 88.8 | 16 | 16 | 500 | EC motor | 5060 | 1 | no | no | D | D | Aluminum | 2025-01-02 | 10 | 4 | yes | piece | 1
GCVC PD 080.2/12-45 | GCVC PD | 080.2/12-45 | 4252829 | finoox | GCVC 080.2D/1x2-2536-2-D/3/40/2.10/2400/EXS/1/015023 | 9391 | 2 | 1 | 2536 | Axial | 67834 | 67674 | 150.55 | 24617 | 700 | VT03059U.2 | 1331 | 2025-04-01 | D | 45.42 | 76.95 | 2025-05-13 | VerticalCompact-BCD_1x2 | 2484 | 650 | 1153 |  |  | 189 | 35 | 35 | 800 | EC motor | 5060 | 2 | no | no | D | D | Epoxy coated aluminum | 2025-01-02 | 6 | 3 | yes | piece | 1
GCVC PD 080.3/12-51 | GCVC PD | 080.3/12-51 | 6219269 | finoox | GCVC 080.3D/1x2-3559-2-D/3/40/2.10/2400/AXS/1/015023 | 9685 | 2 | 1 | 3559 | Axial | 98925 | 98.74 | 150.55 | 42051 | 1045 | VT01445U.3 | 1959-04-01 | 1965-03-01 | E | 50.93 | 82.45 | 2025-06-13 | VerticalCompact-BCD_1x2 | 2484 | 620 | 1153 |  |  | 207.8 | 35 | 35 | 800 | EC motor | 5060 | 2 | no | no | D | D | Aluminum | 2025-01-02 | 4 | 3 | yes | piece | 1
GCVC PD 045.2/12-51 | GCVC PD | 045.2/12-51 | 4248906 | finoox | GCVC 045.2C/1x2-0423-X-D/3/32/2.10/1800/AXS/1/015023 | 3177 | 2 | 1 | 423 | Axial | 40426 | 40489 | 90.33 | 12605 | 1460 | VT0326U | 1186 | 3 | E | 51.47 | 82.85 | 8 | VerticalCompact-BCD_1x2 | 1884 | 521 | 953 |  |  | 112.5 | 28 | 28 | 450 | AC motor | 60 | X | no | no | C | D | Aluminum | 2025-01-02 | 6 | 3 | yes | piece | 1
GCVC PD 050.2/11-31 | GCVC PD | 050.2/11-31 | 4250138 | finoox | GCVC 050.2D/1x1-2336-D-D/3/40/2.10/1200/AXS/1/015023 | 2512 | 1 | 1 | 2336 | Axial | 2025-06-17 | 17619 | 75.27 | 4103 | 660 | VT01437 | 0.12 | 0.33 | B | 30.79 | 62.16 | 2025-03-06 | VerticalCompact-BCD_1x1 | 1284 | 596 | 1153 |  |  | 83.9 | 16 | 16 | 500 | AC motor | 50 | D | no | no | D | D | Aluminum | 2025-01-02 | 10 | 3 | yes | piece | 1
GCVC PD 050.2/12-32 | GCVC PD | 050.2/12-32 | 4250376 | finoox | GCVC 050.2D/1x2-2333-S-D/4/40/2.10/2400/EXS/1/015023 | 4767 | 2 | 1 | 2333 | Axial | 37524 | 37579 | 200.73 | 7575 | 530 | VT01435 | 0.296 | 0.35 | B | 31.63 | 63.15 | 2025-03-16 | VerticalCompact-BCD_1x2 | 2484 | 596 | 1153 |  |  | 175.6 | 22 | 22 | 500 | AC motor | 50 | S | no | no | D | D | Epoxy coated aluminum | 2025-01-02 | 8 | 4 | yes | piece | 1
GCVC PD 063.2/23-63 | GCVC PD | 063.2/23-63 | 4247749 | finoox | GCVC 063.2D/2x3-2356-D-D/4/80/2.10/3600/AXS/1/015023 | 20133 | 3 | 2 | 2356 | Axial | 301784 | 299889 | 602.19 | 97921 | 1330 | VT01441 | 14718 | 5 | E | 63.25 | 95.21 | 58.2 | VerticalCompact-BCD_2x3 | 3684 | 800 | 2161 |  |  | 620.6 | 64 | 64 | 630 | AC motor | 50 | D | no | no | D | D | Aluminum | 2025-01-02 | 4 | 4 | yes | piece | 1
GCVC PD 050.2/21-32 | GCVC PD | 050.2/21-32 | 4244853 | finoox | GCVC 050.2C/2x1-2387-L-D/3/64/2.10/900/EXS/1/015023 | 4143 | 1 | 2 | 2387 | Axial | 24.97 | 25034 | 90.33 | 6445 | 500 | VT01435 | 0.353 | 0.37 | D | 32.26 | 63.77 | 8 | VerticalCompact-BCD_2x1 | 984 | 800 | 1761 |  |  | 126.6 | 18 | 18 | 500 | AC motor | 60 | L | no | no | C | D | Epoxy coated aluminum | 2025-01-02 | 12 | 3 | yes | piece | 1
GCVC PD 050.2/13-55 | GCVC PD | 050.2/13-55 | 4250731 | finoox | GCVC 050.2D/1x3-2420-2-D/6/40/2.10/3600/EXS/1/015023 | 12447 | 3 | 1 | 2420 | Axial | 137103 | 137632 | 451.65 | 28334 | 1600 | VT03013U.1 | 2698 | 1965-01-01 | D | 55.41 | 87.09 | 39.2 | VerticalCompact-BCD_1x3 | 3684 | 607 | 1153 |  |  | 306.2 | 42 | 42 | 500 | EC motor | 5060 | 2 | no | no | D | D | Epoxy coated aluminum | 2025-01-02 | 4 | 6 | yes | piece | 1
GCVC PD 050.2/21-48 | GCVC PD | 050.2/21-48 | 4244802 | finoox | GCVC 050.2C/2x1-2347-D-D/4/64/2.10/900/EXS/1/015023 | 4509 | 1 | 2 | 2347 | Axial | 52525 | 52.87 | 120.44 | 15064 | 1390 | VT03150U | 1379 | 1941-01-01 | E | 48.06 | 79.57 | 2025-04-11 | VerticalCompact-BCD_2x1 | 984 | 800 | 1761 |  |  | 136.8 | 28 | 28 | 500 | AC motor | 50 | D | no | no | C | D | Epoxy coated aluminum | 2025-01-02 | 8 | 4 | yes | piece | 1
GCVC PD 063.2/22-31 | GCVC PD | 063.2/22-31 | 4247561 | finoox | GCVC 063.2D/2x2-2398-I-D/6/80/2.10/2400/EXS/1/015023 | 15174 | 2 | 2 | 2398 | Axial | 99378 | 99957 | 602.19 | 17538 | 460 | VT01442 | 0.554 | 0.32 | B | 31.25 | 63.06 | 50.5 | VerticalCompact-BCD_2x2 | 2484 | 800 | 2161 |  |  | 397.4 | 35 | 35 | 630 | AC motor | 60 | I | no | no | D | D | Epoxy coated aluminum | 2025-01-02 | 8 | 6 | yes | piece | 1
GCVC PD 050.2/22-46 | GCVC PD | 050.2/22-46 | 4245137 | finoox | GCVC 050.2C/2x2-2421-1-D/3/64/2.10/1800/EXS/1/015023 | 8882 | 2 | 2 | 2421 | Axial | 76278 | 76103 | 180.66 | 25929 | 1150 | VT03011U.1 | 1411 | 1975-01-01 | D | 46.03 | 77.66 | 2025-09-16 | VerticalCompact-BCD_2x2 | 1884 | 800 | 1761 |  |  | 207.9 | 35 | 35 | 500 | EC motor | 5060 | 1 | no | no | C | D | Epoxy coated aluminum | 2025-01-02 | 8 | 3 | yes | piece | 1
GCVC PD 080.2/11-50 | GCVC PD | 080.2/11-50 | 4252578 | finoox | GCVC 080.2D/1x1-2540-2-D/6/40/2.10/1200/AXS/1/015023 | 6193 | 1 | 1 | 2540 | Axial | 58833 | 59168 | 150.55 | 13132 | 900 | VT03059U.2 | 1452 | 1952-02-01 | D | 50.39 | 81.76 | 2025-01-13 | VerticalCompact-BCD_1x1 | 1284 | 650 | 1153 |  |  | 123 | 28 | 28 | 800 | EC motor | 5060 | 2 | no | no | D | D | Aluminum | 2025-01-02 | 10 | 6 | yes | piece | 1
GCVC PD 063.2/13-61 | GCVC PD | 063.2/13-61 | 4252337 | finoox | GCVC 063.2D/1x3-2549-2-D/4/40/2.10/3600/AXS/1/015023 | 13330 | 3 | 1 | 2549 | Axial | 137394 | 137.39 | 301.1 | 40784 | 1210 | VT03143U.1 | 4965 | 1986-02-01 | E | 61.04 | 92.72 | 26 | VerticalCompact-BCD_1x3 | 3684 | 611 | 1153 |  |  | 315.3 | 42 | 42 | 630 | EC motor | 5060 | 2 | no | no | D | D | Aluminum | 2025-01-02 | 4 | 4 | yes | piece | 1
GCVC PD 045.2/11-44 | GCVC PD | 045.2/11-44 | 4248888 | finoox | GCVC 045.2C/1x1-2531-1-D/3/32/2.10/900/AXS/1/015023 | 2656 | 1 | 1 | 2531 | Axial | 17728 | 17823 | 45.16 | 5205 | 1275 | VT03007U.1 | 0.324 | 2025-04-01 | D | 44.45 | 75.71 | 2025-09-03 | VerticalCompact-BCD_1x1 | 984 | 535 | 953 |  |  | 57.5 | 16 | 16 | 450 | EC motor | 5060 | 1 | no | no | C | D | Aluminum | 2025-01-02 | 8 | 3 | yes | piece | 1
GCVC PD 080.2/23-22 | GCVC PD | 080.2/23-22 | 4248641 | finoox | GCVC 080.2D/2x3-2490-1-D/4/80/2.10/3600/AXS/1/015023 | 23472 | 3 | 2 | 2490 | Axial | 110209 | 110336 | 602.19 | 21993 | 245 | VT03062U.1 | 0.227 | 0.2 | A+ | 22.39 | 54.35 | 51.6 | VerticalCompact-BCD_2x3 | 3684 | 800 | 2161 |  |  | 506.8 | 42 | 42 | 800 | EC motor | 5060 | 1 | no | no | D | D | Aluminum | 2025-01-02 | 6 | 4 | yes | piece | 1
GCVC PD 045.2/14-41 | GCVC PD | 045.2/14-41 | 4249124 | finoox | GCVC 045.2C/1x4-2525-1-D/6/32/2.10/3600/AXS/1/015023 | 9237 | 4 | 1 | 2525 | Axial | 67212 | 67524 | 361.32 | 12088 | 825 | VT03007U.1 | 0.393 | 0.47 | B | 40.85 | 72.47 | 2025-05-29 | VerticalCompact-BCD_1x4 | 3684 | 535 | 953 |  |  | 251.6 | 35 | 35 | 450 | EC motor | 5060 | 1 | no | no | C | D | Aluminum | 2025-01-02 | 6 | 6 | yes | piece | 1
GCVC PD 050.2/22-58 | GCVC PD | 050.2/22-58 | 4245234 | finoox | GCVC 050.2C/2x2-2563-2-D/4/64/2.10/1800/EXS/1/015023 | 11717 | 2 | 2 | 2563 | Axial | 111.58 | 111003 | 240.88 | 35880 | 1680 | VT03013U.1 | 4254 | 1975-01-01 | E | 57.73 | 89.36 | 2025-09-22 | VerticalCompact-BCD_2x2 | 1884 | 800 | 1761 |  |  | 245.9 | 42 | 42 | 500 | EC motor | 5060 | 2 | no | no | C | D | Epoxy coated aluminum | 2025-01-02 | 8 | 4 | yes | piece | 1
GCVC PD 050.2/21-42 | GCVC PD | 050.2/21-42 | 4245896 | finoox | GCVC 050.2D/2x1-2519-1-D/4/80/2.10/1200/EXS/1/015023 | 6651 | 1 | 2 | 2519 | Axial | 52.5 | 52631 | 200.73 | 11699 | 1010 | VT03011U.1 | 0.457 | 2015-01-01 | C | 41.57 | 73.22 | 2025-01-18 | VerticalCompact-BCD_2x1 | 1284 | 800 | 2161 |  |  | 177 | 28 | 28 | 500 | EC motor | 5060 | 1 | no | no | D | D | Epoxy coated aluminum | 2025-01-02 | 10 | 4 | yes | piece | 1
GCVC PD 050.2/24-50 | GCVC PD | 050.2/24-50 | 4245676 | finoox | GCVC 050.2C/2x4-2522-1-D/4/64/2.10/3600/EXS/1/015023 | 18559 | 4 | 2 | 2522 | Axial | 185161 | 185305 | 481.75 | 50545 | 1200 | VT03011U.1 | 3227 | 2025-09-01 | D | 50.35 | 82.21 | 44 | VerticalCompact-BCD_2x4 | 3684 | 800 | 1761 |  |  | 429.1 | 54 | 54 | 500 | EC motor | 5060 | 1 | no | no | C | D | Epoxy coated aluminum | 2025-01-02 | 4 | 4 | yes | piece | 1
GCVC PD 050.2/11-37 | GCVC PD | 050.2/11-37 | 4250295 | finoox | GCVC 050.2D/1x1-2518-1-D/4/40/2.10/1200/AXS/1/015023 | 3150 | 1 | 1 | 2518 | Axial | 25429 | 25515 | 100.37 | 5476 | 945 | VT03011U.1 | 0.19 | 1 | B | 37.43 | 68.79 | 2025-04-08 | VerticalCompact-BCD_1x1 | 1284 | 586 | 1153 |  |  | 88.9 | 18 | 18 | 500 | EC motor | 5060 | 1 | no | no | D | D | Aluminum | 2025-01-02 | 10 | 4 | yes | piece | 1
GCVC PD 050.2/14-54 | GCVC PD | 050.2/14-54 | 4250117 | finoox | GCVC 050.2C/1x4-2790-K-D/4/32/2.10/3600/AXS/1/015023 | 6742 | 4 | 1 | 2790 | Axial | 112526 | 112521 | 240.88 | 34192 | 1640 | VT03150U | 4071 | 1964-01-01 | E | 53.8 | 85.42 | 2025-08-20 | VerticalCompact-BCD_1x4 | 3684 | 569 | 953 |  |  | 242.3 | 42 | 42 | 500 | AC motor | 60 | K | no | no | C | D | Aluminum | 2025-01-02 | 4 | 4 | yes | piece | 1
GCVC PD 050.3/11-44 | GCVC PD | 050.3/11-44 | 6215888 | finoox | GCVC 050.3D/1x1-3616-W-D/3/40/2.10/1200/EXS/1/015023 | 2652 | 1 | 1 | 3616 | Axial | 2025-02-27 | 27027 | 75.27 | 7833 | 1240 | VT01524 | 0.64 | 2025-02-03 | D | 44.39 | 75.76 | 2025-06-06 | VerticalCompact-BCD_1x1 | 1284 | 596 | 1153 |  |  | 88.2 | 22 | 22 | 500 | AC motor | 50 | W | no | no | D | D | Epoxy coated aluminum | 2025-01-02 | 10 | 3 | yes | piece | 1
GCVC PD 080.2/21-32 | GCVC PD | 080.2/21-32 | 4248037 | finoox | GCVC 080.2D/2x1-2447-1-D/4/80/2.10/1200/EXS/1/015023 | 8186 | 1 | 2 | 2447 | Axial | 64223 | 64366 | 200.73 | 15539 | 490 | VT03062U.1 | 0.45 | 2025-01-01 | B | 32.26 | 63.91 | 2025-01-18 | VerticalCompact-BCD_2x1 | 1284 | 800 | 2161 |  |  | 190.1 | 28 | 28 | 800 | EC motor | 5060 | 1 | no | no | D | D | Epoxy coated aluminum | 2025-01-02 | 10 | 4 | yes | piece | 1
GCVC PD 050.2/12-41 | GCVC PD | 050.2/12-41 | 4244174 | finoox | GCVC 050.2B/1x2-2384-I-D/3/24/2.10/1440/AXS/1/015023 | 2784 | 2 | 1 | 2384 | Axial | 25417 | 25439 | 54.2 | 8297 | 790 | VT01435 | 0.763 | 0.88 | E | 41.14 | 72.43 | 2025-06-04 | VerticalCompact-BCD_1x2 | 1524 | 596 | 753 |  |  | 88.8 | 18 | 18 | 500 | AC motor | 60 | I | no | no | B | D | Aluminum | 2025-01-02 | 8 | 3 | yes | piece | 1
GCVC PD 050.2/22-49 | GCVC PD | 050.2/22-49 | 4246076 | finoox | GCVC 050.2D/2x2-2411-1-D/4/80/2.10/2400/EXS/1/015023 | 11762 | 2 | 2 | 2411 | Axial | 123206 | 123289 | 401.46 | 29373 | 1260 | VT03011U.1 | 1974-01-01 | 2025-02-02 | D | 49.31 | 81.12 | 36.3 | VerticalCompact-BCD_2x2 | 2484 | 800 | 2161 |  |  | 322.2 | 42 | 42 | 500 | EC motor | 5060 | 1 | no | no | D | D | Epoxy coated aluminum | 2025-01-02 | 6 | 4 | yes | piece | 1
GCVC PD 050.2/11-18 | GCVC PD | 050.2/11-18 | 4249273 | finoox | GCVC 050.2C/1x1-2389-J-D/3/32/2.10/900/EXS/1/015023 | 2216 | 1 | 1 | 2389 | Axial | 10415 | 10453 | 45.16 | 2509 | 450 | VT01437 | 0.082 | 0.17 | B | 18.23 | 49.5 | 2025-09-03 | VerticalCompact-BCD_1x1 | 984 | 596 | 953 |  |  | 61.6 | 16 | 16 | 500 | AC motor | 60 | J | no | no | C | D | Epoxy coated aluminum | 2025-01-02 | 12 | 3 | yes | piece | 1
GCVC PD 045.2/21-51 | GCVC PD | 045.2/21-51 | 4244422 | finoox | GCVC 045.2C/2x1-2409-1-D/6/64/2.10/900/AXS/1/015023 | 5553 | 1 | 2 | 2409 | Axial | 55197 | 55608 | 180.66 | 11289 | 1500 | VT03007U.1 | 1064 | 2025-02-02 | D | 50.93 | 82.44 | 2025-03-16 | VerticalCompact-BCD_2x1 | 984 | 800 | 1761 |  |  | 141.9 | 28 | 28 | 450 | EC motor | 5060 | 1 | no | no | C | D | Aluminum | 2025-01-02 | 12 | 6 | yes | piece | 1
GCVC PD 063.2/11-40 | GCVC PD | 063.2/11-40 | 4250899 | finoox | GCVC 063.2C/1x1-2413-2-D/4/32/2.10/900/AXS/1/015023 | 4079 | 1 | 1 | 2413 | Axial | 30113 | 30.35 | 60.22 | 8872 | 1000 | VT03144U.1 | 0.682 | 2025-01-01 | D | 40.49 | 71.76 | 2025-04-05 | VerticalCompact-BCD_1x1 | 984 | 623 | 953 |  |  | 69.3 | 22 | 22 | 630 | EC motor | 5060 | 2 | no | no | C | D | Aluminum | 2025-01-02 | 8 | 4 | yes | piece | 1
GCVC PD 050.2/14-51 | GCVC PD | 050.2/14-51 | 4249916 | finoox | GCVC 050.2C/1x4-2347-D-D/6/32/2.10/3600/AXS/1/015023 | 8065 | 4 | 1 | 2347 | Axial | 128669 | 129225 | 361.32 | 27719 | 1390 | VT03150U | 1986-02-01 | 1941-01-01 | D | 50.91 | 82.54 | 31.4 | VerticalCompact-BCD_1x4 | 3684 | 569 | 953 |  |  | 279.2 | 42 | 42 | 500 | AC motor | 50 | D | no | no | C | D | Aluminum | 2025-01-02 | 4 | 6 | yes | piece | 1
GCVC PD 050.2/22-51 | GCVC PD | 050.2/22-51 | 4245987 | finoox | GCVC 050.2D/2x2-2347-D-D/6/80/2.10/2400/EXS/1/015023 | 12043 | 2 | 2 | 2347 | Axial | 159123 | 159479 | 602.19 | 32374 | 1390 | VT03150U | 1965-02-01 | 1941-01-01 | D | 51.31 | 83.12 | 55.1 | VerticalCompact-BCD_2x2 | 2484 | 800 | 2161 |  |  | 407.2 | 54 | 54 | 500 | AC motor | 50 | D | no | no | D | D | Epoxy coated aluminum | 2025-01-02 | 8 | 6 | yes | piece | 1
GCVC PD 040.2/12-50 | GCVC PD | 040.2/12-50 | 4243800 | finoox | GCVC 040.2B/1x2-2408-1-D/3/24/2.10/1440/AXS/1/015023 | 3400 | 2 | 1 | 2408 | Axial | 26749 | 26777 | 54.2 | 9097 | 1630 | VT03142U.1 | 0.844 | 2025-06-02 | E | 49.53 | 80.81 | 2025-07-04 | VerticalCompact-BCD_1x2 | 1524 | 543 | 753 |  |  | 74.1 | 22 | 22 | 400 | EC motor | 5060 | 1 | no | no | B | D | Aluminum | 2025-01-02 | 8 | 3 | yes | piece | 1
GCVC PD 040.2/12-49 | GCVC PD | 040.2/12-49 | 4243801 | finoox | GCVC 040.2B/1x2-2408-1-D/4/24/2.10/1440/AXS/1/015023 | 3535 | 2 | 1 | 2408 | Axial | 31.96 | 32043 | 72.26 | 8748 | 1630 | VT03142U.1 | 0.85 | 2025-06-02 | E | 49.37 | 80.65 | 2025-01-06 | VerticalCompact-BCD_1x2 | 1524 | 543 | 753 |  |  | 79.9 | 22 | 22 | 400 | EC motor | 5060 | 1 | no | no | B | D | Aluminum | 2025-01-02 | 8 | 4 | yes | piece | 1
GCVC PD 045.2/21-42 | GCVC PD | 045.2/21-42 | 4244458 | finoox | GCVC 045.2C/2x1-2527-1-D/6/64/2.10/900/AXS/1/015023 | 5489 | 1 | 2 | 2527 | Axial | 38.66 | 39001 | 180.66 | 7207 | 975 | VT03007U.1 | 0.31 | 0.68 | B | 41.52 | 73.03 | 2025-06-15 | VerticalCompact-BCD_2x1 | 984 | 800 | 1761 |  |  | 140.8 | 22 | 22 | 450 | EC motor | 5060 | 1 | no | no | C | D | Aluminum | 2025-01-02 | 12 | 6 | yes | piece | 1
GCVC PD 063.2/22-36 | GCVC PD | 063.2/22-36 | 4246765 | finoox | GCVC 063.2C/2x2-2509-1-D/3/64/2.10/1800/EXS/1/015023 | 11567 | 2 | 2 | 2509 | Axial | 67909 | 67803 | 180.66 | 20847 | 655 | VT03145U.1 | 0.583 | 0.75 | B | 35.55 | 67.18 | 2025-09-16 | VerticalCompact-BCD_2x2 | 1884 | 800 | 1761 |  |  | 211.2 | 35 | 35 | 630 | EC motor | 5060 | 1 | no | no | C | D | Epoxy coated aluminum | 2025-01-02 | 8 | 3 | yes | piece | 1
GCVC PD 063.2/11-29 | GCVC PD | 063.2/11-29 | 4251817 | finoox | GCVC 063.2D/1x1-2509-1-D/3/40/2.10/1200/EXS/1/015023 | 4254 | 1 | 1 | 2509 | Axial | 23232 | 23239 | 75.27 | 6217 | 655 | VT03145U.1 | 0.129 | 0.75 | A | 28.82 | 60.19 | 2025-04-06 | VerticalCompact-BCD_1x1 | 1284 | 615 | 1153 |  |  | 82.6 | 18 | 18 | 630 | EC motor | 5060 | 1 | no | no | D | D | Epoxy coated aluminum | 2025-01-02 | 10 | 3 | yes | piece | 1
GCVC PD 045.2/23-51 | GCVC PD | 045.2/23-51 | 4244656 | finoox | GCVC 045.2C/2x3-2530-1-D/6/64/2.10/2700/AXS/1/015023 | 13484 | 3 | 2 | 2530 | Axial | 139889 | 140547 | 541.97 | 26893 | 1200 | VT03007U.1 | 1678 | 2025-01-01 | C | 50.51 | 82.26 | 46.3 | VerticalCompact-BCD_2x3 | 2784 | 800 | 1761 |  |  | 370.6 | 42 | 42 | 450 | EC motor | 5060 | 1 | no | no | C | D | Aluminum | 2025-01-02 | 6 | 6 | yes | piece | 1
GCVC PD 050.2/11-49 | GCVC PD | 050.2/11-49 | 4250335 | finoox | GCVC 050.2D/1x1-2560-2-D/6/40/2.10/1200/EXS/1/015023 | 4399 | 1 | 1 | 2560 | Axial | 40.16 | 40385 | 150.55 | 7972 | 1415 | VT03013U.1 | 0.617 | 2021-01-01 | D | 48.7 | 80.07 | 2025-07-12 | VerticalCompact-BCD_1x1 | 1284 | 607 | 1153 |  |  | 108.7 | 22 | 22 | 500 | EC motor | 5060 | 2 | no | no | D | D | Epoxy coated aluminum | 2025-01-02 | 10 | 6 | yes | piece | 1
GCVC PD 050.2/13-57 | GCVC PD | 050.2/13-57 | 4250829 | finoox | GCVC 050.2D/1x3-2563-2-D/4/40/2.10/3600/AXS/1/015023 | 10038 | 3 | 1 | 2563 | Axial | 113802 | 113967 | 301.1 | 29383 | 1680 | VT03013U.1 | 1999-02-01 | 1975-01-01 | E | 57.39 | 89.07 | 26 | VerticalCompact-BCD_1x3 | 3684 | 607 | 1153 |  |  | 259.9 | 42 | 42 | 500 | EC motor | 5060 | 2 | no | no | D | D | Aluminum | 2025-01-02 | 4 | 4 | yes | piece | 1
GCVC PD 050.2/22-43 | GCVC PD | 050.2/22-43 | 4245176 | finoox | GCVC 050.2C/2x2-2518-1-D/3/64/2.10/1800/AXS/1/015023 | 8516 | 2 | 2 | 2518 | Axial | 68933 | 68865 | 180.66 | 20450 | 945 | VT03011U.1 | 0.802 | 1 | C | 42.59 | 74.22 | 2025-09-16 | VerticalCompact-BCD_2x2 | 1884 | 800 | 1761 |  |  | 207.9 | 35 | 35 | 500 | EC motor | 5060 | 1 | no | no | C | D | Aluminum | 2025-01-02 | 8 | 3 | yes | piece | 1
GCVC PD 045.2/13-46 | GCVC PD | 045.2/13-46 | 4243979 | finoox | GCVC 045.2B/1x3-2528-1-D/4/24/2.10/2160/EXS/1/015023 | 5698 | 3 | 1 | 2528 | Axial | 39869 | 39931 | 108.39 | 10350 | 1050 | VT03007U.1 | 0.573 | 0.84 | D | 46 | 77.37 | 2025-09-08 | VerticalCompact-BCD_1x3a | 2244 | 535 | 753 |  |  | 117.7 | 22 | 22 | 450 | EC motor | 5060 | 1 | no | no | B | D | Epoxy coated aluminum | 2025-01-02 | 6 | 4 | yes | piece | 1
GCVC PD 045.2/13-46 | GCVC PD | 045.2/13-46 | 4249061 | finoox | GCVC 045.2C/1x3-2529-1-D/6/32/2.10/2700/EXS/1/015023 | 7791 | 3 | 1 | 2529 | Axial | 65324 | 65.66 | 270.99 | 12565 | 1125 | VT03007U.1 | 0.697 | 1 | C | 46.36 | 77.86 | 2025-06-22 | VerticalCompact-BCD_1x3 | 2784 | 535 | 953 |  |  | 192.4 | 35 | 35 | 450 | EC motor | 5060 | 1 | no | no | C | D | Epoxy coated aluminum | 2025-01-02 | 6 | 6 | yes | piece | 1
GCVC PD 080.3/11-56 | GCVC PD | 080.3/11-56 | 6106176 | finoox | GCVC 080.3D/1x1-3558-2-D/6/40/2.10/1200/AXS/1/015023 | 6522 | 1 | 1 | 3558 | Axial | 68203 | 68555 | 150.55 | 16504 | 1060 | VT01445U.3 | 2564 | 2025-04-04 | E | 55.89 | 87.26 | 2025-08-13 | VerticalCompact-BCD_1x1 | 1284 | 620 | 1153 |  |  | 133.1 | 35 | 35 | 800 | EC motor | 5060 | 2 | no | no | D | D | Aluminum | 2025-01-02 | 10 | 6 | yes | piece | 1
GCVC PD 050.2/14-30 | GCVC PD | 050.2/14-30 | 4249911 | finoox | GCVC 050.2C/1x4-2337-S-D/3/32/2.10/3600/EXS/1/015023 | 6330 | 4 | 1 | 2337 | Axial | 47426 | 47385 | 180.66 | 11754 | 510 | VT01437 | 0.317 | 0.16 | B | 29.91 | 61.54 | 2025-09-14 | VerticalCompact-BCD_1x4 | 3684 | 596 | 953 |  |  | 214.5 | 28 | 28 | 500 | AC motor | 50 | S | no | no | C | D | Epoxy coated aluminum | 2025-01-02 | 4 | 3 | yes | piece | 1
GCVC PD 050.2/12-49 | GCVC PD | 050.2/12-49 | 4250407 | finoox | GCVC 050.2D/1x2-2349-I-D/6/40/2.10/2400/EXS/1/015023 | 6000 | 2 | 1 | 2349 | Axial | 88452 | 88832 | 301.1 | 18074 | 1590 | VT03150U | 1694 | 2025-07-01 | D | 48.87 | 80.39 | 2025-04-25 | VerticalCompact-BCD_1x2 | 2484 | 569 | 1153 |  |  | 205.2 | 35 | 35 | 500 | AC motor | 60 | I | no | no | D | D | Epoxy coated aluminum | 2025-01-02 | 6 | 6 | yes | piece | 1
GCVC PD 050.2/23-46 | GCVC PD | 050.2/23-46 | 4246258 | finoox | GCVC 050.2D/2x3-2384-I-D/3/80/2.10/3600/AXS/1/015023 | 11514 | 3 | 2 | 2384 | Axial | 135866 | 135739 | 451.65 | 34813 | 790 | VT01435 | 2109 | 0.88 | D | 46.22 | 78.18 | 40 | VerticalCompact-BCD_2x3 | 3684 | 800 | 2161 |  |  | 453.9 | 42 | 42 | 500 | AC motor | 60 | I | no | no | D | D | Aluminum | 2025-01-02 | 4 | 3 | yes | piece | 1
GCVC PD 045.2/12-48 | GCVC PD | 045.2/12-48 | 4248927 | finoox | GCVC 045.2C/1x2-2419-1-D/3/32/2.10/1800/EXS/1/015023 | 4612 | 2 | 1 | 2419 | Axial | 35678 | 35616 | 90.33 | 11407 | 1350 | VT03007U.1 | 0.739 | 1965-01-01 | D | 47.77 | 79.15 | 2025-06-07 | VerticalCompact-BCD_1x2 | 1884 | 535 | 953 |  |  | 104.4 | 22 | 22 | 450 | EC motor | 5060 | 1 | no | no | C | D | Epoxy coated aluminum | 2025-01-02 | 8 | 3 | yes | piece | 1
GCVC PD 063.2/21-30 | GCVC PD | 063.2/21-30 | 4247327 | finoox | GCVC 063.2D/2x1-2400-K-D/6/80/2.10/1200/EXS/1/015023 | 8729 | 1 | 2 | 2400 | Axial | 51914 | 52296 | 301.1 | 9300 | 490 | VT01442 | 0.316 | 0.34 | B | 30.34 | 61.99 | 2025-01-26 | VerticalCompact-BCD_2x1 | 1284 | 800 | 2161 |  |  | 216.8 | 28 | 28 | 630 | AC motor | 60 | K | no | no | D | D | Epoxy coated aluminum | 2025-01-02 | 10 | 6 | yes | piece | 1
GCVC PD 063.2/12-42 | GCVC PD | 063.2/12-42 | 4252132 | finoox | GCVC 063.2D/1x2-2556-2-D/3/40/2.10/2400/AXS/1/015023 | 7237 | 2 | 1 | 2556 | Axial | 59691 | 59648 | 150.55 | 18196 | 850 | VT03144U.1 | 0.727 | 0.77 | C | 41.81 | 73.33 | 2025-09-12 | VerticalCompact-BCD_1x2 | 2484 | 623 | 1153 |  |  | 162.1 | 28 | 28 | 630 | EC motor | 5060 | 2 | no | no | D | D | Aluminum | 2025-01-02 | 6 | 3 | yes | piece | 1
GCVC PD 080.2/11-21 | GCVC PD | 080.2/11-21 | 4252518 | finoox | GCVC 080.2D/1x1-2494-1-D/3/40/2.10/1200/EXS/1/015023 | 4394 | 1 | 1 | 2494 | Axial | 21781 | 21815 | 75.27 | 5655 | 340 | VT03062U.1 | 0.083 | 0.45 | A+ | 21.45 | 52.81 | 2025-04-06 | VerticalCompact-BCD_1x1 | 1284 | 608 | 1153 |  |  | 88.2 | 18 | 18 | 800 | EC motor | 5060 | 1 | no | no | D | D | Epoxy coated aluminum | 2025-01-02 | 10 | 3 | yes | piece | 1
GCVC PD 063.2/21-38 | GCVC PD | 063.2/21-38 | 4247467 | finoox | GCVC 063.2D/2x1-2554-2-D/4/80/2.10/1200/AXS/1/015023 | 8715 | 1 | 2 | 2554 | Axial | 65719 | 65918 | 200.73 | 15552 | 750 | VT03144U.1 | 0.523 | 0.6 | B | 38.26 | 69.91 | 2025-04-19 | VerticalCompact-BCD_2x1 | 1284 | 800 | 2161 |  |  | 188.5 | 35 | 35 | 630 | EC motor | 5060 | 2 | no | no | D | D | Aluminum | 2025-01-02 | 10 | 4 | yes | piece | 1
GCVC PD 063.2/22-40 | GCVC PD | 063.2/22-40 | 4247714 | finoox | GCVC 063.2D/2x2-2554-2-D/6/80/2.10/2400/AXS/1/015023 | 17782 | 2 | 2 | 2554 | Axial | 150369 | 150923 | 602.19 | 29208 | 750 | VT03144U.1 | 1103 | 0.6 | B | 40.12 | 71.93 | 52 | VerticalCompact-BCD_2x2 | 2484 | 800 | 2161 |  |  | 403.2 | 42 | 42 | 630 | EC motor | 5060 | 2 | no | no | D | D | Aluminum | 2025-01-02 | 8 | 6 | yes | piece | 1
GCVC PD 045.2/21-47 | GCVC PD | 045.2/21-47 | 4244416 | finoox | GCVC 045.2C/2x1-0426-W-D/6/64/2.10/900/AXS/1/015023 | 4318 | 1 | 2 | 426 | Axial | 51021 | 51447 | 180.66 | 10201 | 1360 | VT0326U | 0.867 | 2025-02-02 | D | 47.13 | 78.64 | 2025-03-16 | VerticalCompact-BCD_2x1 | 984 | 800 | 1761 |  |  | 149.3 | 28 | 28 | 450 | AC motor | 50 | W | no | no | C | D | Aluminum | 2025-01-02 | 12 | 6 | yes | piece | 1
GCVC PD 050.2/12-33 | GCVC PD | 050.2/12-33 | 4244146 | finoox | GCVC 050.2B/1x2-2336-D-D/3/24/2.10/1440/AXS/1/015023 | 2766 | 2 | 1 | 2336 | Axial | 20964 | 20.98 | 54.2 | 6025 | 660 | VT01437 | 0.261 | 0.33 | C | 33.36 | 64.65 | 2025-06-04 | VerticalCompact-BCD_1x2 | 1524 | 596 | 753 |  |  | 83.6 | 18 | 18 | 500 | AC motor | 50 | D | no | no | B | D | Aluminum | 2025-01-02 | 8 | 3 | yes | piece | 1
GCVC PD 050.2/24-32 | GCVC PD | 050.2/24-32 | 4245505 | finoox | GCVC 050.2C/2x4-2337-S-D/6/64/2.10/3600/EXS/1/015023 | 16401 | 4 | 2 | 2337 | Axial | 115244 | 115899 | 722.63 | 20272 | 510 | VT01437 | 0.649 | 0.16 | B | 32.12 | 63.98 | 60.1 | VerticalCompact-BCD_2x4 | 3684 | 800 | 1761 |  |  | 514 | 42 | 42 | 500 | AC motor | 50 | S | no | no | C | D | Epoxy coated aluminum | 2025-01-02 | 6 | 6 | yes | piece | 1
GCVC PD 063.2/22-22 | GCVC PD | 063.2/22-22 | 4246646 | finoox | GCVC 063.2C/2x2-2359-S-D/3/64/2.10/1800/AXS/1/015023 | 8682 | 2 | 2 | 2359 | Axial | 47027 | 47017 | 180.66 | 11365 | 320 | VT01442 | 0.26 | 0.14 | A | 2025-06-21 | 53.23 | 2025-09-15 | VerticalCompact-BCD_2x2 | 1884 | 800 | 1761 |  |  | 223.9 | 28 | 28 | 630 | AC motor | 50 | S | no | no | C | D | Aluminum | 2025-01-02 | 8 | 3 | yes | piece | 1
GCVC PD 050.2/13-29 | GCVC PD | 050.2/13-29 | 4249723 | finoox | GCVC 050.2C/1x3-2385-J-D/6/32/2.10/2700/EXS/1/015023 | 6603 | 3 | 1 | 2385 | Axial | 40322 | 40551 | 270.99 | 6998 | 430 | VT01435 | 0.4 | 0.32 | C | 29.14 | 60.66 | 2025-07-21 | VerticalCompact-BCD_1x3 | 2784 | 596 | 953 |  |  | 211.3 | 22 | 22 | 500 | AC motor | 60 | J | no | no | C | D | Epoxy coated aluminum | 2025-01-02 | 8 | 6 | yes | piece | 1
GCVC PD 050.2/12-43 | GCVC PD | 050.2/12-43 | 4249488 | finoox | GCVC 050.2C/1x2-2386-K-D/3/32/2.10/1800/AXS/1/015023 | 3336 | 2 | 1 | 2386 | Axial | 36985 | 36932 | 90.33 | 11588 | 910 | VT01435 | 0.818 | 0.92 | D | 43.11 | 74.5 | 2025-06-07 | VerticalCompact-BCD_1x2 | 1884 | 596 | 953 |  |  | 117.8 | 22 | 22 | 500 | AC motor | 60 | K | no | no | C | D | Aluminum | 2025-01-02 | 8 | 3 | yes | piece | 1
GCVC PD 050.2/12-46 | GCVC PD | 050.2/12-46 | 4249532 | finoox | GCVC 050.2C/1x2-2411-1-D/6/32/2.10/1800/AXS/1/015023 | 5237 | 2 | 1 | 2411 | Axial | 59504 | 59764 | 180.66 | 12406 | 1260 | VT03011U.1 | 0.975 | 2025-02-02 | D | 45.71 | 77.1 | 2025-01-15 | VerticalCompact-BCD_1x2 | 1884 | 586 | 953 |  |  | 134.5 | 28 | 28 | 500 | EC motor | 5060 | 1 | no | no | C | D | Aluminum | 2025-01-02 | 8 | 6 | yes | piece | 1
GCVC PD 045.2/23-55 | GCVC PD | 045.2/23-55 | 4244603 | finoox | GCVC 045.2C/2x3-2409-1-D/3/64/2.10/2700/EXS/1/015023 | 11661 | 3 | 2 | 2409 | Axial | 115755 | 115851 | 270.99 | 36758 | 1500 | VT03007U.1 | 3098 | 2025-02-02 | E | 55.48 | 87.23 | 2025-01-25 | VerticalCompact-BCD_2x3 | 2784 | 800 | 1761 |  |  | 291.4 | 42 | 42 | 450 | EC motor | 5060 | 1 | no | no | C | D | Epoxy coated aluminum | 2025-01-02 | 4 | 3 | yes | piece | 1
GCVC PD 050.2/13-45 | GCVC PD | 050.2/13-45 | 4249688 | finoox | GCVC 050.2C/1x3-2348-S-D/4/32/2.10/2700/EXS/1/015023 | 5683 | 3 | 1 | 2348 | Axial | 72867 | 73038 | 180.66 | 19546 | 1180 | VT03150U | 1604 | 0.9 | D | 45.37 | 76.88 | 2025-06-15 | VerticalCompact-BCD_1x3 | 2784 | 569 | 953 |  |  | 185.3 | 35 | 35 | 500 | AC motor | 50 | S | no | no | C | D | Epoxy coated aluminum | 2025-01-02 | 4 | 4 | yes | piece | 1
GCVC PD 045.2/11-45 | GCVC PD | 045.2/11-45 | 4243832 | finoox | GCVC 045.2B/1x1-2419-1-D/3/24/2.10/720/AXS/1/015023 | 2348 | 1 | 1 | 2419 | Axial | 13946 | 14071 | 2025-01-27 | 4932 | 1350 | VT03007U.1 | 0.384 | 1965-01-01 | E | 45.01 | 76.19 | 2025-04-02 | VerticalCompact-BCD_1x1 | 804 | 535 | 753 |  |  | 42.4 | 16 | 16 | 450 | EC motor | 5060 | 1 | no | no | B | D | Aluminum | 2025-01-02 | 8 | 3 | yes | piece | 1
GCVC PD 063.2/21-31 | GCVC PD | 063.2/21-31 | 4247322 | finoox | GCVC 063.2D/2x1-2400-K-D/3/80/2.10/1200/AXS/1/015023 | 6330 | 1 | 2 | 2400 | Axial | 42044 | 42095 | 150.55 | 10452 | 490 | VT01442 | 0.3 | 0.34 | B | 31.43 | 63.08 | 14 | VerticalCompact-BCD_2x1 | 1284 | 800 | 2161 |  |  | 171.1 | 28 | 28 | 630 | AC motor | 60 | K | no | no | D | D | Aluminum | 2025-01-02 | 10 | 3 | yes | piece | 1
GCVC PD 063.2/23-66 | GCVC PD | 063.2/23-66 | 4247944 | finoox | GCVC 063.2D/2x3-2551-2-D/4/80/2.10/3600/EXS/1/015023 | 28968 | 3 | 2 | 2551 | Axial | 283726 | 282495 | 602.19 | 92221 | 1360 | VT03143U.1 | 14075 | 4 | E | 66.29 | 98.25 | 58.2 | VerticalCompact-BCD_2x3 | 3684 | 800 | 2161 |  |  | 618.2 | 64 | 64 | 630 | EC motor | 5060 | 2 | no | no | D | D | Epoxy coated aluminum | 2025-01-02 | 4 | 4 | yes | piece | 1
GCVC PD 045.2/13-52 | GCVC PD | 045.2/13-52 | 4243996 | finoox | GCVC 045.2B/1x3-2533-1-D/3/24/2.10/2160/AXS/1/015023 | 5234 | 3 | 1 | 2533 | Axial | 41471 | 41381 | 81.3 | 15237 | 1425 | VT03007U.1 | 1388 | 2025-09-01 | E | 51.9 | 83.28 | 2025-01-07 | VerticalCompact-BCD_1x3a | 2244 | 535 | 753 |  |  | 109.1 | 28 | 28 | 450 | EC motor | 5060 | 1 | no | no | B | D | Aluminum | 2025-01-02 | 6 | 3 | yes | piece | 1
GCVC PD 045.2/11-36 | GCVC PD | 045.2/11-36 | 4243845 | finoox | GCVC 045.2B/1x1-2525-1-D/4/24/2.10/720/AXS/1/015023 | 2371 | 1 | 1 | 2525 | Axial | 11206 | 11286 | 36.13 | 2660 | 825 | VT03007U.1 | 0.098 | 0.47 | C | 36.37 | 67.55 | 2025-02-03 | VerticalCompact-BCD_1x1 | 804 | 535 | 753 |  |  | 45.6 | 16 | 16 | 450 | EC motor | 5060 | 1 | no | no | B | D | Aluminum | 2025-01-02 | 12 | 4 | yes | piece | 1
GCVC PD 063.2/24-37 | GCVC PD | 063.2/24-37 | 4247168 | finoox | GCVC 063.2C/2x4-2508-1-D/3/64/2.10/3600/AXS/1/015023 | 20245 | 4 | 2 | 2508 | Axial | 134515 | 134469 | 361.32 | 39072 | 615 | VT03145U.1 | 0.988 | 0.65 | B | 37.07 | 68.93 | 32 | VerticalCompact-BCD_2x4 | 3684 | 800 | 1761 |  |  | 396.4 | 42 | 42 | 630 | EC motor | 5060 | 1 | no | no | C | D | Aluminum | 2025-01-02 | 4 | 3 | yes | piece | 1
GCVC PD 050.2/21-41 | GCVC PD | 050.2/21-41 | 4244946 | finoox | GCVC 050.2C/2x1-2519-1-D/3/64/2.10/900/AXS/1/015023 | 5112 | 1 | 2 | 2519 | Axial | 36621 | 36825 | 90.33 | 10933 | 1010 | VT03011U.1 | 0.482 | 2015-01-01 | C | 41.12 | 72.62 | 2025-03-08 | VerticalCompact-BCD_2x1 | 984 | 800 | 1761 |  |  | 117.7 | 22 | 22 | 500 | EC motor | 5060 | 1 | no | no | C | D | Aluminum | 2025-01-02 | 8 | 3 | yes | piece | 1
GCVC PD 050.2/12-32 | GCVC PD | 050.2/12-32 | 4250507 | finoox | GCVC 050.2D/1x2-2513-1-D/3/40/2.10/2400/EXS/1/015023 | 5372 | 2 | 1 | 2513 | Axial | 31658 | 31.57 | 150.55 | 7369 | 630 | VT03011U.1 | 0.126 | 0.37 | A+ | 31.57 | 63.09 | 2025-04-12 | VerticalCompact-BCD_1x2 | 2484 | 586 | 1153 |  |  | 151.1 | 22 | 22 | 500 | EC motor | 5060 | 1 | no | no | D | D | Epoxy coated aluminum | 2025-01-02 | 8 | 3 | yes | piece | 1
GCVC PD 045.2/23-49 | GCVC PD | 045.2/23-49 | 4244652 | finoox | GCVC 045.2C/2x3-2529-1-D/4/64/2.10/2700/EXS/1/015023 | 12567 | 3 | 2 | 2529 | Axial | 110095 | 110062 | 361.32 | 26755 | 1125 | VT03007U.1 | 1374 | 1 | C | 48.96 | 80.71 | 32.1 | VerticalCompact-BCD_2x3 | 2784 | 800 | 1761 |  |  | 317.4 | 42 | 42 | 450 | EC motor | 5060 | 1 | no | no | C | D | Epoxy coated aluminum | 2025-01-02 | 6 | 4 | yes | piece | 1
GCVC PD 080.3/11-42 | GCVC PD | 080.3/11-42 | 6058934 | finoox | GCVC 080.3D/1x1-3482-S-D/4/40/2.10/1200/EXS/1/015023 | 4506 | 1 | 1 | 3482 | Axial | 40685 | 40755 | 100.37 | 11186 | 650 | VT01526 | 1016 | 2025-07-01 | D | 42.18 | 73.55 | 2025-01-09 | VerticalCompact-BCD_1x1 | 1284 | 611 | 1153 |  |  | 117.3 | 28 | 28 | 800 | AC motor | 50 | S | no | no | D | D | Epoxy coated aluminum | 2025-01-02 | 10 | 4 | yes | piece | 1
GCVC PD 050.3/21-49 | GCVC PD | 050.3/21-49 | 6179231 | finoox | GCVC 050.3D/2x1-3617-X-D/6/80/2.10/1200/AXS/1/015023 | 6277 | 1 | 2 | 3617 | Axial | 81247 | 81755 | 301.1 | 15824 | 1260 | VT01524 | 1862 | 2025-04-04 | D | 48.66 | 80.31 | 2025-04-27 | VerticalCompact-BCD_2x1 | 1284 | 800 | 2161 |  |  | 221.2 | 35 | 35 | 500 | AC motor | 60 | X | no | no | D | D | Aluminum | 2025-01-02 | 10 | 6 | yes | piece | 1
GCVC PD 063.2/23-23 | GCVC PD | 063.2/23-23 | 4246855 | finoox | GCVC 063.2C/2x3-2359-S-D/4/64/2.10/2700/EXS/1/015023 | 13753 | 3 | 2 | 2359 | Axial | 75699 | 75909 | 361.32 | 15724 | 320 | VT01442 | 0.395 | 0.14 | A | 2025-06-23 | 54.8 | 2025-09-30 | VerticalCompact-BCD_2x3 | 2784 | 800 | 1761 |  |  | 351 | 35 | 35 | 630 | AC motor | 50 | S | no | no | C | D | Epoxy coated aluminum | 2025-01-02 | 6 | 4 | yes | piece | 1
GCVC PD 050.2/22-43 | GCVC PD | 050.2/22-43 | 4246013 | finoox | GCVC 050.2D/2x2-2355-X-D/4/80/2.10/2400/AXS/1/015023 | 8617 | 2 | 2 | 2355 | Axial | 100798 | 100794 | 401.46 | 22236 | 810 | VT03093U | 1134 | 2025-03-01 | C | 43.32 | 75.13 | 34.8 | VerticalCompact-BCD_2x2 | 2484 | 800 | 2161 |  |  | 331.9 | 35 | 35 | 500 | AC motor | 60 | X | no | no | D | D | Aluminum | 2025-01-02 | 8 | 4 | yes | piece | 1
GCVC PD 050.2/21-42 | GCVC PD | 050.2/21-42 | 4244952 | finoox | GCVC 050.2C/2x1-2520-1-D/3/64/2.10/900/AXS/1/015023 | 5112 | 1 | 2 | 2520 | Axial | 38146 | 38367 | 90.33 | 11639 | 1070 | VT03011U.1 | 0.573 | 2025-04-01 | D | 42.45 | 73.96 | 2025-03-08 | VerticalCompact-BCD_2x1 | 984 | 800 | 1761 |  |  | 117.7 | 22 | 22 | 500 | EC motor | 5060 | 1 | no | no | C | D | Aluminum | 2025-01-02 | 8 | 3 | yes | piece | 1
GCVC PD 050.2/11-39 | GCVC PD | 050.2/11-39 | 4249361 | finoox | GCVC 050.2C/1x1-2520-1-D/4/32/2.10/900/AXS/1/015023 | 2717 | 1 | 1 | 2520 | Axial | 22289 | 22446 | 60.22 | 5627 | 1070 | VT03011U.1 | 0.293 | 2025-04-01 | C | 39.47 | 70.74 | 2025-02-05 | VerticalCompact-BCD_1x1 | 984 | 586 | 953 |  |  | 63.7 | 18 | 18 | 500 | EC motor | 5060 | 1 | no | no | C | D | Aluminum | 2025-01-02 | 8 | 4 | yes | piece | 1
GCVC PD 050.2/12-51 | GCVC PD | 050.2/12-51 | 4249621 | finoox | GCVC 050.2C/1x2-2560-2-D/4/32/2.10/1800/AXS/1/015023 | 5574 | 2 | 1 | 2560 | Axial | 52344 | 52316 | 120.44 | 15006 | 1415 | VT03013U.1 | 1283 | 2021-01-01 | D | 51.19 | 82.58 | 2025-04-10 | VerticalCompact-BCD_1x2 | 1884 | 607 | 953 |  |  | 126.3 | 28 | 28 | 500 | EC motor | 5060 | 2 | no | no | C | D | Aluminum | 2025-01-02 | 8 | 4 | yes | piece | 1
GCVC PD 050.2/21-38 | GCVC PD | 050.2/21-38 | 4244938 | finoox | GCVC 050.2C/2x1-2517-1-D/4/64/2.10/900/EXS/1/015023 | 5526 | 1 | 2 | 2517 | Axial | 37715 | 37932 | 120.44 | 9192 | 880 | VT03011U.1 | 0.338 | 0.84 | C | 37.98 | 69.49 | 2025-07-10 | VerticalCompact-BCD_2x1 | 984 | 800 | 1761 |  |  | 126.4 | 22 | 22 | 500 | EC motor | 5060 | 1 | no | no | C | D | Epoxy coated aluminum | 2025-01-02 | 8 | 4 | yes | piece | 1
GCVC PD 050.2/12-41 | GCVC PD | 050.2/12-41 | 4244236 | finoox | GCVC 050.2B/1x2-2519-1-D/3/24/2.10/1440/AXS/1/015023 | 3808 | 2 | 1 | 2519 | Axial | 26871 | 26889 | 54.2 | 9171 | 1010 | VT03011U.1 | 0.524 | 2015-01-01 | D | 41.21 | 72.5 | 2025-07-04 | VerticalCompact-BCD_1x2 | 1524 | 586 | 753 |  |  | 79.2 | 22 | 22 | 500 | EC motor | 5060 | 1 | no | no | B | D | Aluminum | 2025-01-02 | 8 | 3 | yes | piece | 1
GCVC PD 050.2/21-41 | GCVC PD | 050.2/21-41 | 4245897 | finoox | GCVC 050.2D/2x1-2519-1-D/6/80/2.10/1200/EXS/1/015023 | 7882 | 1 | 2 | 2519 | Axial | 60952 | 61457 | 301.1 | 11289 | 1010 | VT03011U.1 | 0.471 | 2015-01-01 | B | 41.23 | 72.88 | 2025-01-26 | VerticalCompact-BCD_2x1 | 1284 | 800 | 2161 |  |  | 208.1 | 28 | 28 | 500 | EC motor | 5060 | 1 | no | no | D | D | Epoxy coated aluminum | 2025-01-02 | 10 | 6 | yes | piece | 1
GCVC PD 063.2/12-15 | GCVC PD | 063.2/12-15 | 4252010 | finoox | GCVC 063.2D/1x2-2500-1-D/4/40/2.10/2400/EXS/1/015023 | 7486 | 2 | 1 | 2500 | Axial | 28647 | 28709 | 200.73 | 5459 | 310 | VT03145U.1 | 0.047 | 0.13 | A+ | 2025-03-15 | 46.82 | 2025-03-16 | VerticalCompact-BCD_1x2 | 2484 | 615 | 1153 |  |  | 167.4 | 22 | 22 | 630 | EC motor | 5060 | 1 | no | no | D | D | Epoxy coated aluminum | 2025-01-02 | 10 | 4 | yes | piece | 1
GCVC PD 063.2/21-37 | GCVC PD | 063.2/21-37 | 4246607 | finoox | GCVC 063.2C/2x1-2554-2-D/3/64/2.10/900/EXS/1/015023 | 7536 | 1 | 2 | 2554 | Axial | 41057 | 41281 | 90.33 | 13817 | 750 | VT03144U.1 | 0.574 | 0.6 | D | 37.01 | 68.52 | 2025-03-08 | VerticalCompact-BCD_2x1 | 984 | 800 | 1761 |  |  | 127.9 | 22 | 22 | 630 | EC motor | 5060 | 2 | no | no | C | D | Epoxy coated aluminum | 2025-01-02 | 8 | 3 | yes | piece | 1
GCVC PD 050.2/21-30 | GCVC PD | 050.2/21-30 | 4244784 | finoox | GCVC 050.2C/2x1-2333-S-D/4/64/2.10/900/EXS/1/015023 | 4367 | 1 | 2 | 2333 | Axial | 29385 | 29516 | 120.44 | 6500 | 530 | VT01435 | 0.298 | 0.35 | C | 29.65 | 61.16 | 2025-07-10 | VerticalCompact-BCD_2x1 | 984 | 800 | 1761 |  |  | 136.4 | 22 | 22 | 500 | AC motor | 50 | S | no | no | C | D | Epoxy coated aluminum | 2025-01-02 | 12 | 4 | yes | piece | 1
GCVC PD 050.2/14-39 | GCVC PD | 050.2/14-39 | 4249938 | finoox | GCVC 050.2C/1x4-2354-W-D/6/32/2.10/3600/AXS/1/015023 | 7725 | 4 | 1 | 2354 | Axial | 85605 | 85848 | 361.32 | 16650 | 865 | VT03093U | 0.871 | 0.97 | C | 39.12 | 70.74 | 2025-05-29 | VerticalCompact-BCD_1x4 | 3684 | 569 | 953 |  |  | 269.7 | 35 | 35 | 500 | AC motor | 50 | W | no | no | C | D | Aluminum | 2025-01-02 | 6 | 6 | yes | piece | 1
GCVC PD 050.2/12-41 | GCVC PD | 050.2/12-41 | 4244175 | finoox | GCVC 050.2B/1x2-2384-I-D/3/24/2.10/1440/EXS/1/015023 | 2890 | 2 | 1 | 2384 | Axial | 24582 | 24586 | 54.2 | 8297 | 790 | VT01435 | 0.763 | 0.88 | E | 41.14 | 72.43 | 2025-06-04 | VerticalCompact-BCD_1x2 | 1524 | 596 | 753 |  |  | 88.8 | 18 | 18 | 500 | AC motor | 60 | I | no | no | B | D | Epoxy coated aluminum | 2025-01-02 | 8 | 3 | yes | piece | 1
GCVC PD 063.2/12-44 | GCVC PD | 063.2/12-44 | 4251996 | finoox | GCVC 063.2D/1x2-2413-2-D/6/40/2.10/2400/AXS/1/015023 | 8958 | 2 | 1 | 2413 | Axial | 96137 | 96566 | 301.1 | 19739 | 1000 | VT03144U.1 | 1265 | 2025-01-01 | C | 43.8 | 75.33 | 2025-04-25 | VerticalCompact-BCD_1x2 | 2484 | 623 | 1153 |  |  | 206.2 | 35 | 35 | 630 | EC motor | 5060 | 2 | no | no | D | D | Aluminum | 2025-01-02 | 6 | 6 | yes | piece | 1
GCVC PD 050.2/21-37 | GCVC PD | 050.2/21-37 | 4244830 | finoox | GCVC 050.2C/2x1-2355-X-D/4/64/2.10/900/EXS/1/015023 | 4358 | 1 | 2 | 2355 | Axial | 38322 | 38539 | 120.44 | 9405 | 810 | VT03093U | 0.583 | 2025-03-01 | D | 37.46 | 68.97 | 2025-07-10 | VerticalCompact-BCD_2x1 | 984 | 800 | 1761 |  |  | 132.6 | 22 | 22 | 500 | AC motor | 60 | X | no | no | C | D | Epoxy coated aluminum | 2025-01-02 | 8 | 4 | yes | piece | 1
GCVC PD 063.2/11-28 | GCVC PD | 063.2/11-28 | 4251734 | finoox | GCVC 063.2D/1x1-2400-K-D/4/40/2.10/1200/EXS/1/015023 | 3880 | 1 | 1 | 2400 | Axial | 23482 | 23542 | 100.37 | 5039 | 490 | VT01442 | 0.153 | 0.34 | B | 28.31 | 59.67 | 2025-04-08 | VerticalCompact-BCD_1x1 | 1284 | 598 | 1153 |  |  | 93.2 | 18 | 18 | 630 | AC motor | 60 | K | no | no | D | D | Epoxy coated aluminum | 2025-01-02 | 10 | 4 | yes | piece | 1
GCVC PD 045.2/23-54 | GCVC PD | 045.2/23-54 | 4244674 | finoox | GCVC 045.2C/2x3-2533-1-D/6/64/2.10/2700/AXS/1/015023 | 13617 | 3 | 2 | 2533 | Axial | 159878 | 160451 | 541.97 | 32202 | 1425 | VT03007U.1 | 2764 | 2025-09-01 | D | 54.2 | 85.95 | 48.8 | VerticalCompact-BCD_2x3 | 2784 | 800 | 1761 |  |  | 375.7 | 54 | 54 | 450 | EC motor | 5060 | 1 | no | no | C | D | Aluminum | 2025-01-02 | 6 | 6 | yes | piece | 1
GCVC PD 050.2/11-32 | GCVC PD | 050.2/11-32 | 4250281 | finoox | GCVC 050.2D/1x1-2515-1-D/6/40/2.10/1200/EXS/1/015023 | 3920 | 1 | 1 | 2515 | Axial | 23796 | 23983 | 150.55 | 4198 | 755 | VT03011U.1 | 0.106 | 0.58 | A | 32.19 | 63.55 | 2025-05-12 | VerticalCompact-BCD_1x1 | 1284 | 586 | 1153 |  |  | 103.4 | 18 | 18 | 500 | EC motor | 5060 | 1 | no | no | D | D | Epoxy coated aluminum | 2025-01-02 | 10 | 6 | yes | piece | 1
GCVC PD 080.2/11-33 | GCVC PD | 080.2/11-33 | 4252480 | finoox | GCVC 080.2D/1x1-2486-1-D/3/40/2.10/1200/AXS/1/015023 | 4465 | 1 | 1 | 2486 | Axial | 31842 | 31.86 | 75.27 | 9782 | 565 | VT03061U.1 | 0.341 | 1955-01-01 | C | 33.41 | 64.78 | 2025-06-06 | VerticalCompact-BCD_1x1 | 1284 | 608 | 1153 |  |  | 89.4 | 22 | 22 | 800 | EC motor | 5060 | 1 | no | no | D | D | Aluminum | 2025-01-02 | 10 | 3 | yes | piece | 1
GCVC PD 080.2/21-18 | GCVC PD | 080.2/21-18 | 4248093 | finoox | GCVC 080.2D/2x1-2490-1-D/4/80/2.10/1200/AXS/1/015023 | 7678 | 1 | 2 | 2490 | Axial | 36951 | 37119 | 200.73 | 7331 | 245 | VT03062U.1 | 0.076 | 0.2 | A+ | 17.93 | 49.58 | 2025-02-17 | VerticalCompact-BCD_2x1 | 1284 | 800 | 2161 |  |  | 188.7 | 22 | 22 | 800 | EC motor | 5060 | 1 | no | no | D | D | Aluminum | 2025-01-02 | 10 | 4 | yes | piece | 1
GCVC PD 063.2/21-38 | GCVC PD | 063.2/21-38 | 4246570 | finoox | GCVC 063.2C/2x1-2511-1-D/6/64/2.10/900/AXS/1/015023 | 7810 | 1 | 2 | 2511 | Axial | 48715 | 49156 | 180.66 | 9614 | 730 | VT03145U.1 | 0.429 | 1 | C | 38.29 | 69.8 | 2025-03-16 | VerticalCompact-BCD_2x1 | 984 | 800 | 1761 |  |  | 147.1 | 28 | 28 | 630 | EC motor | 5060 | 1 | no | no | C | D | Aluminum | 2025-01-02 | 12 | 6 | yes | piece | 1
GCVC PD 063.2/13-41 | GCVC PD | 063.2/13-41 | 4252376 | finoox | GCVC 063.2D/1x3-2555-2-D/4/40/2.10/3600/EXS/1/015023 | 11476 | 3 | 1 | 2555 | Axial | 100387 | 100489 | 301.1 | 24940 | 800 | VT03144U.1 | 0.943 | 0.69 | C | 41.43 | 73.12 | 2025-02-25 | VerticalCompact-BCD_1x3 | 3684 | 623 | 1153 |  |  | 259.9 | 35 | 35 | 630 | EC motor | 5060 | 2 | no | no | D | D | Epoxy coated aluminum | 2025-01-02 | 4 | 4 | yes | piece | 1
GCVC PD 050.2/21-56 | GCVC PD | 050.2/21-56 | 4245943 | finoox | GCVC 050.2D/2x1-2563-2-D/3/80/2.10/1200/EXS/1/015023 | 7239 | 1 | 2 | 2563 | Axial | 62317 | 62303 | 150.55 | 19841 | 1680 | VT03013U.1 | 1968 | 1975-01-01 | E | 55.9 | 87.55 | 14 | VerticalCompact-BCD_2x1 | 1284 | 800 | 2161 |  |  | 171.6 | 28 | 28 | 500 | EC motor | 5060 | 2 | no | no | D | D | Epoxy coated aluminum | 2025-01-02 | 10 | 3 | yes | piece | 1
GCVC PD 050.2/13-47 | GCVC PD | 050.2/13-47 | 4244386 | finoox | GCVC 050.2B/1x3-2522-1-D/3/24/2.10/2160/EXS/1/015023 | 5845 | 3 | 1 | 2522 | Axial | 41593 | 41479 | 81.3 | 16532 | 1200 | VT03011U.1 | 1289 | 2025-09-01 | E | 46.54 | 77.92 | 2025-01-07 | VerticalCompact-BCD_1x3a | 2244 | 586 | 753 |  |  | 114.3 | 28 | 28 | 500 | EC motor | 5060 | 1 | no | no | B | D | Epoxy coated aluminum | 2025-01-02 | 6 | 3 | yes | piece | 1
GCVC PD 050.2/11-42 | GCVC PD | 050.2/11-42 | 4249375 | finoox | GCVC 050.2C/1x1-2522-1-D/3/32/2.10/900/EXS/1/015023 | 2743 | 1 | 1 | 2522 | Axial | 19844 | 19.95 | 45.16 | 6529 | 1200 | VT03011U.1 | 0.395 | 2025-09-01 | D | 42.12 | 73.39 | 2025-09-03 | VerticalCompact-BCD_1x1 | 984 | 586 | 953 |  |  | 59.3 | 16 | 16 | 500 | EC motor | 5060 | 1 | no | no | C | D | Epoxy coated aluminum | 2025-01-02 | 8 | 3 | yes | piece | 1
GCVC PD 050.2/14-34 | GCVC PD | 050.2/14-34 | 4250026 | finoox | GCVC 050.2C/1x4-2513-1-D/3/32/2.10/3600/AXS/1/015023 | 8252 | 4 | 1 | 2513 | Axial | 53026 | 52996 | 180.66 | 13431 | 630 | VT03011U.1 | 0.269 | 0.37 | A | 33.69 | 65.32 | 2025-09-14 | VerticalCompact-BCD_1x4 | 3684 | 586 | 953 |  |  | 204.9 | 28 | 28 | 500 | EC motor | 5060 | 1 | no | no | C | D | Aluminum | 2025-01-02 | 4 | 3 | yes | piece | 1
GCVC PD 063.2/12-27 | GCVC PD | 063.2/12-27 | 4251146 | finoox | GCVC 063.2C/1x2-2505-1-D/3/32/2.10/1800/AXS/1/015023 | 5780 | 2 | 1 | 2505 | Axial | 29265 | 29.22 | 90.33 | 7818 | 500 | VT03145U.1 | 0.143 | 0.39 | A | 27.22 | 58.61 | 2025-06-07 | VerticalCompact-BCD_1x2 | 1884 | 615 | 953 |  |  | 109.6 | 22 | 22 | 630 | EC motor | 5060 | 1 | no | no | C | D | Aluminum | 2025-01-02 | 8 | 3 | yes | piece | 1
GCVC PD 050.2/11-51 | GCVC PD | 050.2/11-51 | 4250251 | finoox | GCVC 050.2D/1x1-2420-2-D/6/40/2.10/1200/EXS/1/015023 | 4443 | 1 | 1 | 2420 | Axial | 45633 | 45.87 | 150.55 | 9445 | 1600 | VT03013U.1 | 0.899 | 1965-01-01 | D | 50.96 | 82.32 | 2025-01-13 | VerticalCompact-BCD_1x1 | 1284 | 607 | 1153 |  |  | 109.4 | 28 | 28 | 500 | EC motor | 5060 | 2 | no | no | D | D | Epoxy coated aluminum | 2025-01-02 | 10 | 6 | yes | piece | 1
GCVC PD 050.2/22-46 | GCVC PD | 050.2/22-46 | 4245139 | finoox | GCVC 050.2C/2x2-2421-1-D/6/64/2.10/1800/EXS/1/015023 | 11038 | 2 | 2 | 2421 | Axial | 110811 | 111237 | 361.32 | 23084 | 1150 | VT03011U.1 | 1948-01-01 | 1975-01-01 | C | 45.95 | 77.58 | 32.4 | VerticalCompact-BCD_2x2 | 1884 | 800 | 1761 |  |  | 263 | 42 | 42 | 500 | EC motor | 5060 | 1 | no | no | C | D | Epoxy coated aluminum | 2025-01-02 | 8 | 6 | yes | piece | 1
GCVC PD 063.2/23-67 | GCVC PD | 063.2/23-67 | 4247950 | finoox | GCVC 063.2D/2x3-2552-2-D/4/80/2.10/3600/EXS/1/015023 | 28968 | 3 | 2 | 2552 | Axial | 291093 | 289707 | 602.19 | 97563 | 1435 | VT03143U.1 | 16522 | 2025-03-04 | E | 67.44 | 99.4 | 58.2 | VerticalCompact-BCD_2x3 | 3684 | 800 | 2161 |  |  | 618.2 | 64 | 64 | 630 | EC motor | 5060 | 2 | no | no | D | D | Epoxy coated aluminum | 2025-01-02 | 4 | 4 | yes | piece | 1
GCVC PD 063.2/22-39 | GCVC PD | 063.2/22-39 | 4246775 | finoox | GCVC 063.2C/2x2-2511-1-D/4/64/2.10/1800/AXS/1/015023 | 11791 | 2 | 2 | 2511 | Axial | 87.18 | 87277 | 240.88 | 21984 | 730 | VT03145U.1 | 0.819 | 1 | C | 38.82 | 70.45 | 2025-07-21 | VerticalCompact-BCD_2x2 | 1884 | 800 | 1761 |  |  | 228.7 | 35 | 35 | 630 | EC motor | 5060 | 1 | no | no | C | D | Aluminum | 2025-01-02 | 8 | 4 | yes | piece | 1
GCVC PD 050.2/13-41 | GCVC PD | 050.2/13-41 | 4244367 | finoox | GCVC 050.2B/1x3-2517-1-D/4/24/2.10/2160/EXS/1/015023 | 6146 | 3 | 1 | 2517 | Axial | 41624 | 41685 | 108.39 | 11103 | 880 | VT03011U.1 | 0.546 | 0.84 | C | 40.76 | 72.14 | 2025-02-09 | VerticalCompact-BCD_1x3a | 2244 | 586 | 753 |  |  | 123.3 | 28 | 28 | 500 | EC motor | 5060 | 1 | no | no | B | D | Epoxy coated aluminum | 2025-01-02 | 6 | 4 | yes | piece | 1
GCVC PD 050.2/22-44 | GCVC PD | 050.2/22-44 | 4245183 | finoox | GCVC 050.2C/2x2-2519-1-D/4/64/2.10/1800/AXS/1/015023 | 9053 | 2 | 2 | 2519 | Axial | 85049 | 85141 | 240.88 | 21133 | 1010 | VT03011U.1 | 0.985 | 2015-01-01 | C | 43.8 | 75.43 | 2025-07-21 | VerticalCompact-BCD_2x2 | 1884 | 800 | 1761 |  |  | 225.4 | 35 | 35 | 500 | EC motor | 5060 | 1 | no | no | C | D | Aluminum | 2025-01-02 | 8 | 4 | yes | piece | 1
GCVC PD 050.2/24-58 | GCVC PD | 050.2/24-58 | 4245693 | finoox | GCVC 050.2C/2x4-2561-2-D/3/64/2.10/3600/EXS/1/015023 | 21608 | 4 | 2 | 2561 | Axial | 171704 | 171625 | 361.32 | 65951 | 1505 | VT03013U.1 | 6018 | 1938-01-01 | E | 58.27 | 90.14 | 34.6 | VerticalCompact-BCD_2x4 | 3684 | 800 | 1761 |  |  | 431 | 54 | 54 | 500 | EC motor | 5060 | 2 | no | no | C | D | Epoxy coated aluminum | 2025-01-02 | 4 | 3 | yes | piece | 1
GCVC PD 045.2/13-50 | GCVC PD | 045.2/13-50 | 4249076 | finoox | GCVC 045.2C/1x3-2532-1-D/6/32/2.10/2700/AXS/1/015023 | 7275 | 3 | 1 | 2532 | Axial | 76605 | 77019 | 270.99 | 15214 | 1350 | VT03007U.1 | 2018-01-01 | 1965-01-01 | D | 50.27 | 81.78 | 2025-06-22 | VerticalCompact-BCD_1x3 | 2784 | 535 | 953 |  |  | 192.4 | 35 | 35 | 450 | EC motor | 5060 | 1 | no | no | C | D | Aluminum | 2025-01-02 | 6 | 6 | yes | piece | 1
GCVC PD 050.2/12-34 | GCVC PD | 050.2/12-34 | 4250510 | finoox | GCVC 050.2D/1x2-2514-1-D/3/40/2.10/2400/AXS/1/015023 | 5104 | 2 | 1 | 2514 | Axial | 34367 | 34326 | 150.55 | 8119 | 695 | VT03011U.1 | 0.161 | 0.47 | A | 33.66 | 65.18 | 2025-04-12 | VerticalCompact-BCD_1x2 | 2484 | 586 | 1153 |  |  | 151.1 | 22 | 22 | 500 | EC motor | 5060 | 1 | no | no | D | D | Aluminum | 2025-01-02 | 8 | 3 | yes | piece | 1
GCVC PD 045.2/21-43 | GCVC PD | 045.2/21-43 | 4244462 | finoox | GCVC 045.2C/2x1-2528-1-D/3/64/2.10/900/AXS/1/015023 | 4716 | 1 | 2 | 2528 | Axial | 30962 | 31103 | 90.33 | 8530 | 1050 | VT03007U.1 | 0.372 | 0.84 | C | 42.98 | 74.49 | 2025-03-08 | VerticalCompact-BCD_2x1 | 984 | 800 | 1761 |  |  | 114.3 | 22 | 22 | 450 | EC motor | 5060 | 1 | no | no | C | D | Aluminum | 2025-01-02 | 8 | 3 | yes | piece | 1
GCVC PD 080.2/13-35 | GCVC PD | 080.2/13-35 | 4253014 | finoox | GCVC 080.2D/1x3-2483-1-D/4/40/2.10/3600/EXS/1/015023 | 11873 | 3 | 1 | 2483 | Axial | 94201 | 94286 | 301.1 | 22598 | 470 | VT03061U.1 | 0.626 | 0.9 | B | 34.91 | 66.59 | 2025-02-25 | VerticalCompact-BCD_1x3 | 3684 | 608 | 1153 |  |  | 266 | 35 | 35 | 800 | EC motor | 5060 | 1 | no | no | D | D | Epoxy coated aluminum | 2025-01-02 | 4 | 4 | yes | piece | 1
GCVC PD 080.3/11-50 | GCVC PD | 080.3/11-50 | 6174244 | finoox | GCVC 080.3D/1x1-3483-K-D/4/40/2.10/1200/EXS/1/015023 | 4519 | 1 | 1 | 3483 | Axial | 52731 | 52934 | 100.37 | 17106 | 960 | VT01526 | 2631 | 4 | E | 50.06 | 81.43 | 2025-01-09 | VerticalCompact-BCD_1x1 | 1284 | 611 | 1153 |  |  | 117.3 | 28 | 28 | 800 | AC motor | 60 | K | no | no | D | D | Epoxy coated aluminum | 2025-01-02 | 8 | 4 | yes | piece | 1
GCVC PD 050.3/21-48 | GCVC PD | 050.3/21-48 | 6165753 | finoox | GCVC 050.3C/2x1-3617-X-D/4/64/2.10/900/EXS/1/015023 | 4448 | 1 | 2 | 3617 | Axial | 51561 | 51898 | 120.44 | 14628 | 1260 | VT01524 | 1902 | 2025-04-04 | E | 47.91 | 79.42 | 2025-04-11 | VerticalCompact-BCD_2x1 | 984 | 800 | 1761 |  |  | 139.4 | 28 | 28 | 500 | AC motor | 60 | X | no | no | C | D | Epoxy coated aluminum | 2025-01-02 | 8 | 4 | yes | piece | 1
GCVC PD 080.3/11-36 | GCVC PD | 080.3/11-36 | 6142134 | finoox | GCVC 080.3D/1x1-1334-S-D/3/40/2.10/1200/EXS/1/015023 | 4209 | 1 | 1 | 1334 | Axial | 30539 | 30534 | 75.27 | 9583 | 510 | VT01371 | 0.529 | 1 | D | 35.58 | 66.95 | 2025-06-06 | VerticalCompact-BCD_1x1 | 1284 | 605 | 1153 |  |  | 110.6 | 22 | 22 | 800 | AC motor | 50 | S | no | no | D | D | Epoxy coated aluminum | 2025-01-02 | 10 | 3 | yes | piece | 1
GCVC PD 080.2/13-58 | GCVC PD | 080.2/13-58 | 4252952 | finoox | GCVC 080.2D/1x3-1656-2-D/6/40/2.10/3600/AXS/1/015023 | 15596 | 3 | 1 | 1656 | Axial | 196505 | 197025 | 451.65 | 47503 | 1000 | VT03059U.2 | 6821 | 2025-02-03 | E | 58.06 | 89.75 | 39.4 | VerticalCompact-BCD_1x3 | 3684 | 650 | 1153 |  |  | 347.4 | 54 | 54 | 800 | EC motor | 5060 | 2 | no | no | D | D | Aluminum | 2025-01-02 | 4 | 6 | yes | piece | 1
GCVC PD 050.2/21-38 | GCVC PD | 050.2/21-38 | 4245720 | finoox | GCVC 050.2D/2x1-2332-D-D/6/80/2.10/1200/AXS/1/015023 | 6243 | 1 | 2 | 2332 | Axial | 58306 | 58831 | 301.1 | 10547 | 850 | VT01435 | 0.509 | 0.74 | C | 38.03 | 69.68 | 2025-01-26 | VerticalCompact-BCD_2x1 | 1284 | 800 | 2161 |  |  | 218.1 | 28 | 28 | 500 | AC motor | 50 | D | no | no | D | D | Aluminum | 2025-01-02 | 10 | 6 | yes | piece | 1
GCVC PD 050.2/22-35 | GCVC PD | 050.2/22-35 | 4245094 | finoox | GCVC 050.2C/2x2-2388-I-D/6/64/2.10/1800/AXS/1/015023 | 8048 | 2 | 2 | 2388 | Axial | 78164 | 78881 | 361.32 | 14391 | 710 | VT01437 | 0.656 | 0.34 | B | 35.18 | 66.81 | 31.2 | VerticalCompact-BCD_2x2 | 1884 | 800 | 1761 |  |  | 270.4 | 35 | 35 | 500 | AC motor | 60 | I | no | no | C | D | Aluminum | 2025-01-02 | 8 | 6 | yes | piece | 1
GCVC PD 063.2/13-46 | GCVC PD | 063.2/13-46 | 4251315 | finoox | GCVC 063.2C/1x3-2413-2-D/6/32/2.10/2700/EXS/1/015023 | 10891 | 3 | 1 | 2413 | Axial | 100622 | 100742 | 270.99 | 23702 | 1000 | VT03144U.1 | 2175 | 2025-01-01 | D | 46.34 | 77.85 | 2025-06-22 | VerticalCompact-BCD_1x3 | 2784 | 623 | 953 |  |  | 212.8 | 35 | 35 | 630 | EC motor | 5060 | 2 | no | no | C | D | Epoxy coated aluminum | 2025-01-02 | 6 | 6 | yes | piece | 1
GCVC PD 050.2/23-58 | GCVC PD | 050.2/23-58 | 4245364 | finoox | GCVC 050.2C/2x3-2420-2-D/3/64/2.10/2700/AXS/1/015023 | 16140 | 3 | 2 | 2420 | Axial | 149624 | 149802 | 270.99 | 55084 | 1600 | VT03013U.1 | 5514 | 1965-01-01 | E | 58.13 | 89.87 | 2025-07-27 | VerticalCompact-BCD_2x3 | 2784 | 800 | 1761 |  |  | 334 | 54 | 54 | 500 | EC motor | 5060 | 2 | no | no | C | D | Aluminum | 2025-01-02 | 4 | 3 | yes | piece | 1
GCVC PD 050.2/13-51 | GCVC PD | 050.2/13-51 | 4250631 | finoox | GCVC 050.2D/1x3-2347-D-D/4/40/2.10/3600/AXS/1/015023 | 6864 | 3 | 1 | 2347 | Axial | 103.39 | 103557 | 301.1 | 25200 | 1390 | VT03150U | 1937 | 1941-01-01 | D | 50.72 | 82.39 | 26 | VerticalCompact-BCD_1x3 | 3684 | 569 | 1153 |  |  | 259.9 | 42 | 42 | 500 | AC motor | 50 | D | no | no | D | D | Aluminum | 2025-01-02 | 4 | 4 | yes | piece | 1
GCVC PD 063.2/21-28 | GCVC PD | 063.2/21-28 | 4246472 | finoox | GCVC 063.2C/2x1-2398-I-D/4/64/2.10/900/EXS/1/015023 | 5939 | 1 | 2 | 2398 | Axial | 32.59 | 32.8 | 120.44 | 7534 | 460 | VT01442 | 0.287 | 0.32 | C | 27.98 | 59.49 | 2025-07-10 | VerticalCompact-BCD_2x1 | 984 | 800 | 1761 |  |  | 135 | 22 | 22 | 630 | AC motor | 60 | I | no | no | C | D | Epoxy coated aluminum | 2025-01-02 | 8 | 4 | yes | piece | 1
GCVC PD 063.2/14-31 | GCVC PD | 063.2/14-31 | 4251497 | finoox | GCVC 063.2C/1x4-2398-I-D/3/32/2.10/3600/EXS/1/015023 | 8189 | 4 | 1 | 2398 | Axial | 58786 | 58.71 | 180.66 | 16258 | 460 | VT01442 | 0.565 | 0.32 | C | 30.92 | 62.54 | 2025-09-14 | VerticalCompact-BCD_1x4 | 3684 | 598 | 953 |  |  | 223 | 28 | 28 | 630 | AC motor | 60 | I | no | no | C | D | Epoxy coated aluminum | 2025-01-02 | 4 | 3 | yes | piece | 1
GCVC PD 040.2/13-51 | GCVC PD | 040.2/13-51 | 4243816 | finoox | GCVC 040.2B/1x3-2408-1-D/3/24/2.10/2160/AXS/1/015023 | 4579 | 3 | 1 | 2408 | Axial | 39231 | 39225 | 81.3 | 13646 | 1630 | VT03142U.1 | 1266 | 2025-06-02 | E | 51.19 | 82.57 | 2025-01-07 | VerticalCompact-BCD_1x3a | 2244 | 543 | 753 |  |  | 106.5 | 28 | 28 | 400 | EC motor | 5060 | 1 | no | no | B | D | Aluminum | 2025-01-02 | 6 | 3 | yes | piece | 1
GCVC PD 063.2/14-29 | GCVC PD | 063.2/14-29 | 4251553 | finoox | GCVC 063.2C/1x4-2504-1-D/4/32/2.10/3600/AXS/1/015023 | 10699 | 4 | 1 | 2504 | Axial | 62073 | 62206 | 240.88 | 13364 | 460 | VT03145U.1 | 0.241 | 0.3 | A+ | 29.47 | 61.1 | 2025-06-19 | VerticalCompact-BCD_1x4 | 3684 | 615 | 953 |  |  | 226.7 | 28 | 28 | 630 | EC motor | 5060 | 1 | no | no | C | D | Aluminum | 2025-01-02 | 4 | 4 | yes | piece | 1
GCVC PD 050.2/11-49 | GCVC PD | 050.2/11-49 | 4244123 | finoox | GCVC 050.2B/1x1-2560-2-D/4/24/2.10/720/EXS/1/015023 | 2912 | 1 | 1 | 2560 | Axial | 18556 | 18.74 | 36.13 | 6103 | 1415 | VT03013U.1 | 0.683 | 2021-01-01 | E | 49.26 | 80.45 | 2025-02-03 | VerticalCompact-BCD_1x1 | 804 | 607 | 753 |  |  | 51.9 | 16 | 16 | 500 | EC motor | 5060 | 2 | no | no | B | D | Epoxy coated aluminum | 2025-01-02 | 8 | 4 | yes | piece | 1
GCVC PD 050.2/21-44 | GCVC PD | 050.2/21-44 | 4244969 | finoox | GCVC 050.2C/2x1-2522-1-D/6/64/2.10/900/EXS/1/015023 | 6352 | 1 | 2 | 2522 | Axial | 55681 | 56069 | 180.66 | 11750 | 1200 | VT03011U.1 | 0.839 | 2025-09-01 | D | 44.48 | 75.99 | 2025-03-16 | VerticalCompact-BCD_2x1 | 984 | 800 | 1761 |  |  | 145.3 | 28 | 28 | 500 | EC motor | 5060 | 1 | no | no | C | D | Epoxy coated aluminum | 2025-01-02 | 12 | 6 | yes | piece | 1
GCVC PD 050.2/12-45 | GCVC PD | 050.2/12-45 | 4249613 | finoox | GCVC 050.2C/1x2-2522-1-D/6/32/2.10/1800/EXS/1/015023 | 5542 | 2 | 1 | 2522 | Axial | 56101 | 56314 | 180.66 | 11750 | 1200 | VT03011U.1 | 0.839 | 2025-09-01 | D | 44.6 | 75.99 | 2025-01-15 | VerticalCompact-BCD_1x2 | 1884 | 586 | 953 |  |  | 134.5 | 28 | 28 | 500 | EC motor | 5060 | 1 | no | no | C | D | Epoxy coated aluminum | 2025-01-02 | 8 | 6 | yes | piece | 1
GCVC PD 063.2/22-63 | GCVC PD | 063.2/22-63 | 4247688 | finoox | GCVC 063.2D/2x2-2550-2-D/3/80/2.10/2400/AXS/1/015023 | 17907 | 2 | 2 | 2550 | Axial | 166287 | 166835 | 301.1 | 59932 | 1285 | VT03143U.1 | 7768 | 2026-03-01 | E | 63.2 | 95.01 | 31.6 | VerticalCompact-BCD_2x2 | 2484 | 800 | 2161 |  |  | 391.8 | 54 | 54 | 630 | EC motor | 5060 | 2 | no | no | D | D | Aluminum | 2025-01-02 | 4 | 3 | yes | piece | 1
GCVC PD 050.2/21-52 | GCVC PD | 050.2/21-52 | 4244986 | finoox | GCVC 050.2C/2x1-2561-2-D/4/64/2.10/900/EXS/1/015023 | 6653 | 1 | 2 | 2561 | Axial | 54493 | 54858 | 120.44 | 15982 | 1505 | VT03013U.1 | 1533 | 1938-01-01 | E | 52.4 | 83.91 | 2025-04-11 | VerticalCompact-BCD_2x1 | 984 | 800 | 1761 |  |  | 136.8 | 28 | 28 | 500 | EC motor | 5060 | 2 | no | no | C | D | Epoxy coated aluminum | 2025-01-02 | 8 | 4 | yes | piece | 1
GCVC PD 045.2/12-40 | GCVC PD | 045.2/12-40 | 4248952 | finoox | GCVC 045.2C/1x2-2526-1-D/4/32/2.10/1800/EXS/1/015023 | 4871 | 2 | 1 | 2526 | Axial | 31735 | 31784 | 120.44 | 7079 | 900 | VT03007U.1 | 0.245 | 0.58 | B | 39.71 | 71.09 | 10 | VerticalCompact-BCD_1x2 | 1884 | 535 | 953 |  |  | 113.1 | 22 | 22 | 450 | EC motor | 5060 | 1 | no | no | C | D | Epoxy coated aluminum | 2025-01-02 | 8 | 4 | yes | piece | 1
GCVC PD 080.2/22-33 | GCVC PD | 080.2/22-33 | 4248401 | finoox | GCVC 080.2D/2x2-2498-1-D/4/80/2.10/2400/EXS/1/015023 | 17512 | 2 | 2 | 2498 | Axial | 118798 | 118685 | 401.46 | 27738 | 440 | VT03062U.1 | 0.67 | 0.85 | B | 32.91 | 64.72 | 36.3 | VerticalCompact-BCD_2x2 | 2484 | 800 | 2161 |  |  | 348.5 | 42 | 42 | 800 | EC motor | 5060 | 1 | no | no | D | D | Epoxy coated aluminum | 2025-01-02 | 6 | 4 | yes | piece | 1
GCVC PD 063.2/22-34 | GCVC PD | 063.2/22-34 | 4246743 | finoox | GCVC 063.2C/2x2-2505-1-D/6/64/2.10/1800/EXS/1/015023 | 14069 | 2 | 2 | 2505 | Axial | 69659 | 70048 | 361.32 | 12670 | 500 | VT03145U.1 | 0.306 | 0.39 | A | 33.65 | 65.28 | 31.2 | VerticalCompact-BCD_2x2 | 1884 | 800 | 1761 |  |  | 264.1 | 35 | 35 | 630 | EC motor | 5060 | 1 | no | no | C | D | Epoxy coated aluminum | 2025-01-02 | 8 | 6 | yes | piece | 1
GCVC PD 050.2/11-41 | GCVC PD | 050.2/11-41 | 4249371 | finoox | GCVC 050.2C/1x1-2521-1-D/6/32/2.10/900/EXS/1/015023 | 3223 | 1 | 1 | 2521 | Axial | 26679 | 26897 | 90.33 | 5550 | 1135 | VT03011U.1 | 0.359 | 1965-01-01 | D | 40.54 | 71.81 | 2025-07-07 | VerticalCompact-BCD_1x1 | 984 | 586 | 953 |  |  | 72.4 | 18 | 18 | 500 | EC motor | 5060 | 1 | no | no | C | D | Epoxy coated aluminum | 2025-01-02 | 12 | 6 | yes | piece | 1
GCVC PD 050.2/14-32 | GCVC PD | 050.2/14-32 | 4249901 | finoox | GCVC 050.2C/1x4-2333-S-D/6/32/2.10/3600/EXS/1/015023 | 8390 | 4 | 1 | 2333 | Axial | 64493 | 64781 | 361.32 | 11635 | 530 | VT01435 | 0.599 | 0.35 | C | 32.19 | 63.82 | 29 | VerticalCompact-BCD_1x4 | 3684 | 596 | 953 |  |  | 276.7 | 28 | 28 | 500 | AC motor | 50 | S | no | no | C | D | Epoxy coated aluminum | 2025-01-02 | 6 | 6 | yes | piece | 1
GCVC PD 063.2/11-26 | GCVC PD | 063.2/11-26 | 4250847 | finoox | GCVC 063.2C/1x1-2358-D-D/4/32/2.10/900/EXS/1/015023 | 3307 | 1 | 1 | 2358 | Axial | 15.29 | 15369 | 60.22 | 3455 | 430 | VT01442 | 0.121 | 0.32 | B | 2025-11-26 | 57.38 | 2025-01-05 | VerticalCompact-BCD_1x1 | 984 | 598 | 953 |  |  | 67.9 | 16 | 16 | 630 | AC motor | 50 | D | no | no | C | D | Epoxy coated aluminum | 2025-01-02 | 8 | 4 | yes | piece | 1
GCVC PD 050.2/23-43 | GCVC PD | 050.2/23-43 | 4246247 | finoox | GCVC 050.2D/2x3-2354-W-D/4/80/2.10/3600/AXS/1/015023 | 12918 | 3 | 2 | 2354 | Axial | 148456 | 148785 | 602.19 | 31479 | 865 | VT03093U | 2025-02-01 | 0.97 | B | 43.28 | 75.25 | 51.7 | VerticalCompact-BCD_2x3 | 3684 | 800 | 2161 |  |  | 486.4 | 42 | 42 | 500 | AC motor | 50 | W | no | no | D | D | Aluminum | 2025-01-02 | 4 | 4 | yes | piece | 1
GCVC PD 050.2/24-42 | GCVC PD | 050.2/24-42 | 4245533 | finoox | GCVC 050.2C/2x4-2354-W-D/6/64/2.10/3600/EXS/1/015023 | 16484 | 4 | 2 | 2354 | Axial | 168.67 | 169067 | 722.63 | 33299 | 865 | VT03093U | 1742 | 0.97 | C | 41.89 | 73.75 | 62.7 | VerticalCompact-BCD_2x4 | 3684 | 800 | 1761 |  |  | 524.7 | 54 | 54 | 500 | AC motor | 50 | W | no | no | C | D | Epoxy coated aluminum | 2025-01-02 | 6 | 6 | yes | piece | 1
GCVC PD 050.2/13-45 | GCVC PD | 050.2/13-45 | 4250683 | finoox | GCVC 050.2D/1x3-2386-K-D/6/40/2.10/3600/EXS/1/015023 | 8953 | 3 | 1 | 2386 | Axial | 95133 | 95424 | 451.65 | 18038 | 910 | VT01435 | 1205 | 0.92 | C | 44.7 | 76.38 | 36.9 | VerticalCompact-BCD_1x3 | 3684 | 596 | 1153 |  |  | 303 | 35 | 35 | 500 | AC motor | 60 | K | no | no | D | D | Epoxy coated aluminum | 2025-01-02 | 6 | 6 | yes | piece | 1
GCVC PD 040.2/12-41 | GCVC PD | 040.2/12-41 | 4243706 | finoox | GCVC 040.2A/1x2-2346-W-D/2/20/2.10/1200/EXS/2/015023 | 1509 | 2 | 1 | 2346 | Axial | 10894 | 10869 | 2025-09-25 | 4516 | 895 | VT0607 | 0.18 | 0.33 | D | 41.36 | 72.52 | 2025-01-02 | VerticalCompact-A_1x2 | 1260 | 342 | 507 |  |  | 2025-06-29 | 16 | 16 | 400 | AC motor | 50 | W | no | no | A | D | Epoxy coated aluminum | 2025-01-02 | 10 | 2 | yes | piece | 1
GCVC PD 050.2/13-33 | GCVC PD | 050.2/13-33 | 4249735 | finoox | GCVC 050.2C/1x3-2387-L-D/6/32/2.10/2700/EXS/1/015023 | 6645 | 3 | 1 | 2387 | Axial | 46.35 | 46572 | 270.99 | 8283 | 500 | VT01435 | 0.533 | 0.37 | C | 33.3 | 64.81 | 22 | VerticalCompact-BCD_1x3 | 2784 | 596 | 953 |  |  | 211.9 | 28 | 28 | 500 | AC motor | 60 | L | no | no | C | D | Epoxy coated aluminum | 2025-01-02 | 8 | 6 | yes | piece | 1
GCVC PD 045.2/13-53 | GCVC PD | 045.2/13-53 | 4249008 | finoox | GCVC 045.2C/1x3-2409-1-D/3/32/2.10/2700/AXS/1/015023 | 6026 | 3 | 1 | 2409 | Axial | 59.71 | 59802 | 135.49 | 18379 | 1500 | VT03007U.1 | 1549 | 2025-02-02 | D | 52.71 | 84.22 | 2025-05-11 | VerticalCompact-BCD_1x3 | 2784 | 535 | 953 |  |  | 152.9 | 28 | 28 | 450 | EC motor | 5060 | 1 | no | no | C | D | Aluminum | 2025-01-02 | 4 | 3 | yes | piece | 1
GCVC PD 050.2/11-22 | GCVC PD | 050.2/11-22 | 4250233 | finoox | GCVC 050.2D/1x1-2391-L-D/6/40/2.10/1200/EXS/1/015023 | 3384 | 1 | 1 | 2391 | Axial | 18342 | 18507 | 150.55 | 3111 | 520 | VT01437 | 0.102 | 0.18 | B | 2025-09-22 | 53.45 | 2025-04-12 | VerticalCompact-BCD_1x1 | 1284 | 596 | 1153 |  |  | 105.7 | 16 | 16 | 500 | AC motor | 60 | L | no | no | D | D | Epoxy coated aluminum | 2025-01-02 | 12 | 6 | yes | piece | 1
GCVC PD 050.2/14-47 | GCVC PD | 050.2/14-47 | 4249923 | finoox | GCVC 050.2C/1x4-2348-S-D/3/32/2.10/3600/EXS/1/015023 | 6463 | 4 | 1 | 2348 | Axial | 78293 | 78081 | 180.66 | 27214 | 1180 | VT03150U | 2105 | 0.9 | D | 46.9 | 78.53 | 2025-05-15 | VerticalCompact-BCD_1x4 | 3684 | 569 | 953 |  |  | 223.8 | 35 | 35 | 500 | AC motor | 50 | S | no | no | C | D | Epoxy coated aluminum | 2025-01-02 | 4 | 3 | yes | piece | 1
GCVC PD 063.2/23-33 | GCVC PD | 063.2/23-33 | 4246881 | finoox | GCVC 063.2C/2x3-2398-I-D/4/64/2.10/2700/AXS/1/015023 | 12985 | 3 | 2 | 2398 | Axial | 100379 | 100546 | 361.32 | 22602 | 460 | VT01442 | 0.86 | 0.32 | B | 32.51 | 64.26 | 2025-09-30 | VerticalCompact-BCD_2x3 | 2784 | 800 | 1761 |  |  | 351 | 35 | 35 | 630 | AC motor | 60 | I | no | no | C | D | Aluminum | 2025-01-02 | 6 | 4 | yes | piece | 1
GCVC PD 063.2/12-27 | GCVC PD | 063.2/12-27 | 4252042 | finoox | GCVC 063.2D/1x2-2506-1-D/3/40/2.10/2400/AXS/1/015023 | 6675 | 2 | 1 | 2506 | Axial | 41295 | 41281 | 150.55 | 10169 | 540 | VT03145U.1 | 0.154 | 0.45 | A+ | 27.42 | 58.95 | 2025-09-12 | VerticalCompact-BCD_1x2 | 2484 | 615 | 1153 |  |  | 153.7 | 28 | 28 | 630 | EC motor | 5060 | 1 | no | no | D | D | Aluminum | 2025-01-02 | 6 | 3 | yes | piece | 1
GCVC PD 063.2/21-59 | GCVC PD | 063.2/21-59 | 4247437 | finoox | GCVC 063.2D/2x1-2549-2-D/4/80/2.10/1200/AXS/1/015023 | 10425 | 1 | 2 | 2549 | Axial | 94267 | 94.38 | 200.73 | 27189 | 1210 | VT03143U.1 | 1931-03-01 | 1986-02-01 | E | 59.31 | 90.96 | 2025-04-19 | VerticalCompact-BCD_2x1 | 1284 | 800 | 2161 |  |  | 224.5 | 35 | 35 | 630 | EC motor | 5060 | 2 | no | no | D | D | Aluminum | 2025-01-02 | 10 | 4 | yes | piece | 1
GCVC PD 063.2/13-37 | GCVC PD | 063.2/13-37 | 4252365 | finoox | GCVC 063.2D/1x3-2553-2-D/6/40/2.10/3600/EXS/1/015023 | 13398 | 3 | 1 | 2553 | Axial | 103854 | 104123 | 451.65 | 20376 | 700 | VT03144U.1 | 0.68 | 0.52 | B | 37.46 | 69.14 | 36.9 | VerticalCompact-BCD_1x3 | 3684 | 623 | 1153 |  |  | 303.3 | 35 | 35 | 630 | EC motor | 5060 | 2 | no | no | D | D | Epoxy coated aluminum | 2025-01-02 | 6 | 6 | yes | piece | 1
GCVC PD 045.2/11-45 | GCVC PD | 045.2/11-45 | 4243870 | finoox | GCVC 045.2B/1x1-2531-1-D/3/24/2.10/720/EXS/1/015023 | 2429 | 1 | 1 | 2531 | Axial | 12742 | 12839 | 2025-01-27 | 4513 | 1275 | VT03007U.1 | 0.335 | 2025-04-01 | E | 44.96 | 76.15 | 2025-04-02 | VerticalCompact-BCD_1x1 | 804 | 535 | 753 |  |  | 42.4 | 16 | 16 | 450 | EC motor | 5060 | 1 | no | no | B | D | Epoxy coated aluminum | 2025-01-02 | 8 | 3 | yes | piece | 1
GCVC PD 080.2/23-33 | GCVC PD | 080.2/23-33 | 4248671 | finoox | GCVC 080.2D/2x3-2497-1-D/4/80/2.10/3600/EXS/1/015023 | 25263 | 3 | 2 | 2497 | Axial | 170817 | 171036 | 602.19 | 39115 | 415 | VT03062U.1 | 0.858 | 0.7 | A | 33.33 | 65.29 | 54.8 | VerticalCompact-BCD_2x3 | 3684 | 800 | 2161 |  |  | 513 | 54 | 54 | 800 | EC motor | 5060 | 1 | no | no | D | D | Epoxy coated aluminum | 2025-01-02 | 4 | 4 | yes | piece | 1
GCVC PD 050.2/23-42 | GCVC PD | 050.2/23-42 | 4245408 | finoox | GCVC 050.2C/2x3-2517-1-D/6/64/2.10/2700/AXS/1/015023 | 15473 | 3 | 2 | 2517 | Axial | 134296 | 135036 | 541.97 | 25522 | 880 | VT03011U.1 | 1052 | 0.84 | B | 42.4 | 74.14 | 46.3 | VerticalCompact-BCD_2x3 | 2784 | 800 | 1761 |  |  | 380.6 | 42 | 42 | 500 | EC motor | 5060 | 1 | no | no | C | D | Aluminum | 2025-01-02 | 6 | 6 | yes | piece | 1
GCVC PD 063.2/23-65 | GCVC PD | 063.2/23-65 | 4246991 | finoox | GCVC 063.2C/2x3-2548-2-D/4/64/2.10/2700/AXS/1/015023 | 23969 | 3 | 2 | 2548 | Axial | 196938 | 197663 | 361.32 | 61894 | 1135 | VT03143U.1 | 8743 | 1937-02-01 | E | 64.7 | 96.45 | 34.7 | VerticalCompact-BCD_2x3 | 2784 | 800 | 1761 |  |  | 471.1 | 54 | 54 | 630 | EC motor | 5060 | 2 | no | no | C | D | Aluminum | 2025-01-02 | 4 | 4 | yes | piece | 1
GCVC PD 063.2/13-62 | GCVC PD | 063.2/13-62 | 4251401 | finoox | GCVC 063.2C/1x3-2548-2-D/4/32/2.10/2700/EXS/1/015023 | 12095 | 3 | 1 | 2548 | Axial | 94806 | 95006 | 180.66 | 30947 | 1135 | VT03143U.1 | 4371 | 1937-02-01 | E | 61.93 | 93.44 | 2025-06-15 | VerticalCompact-BCD_1x3 | 2784 | 611 | 953 |  |  | 240.8 | 35 | 35 | 630 | EC motor | 5060 | 2 | no | no | C | D | Epoxy coated aluminum | 2025-01-02 | 4 | 4 | yes | piece | 1
GCVC PD 080.2/12-56 | GCVC PD | 080.2/12-56 | 4252681 | finoox | GCVC 080.2D/1x2-1656-2-D/6/40/2.10/2400/EXS/1/015023 | 11445 | 2 | 1 | 1656 | Axial | 127199 | 126927 | 301.1 | 31668 | 1000 | VT03059U.2 | 4547 | 2025-02-03 | E | 56.45 | 87.98 | 2025-01-26 | VerticalCompact-BCD_1x2 | 2484 | 650 | 1153 |  |  | 233.8 | 42 | 42 | 800 | EC motor | 5060 | 2 | no | no | D | D | Epoxy coated aluminum | 2025-01-02 | 6 | 6 | yes | piece | 1
GCVC PD 050.2/22-49 | GCVC PD | 050.2/22-49 | 4246073 | finoox | GCVC 050.2D/2x2-2411-1-D/4/80/2.10/2400/AXS/1/015023 | 11044 | 2 | 2 | 2411 | Axial | 125.8 | 125973 | 401.46 | 29373 | 1260 | VT03011U.1 | 1974-01-01 | 2025-02-02 | C | 49.31 | 81.12 | 36.3 | VerticalCompact-BCD_2x2 | 2484 | 800 | 2161 |  |  | 322.2 | 42 | 42 | 500 | EC motor | 5060 | 1 | no | no | D | D | Aluminum | 2025-01-02 | 6 | 4 | yes | piece | 1
GCVC PD 050.2/24-29 | GCVC PD | 050.2/24-29 | 4245587 | finoox | GCVC 050.2C/2x4-2391-L-D/6/64/2.10/3600/EXS/1/015023 | 16401 | 4 | 2 | 2391 | Axial | 114626 | 115283 | 722.63 | 20141 | 520 | VT01437 | 0.836 | 0.18 | B | 29.26 | 61.12 | 60.1 | VerticalCompact-BCD_2x4 | 3684 | 800 | 1761 |  |  | 514 | 42 | 42 | 500 | AC motor | 60 | L | no | no | C | D | Epoxy coated aluminum | 2025-01-02 | 6 | 6 | yes | piece | 1
GCVC PD 080.2/21-16 | GCVC PD | 080.2/21-16 | 4248089 | finoox | GCVC 080.2D/2x1-2489-1-D/4/80/2.10/1200/AXS/1/015023 | 7678 | 1 | 2 | 2489 | Axial | 33634 | 33804 | 200.73 | 6535 | 220 | VT03062U.1 | 0.061 | 0.15 | A+ | 15.78 | 47.43 | 2025-02-17 | VerticalCompact-BCD_2x1 | 1284 | 800 | 2161 |  |  | 188.7 | 22 | 22 | 800 | EC motor | 5060 | 1 | no | no | D | D | Aluminum | 2025-01-02 | 10 | 4 | yes | piece | 1
GCVC PD 080.2/12-35 | GCVC PD | 080.2/12-35 | 4252732 | finoox | GCVC 080.2D/1x2-2482-1-D/6/40/2.10/2400/AXS/1/015023 | 9130 | 2 | 1 | 2482 | Axial | 65322 | 65669 | 301.1 | 12134 | 440 | VT03061U.1 | 0.357 | 0.75 | A | 34.51 | 66.04 | 2025-03-25 | VerticalCompact-BCD_1x2 | 2484 | 608 | 1153 |  |  | 210.2 | 35 | 35 | 800 | EC motor | 5060 | 1 | no | no | D | D | Aluminum | 2025-01-02 | 8 | 6 | yes | piece | 1
GCVC PD 063.2/11-34 | GCVC PD | 063.2/11-34 | 4251869 | finoox | GCVC 063.2D/1x1-2553-2-D/4/40/2.10/1200/AXS/1/015023 | 4567 | 1 | 1 | 2553 | Axial | 31257 | 31347 | 100.37 | 7240 | 700 | VT03144U.1 | 0.215 | 0.52 | B | 33.98 | 65.35 | 2025-06-08 | VerticalCompact-BCD_1x1 | 1284 | 623 | 1153 |  |  | 94.7 | 22 | 22 | 630 | EC motor | 5060 | 2 | no | no | D | D | Aluminum | 2025-01-02 | 10 | 4 | yes | piece | 1
GCVC PD 045.2/23-52 | GCVC PD | 045.2/23-52 | 4244662 | finoox | GCVC 045.2C/2x3-2531-1-D/6/64/2.10/2700/AXS/1/015023 | 13484 | 3 | 2 | 2531 | Axial | 146.72 | 147266 | 541.97 | 28659 | 1275 | VT03007U.1 | 1999 | 2025-04-01 | D | 51.81 | 83.56 | 46.3 | VerticalCompact-BCD_2x3 | 2784 | 800 | 1761 |  |  | 370.6 | 42 | 42 | 450 | EC motor | 5060 | 1 | no | no | C | D | Aluminum | 2025-01-02 | 6 | 6 | yes | piece | 1
GCVC PD 080.2/22-54 | GCVC PD | 080.2/22-54 | 4248435 | finoox | GCVC 080.2D/2x2-2538-2-D/6/80/2.10/2400/EXS/1/015023 | 25929 | 2 | 2 | 2538 | Axial | 208916 | 209661 | 602.19 | 46141 | 800 | VT03059U.2 | 4098 | 1989-01-01 | D | 53.61 | 85.42 | 55.2 | VerticalCompact-BCD_2x2 | 2484 | 800 | 2161 |  |  | 462 | 54 | 54 | 800 | EC motor | 5060 | 2 | no | no | D | D | Epoxy coated aluminum | 2025-01-02 | 6 | 6 | yes | piece | 1
GCVC PD 063.2/12-29 | GCVC PD | 063.2/12-29 | 4251145 | finoox | GCVC 063.2C/1x2-2504-1-D/6/32/2.10/1800/EXS/1/015023 | 7181 | 2 | 1 | 2504 | Axial | 32383 | 32568 | 180.66 | 5801 | 460 | VT03145U.1 | 0.125 | 0.3 | A+ | 29.29 | 60.69 | 2025-08-14 | VerticalCompact-BCD_1x2 | 1884 | 615 | 953 |  |  | 135.7 | 22 | 22 | 630 | EC motor | 5060 | 1 | no | no | C | D | Epoxy coated aluminum | 2025-01-02 | 8 | 6 | yes | piece | 1
GCVC PD 050.2/23-45 | GCVC PD | 050.2/23-45 | 4245423 | finoox | GCVC 050.2C/2x3-2519-1-D/6/64/2.10/2700/EXS/1/015023 | 16466 | 3 | 2 | 2519 | Axial | 146824 | 147386 | 541.97 | 29399 | 1010 | VT03011U.1 | 1535 | 2015-01-01 | C | 45.29 | 77.03 | 46.3 | VerticalCompact-BCD_2x3 | 2784 | 800 | 1761 |  |  | 380.6 | 42 | 42 | 500 | EC motor | 5060 | 1 | no | no | C | D | Epoxy coated aluminum | 2025-01-02 | 6 | 6 | yes | piece | 1
GCVC PD 050.2/21-40 | GCVC PD | 050.2/21-40 | 4244943 | finoox | GCVC 050.2C/2x1-2518-1-D/3/64/2.10/900/EXS/1/015023 | 5304 | 1 | 2 | 2518 | Axial | 34049 | 34.19 | 90.33 | 10225 | 945 | VT03011U.1 | 0.401 | 1 | C | 39.7 | 71.21 | 2025-03-08 | VerticalCompact-BCD_2x1 | 984 | 800 | 1761 |  |  | 117.7 | 22 | 22 | 500 | EC motor | 5060 | 1 | no | no | C | D | Epoxy coated aluminum | 2025-01-02 | 8 | 3 | yes | piece | 1
GCVC PD 050.2/12-40 | GCVC PD | 050.2/12-40 | 4250539 | finoox | GCVC 050.2D/1x2-2518-1-D/6/40/2.10/2400/EXS/1/015023 | 6949 | 2 | 1 | 2518 | Axial | 57857 | 58125 | 301.1 | 10564 | 945 | VT03011U.1 | 0.392 | 1 | B | 39.94 | 71.46 | 2025-06-24 | VerticalCompact-BCD_1x2 | 2484 | 586 | 1153 |  |  | 195.3 | 28 | 28 | 500 | EC motor | 5060 | 1 | no | no | D | D | Epoxy coated aluminum | 2025-01-02 | 8 | 6 | yes | piece | 1
GCVC PD 045.2/13-43 | GCVC PD | 045.2/13-43 | 4243971 | finoox | GCVC 045.2B/1x3-2526-1-D/4/24/2.10/2160/EXS/1/015023 | 5698 | 3 | 1 | 2526 | Axial | 35836 | 35893 | 108.39 | 8766 | 900 | VT03007U.1 | 0.372 | 0.58 | C | 42.77 | 74.14 | 2025-09-08 | VerticalCompact-BCD_1x3a | 2244 | 535 | 753 |  |  | 117.7 | 22 | 22 | 450 | EC motor | 5060 | 1 | no | no | B | D | Epoxy coated aluminum | 2025-01-02 | 6 | 4 | yes | piece | 1
GCVC PD 080.2/21-53 | GCVC PD | 080.2/21-53 | 4248262 | finoox | GCVC 080.2D/2x1-2710-2-D/3/80/2.10/1200/AXS/1/015023 | 9427 | 1 | 2 | 2710 | Axial | 91642 | 91938 | 150.55 | 36542 | 975 | VT03059U.2 | 3791 | 3 | E | 52.73 | 84.38 | 2025-04-15 | VerticalCompact-BCD_2x1 | 1284 | 800 | 2161 |  |  | 200.1 | 35 | 35 | 800 | EC motor | 5060 | 2 | no | no | D | D | Aluminum | 2025-01-02 | 8 | 3 | yes | piece | 1
GCVC PD 080.3/22-36 | GCVC PD | 080.3/22-36 | 6081962 | finoox | GCVC 080.3D/2x2-3564-2-D/3/80/2.10/2400/EXS/1/015023 | 22468 | 2 | 2 | 3564 | Axial | 105831 | 105712 | 301.1 | 30844 | 440 | VT01445U.3 | 0.853 | 0.6 | B | 35.97 | 67.78 | 2025-04-28 | VerticalCompact-BCD_2x2 | 2484 | 800 | 2161 |  |  | 403.7 | 42 | 42 | 800 | EC motor | 5060 | 2 | no | no | D | D | Epoxy coated aluminum | 2025-01-02 | 6 | 3 | yes | piece | 1
GCVC PD 040.2/11-42 | GCVC PD | 040.2/11-42 | 4243680 | finoox | GCVC 040.2A/1x1-1734-W-D/2/20/2.10/600/AXS/2/015023 | 967 | 1 | 1 | 1734 | Axial | 6862 | 6918 | 1955-12-01 | 3242 | 1310 | VT0605 | 0.201 | 0.85 | E | 41.97 | 73.04 | 2025-02-01 | VerticalCompact-A_1x1 | 660 | 288 | 507 |  |  | 2025-02-16 | 16 | 16 | 400 | AC motor | 50 | W | no | no | A | D | Aluminum | 2025-01-02 | 10 | 2 | yes | piece | 1
GCVC PD 050.2/12-28 | GCVC PD | 050.2/12-28 | 4250385 | finoox | GCVC 050.2D/1x2-2337-S-D/4/40/2.10/2400/AXS/1/015023 | 4424 | 2 | 1 | 2337 | Axial | 33538 | 33637 | 200.73 | 6477 | 510 | VT01437 | 0.155 | 0.16 | A | 27.62 | 59.15 | 2025-03-16 | VerticalCompact-BCD_1x2 | 2484 | 596 | 1153 |  |  | 170.4 | 22 | 22 | 500 | AC motor | 50 | S | no | no | D | D | Aluminum | 2025-01-02 | 8 | 4 | yes | piece | 1
GCVC PD 063.2/13-30 | GCVC PD | 063.2/13-30 | 4252168 | finoox | GCVC 063.2D/1x3-2358-D-D/3/40/2.10/3600/AXS/1/015023 | 7529 | 3 | 1 | 2358 | Axial | 56467 | 56448 | 225.82 | 13387 | 430 | VT01442 | 0.338 | 0.32 | B | 29.67 | 61.35 | 2025-06-18 | VerticalCompact-BCD_1x3 | 3684 | 598 | 1153 |  |  | 235.2 | 28 | 28 | 630 | AC motor | 50 | D | no | no | D | D | Aluminum | 2025-01-02 | 4 | 3 | yes | piece | 1
GCVC PD 063.2/21-32 | GCVC PD | 063.2/21-32 | 4246543 | finoox | GCVC 063.2C/2x1-2506-1-D/6/64/2.10/900/EXS/1/015023 | 8113 | 1 | 2 | 2506 | Axial | 36675 | 37014 | 180.66 | 6874 | 540 | VT03145U.1 | 0.185 | 0.45 | A | 32.23 | 63.74 | 2025-06-15 | VerticalCompact-BCD_2x1 | 984 | 800 | 1761 |  |  | 146 | 22 | 22 | 630 | EC motor | 5060 | 1 | no | no | C | D | Epoxy coated aluminum | 2025-01-02 | 12 | 6 | yes | piece | 1
GCVC PD 045.2/24-39 | GCVC PD | 045.2/24-39 | 4244702 | finoox | GCVC 045.2C/2x4-2523-1-D/3/64/2.10/3600/AXS/1/015023 | 14181 | 4 | 2 | 2523 | Axial | 91085 | 91052 | 361.32 | 21660 | 675 | VT03007U.1 | 0.46 | 0.3 | A | 39.02 | 70.88 | 2025-08-30 | VerticalCompact-BCD_2x4 | 3684 | 800 | 1761 |  |  | 373.3 | 35 | 35 | 450 | EC motor | 5060 | 1 | no | no | C | D | Aluminum | 2025-01-02 | 4 | 3 | yes | piece | 1
GCVC PD 063.2/23-48 | GCVC PD | 063.2/23-48 | 4247045 | finoox | GCVC 063.2C/2x3-2558-2-D/6/64/2.10/2700/EXS/1/015023 | 22108 | 3 | 2 | 2558 | Axial | 193984 | 194413 | 541.97 | 44832 | 950 | VT03144U.1 | 3745 | 1 | D | 48.09 | 79.84 | 48.8 | VerticalCompact-BCD_2x3 | 2784 | 800 | 1761 |  |  | 416.2 | 54 | 54 | 630 | EC motor | 5060 | 2 | no | no | C | D | Epoxy coated aluminum | 2025-01-02 | 6 | 6 | yes | piece | 1
GCVC PD 063.2/23-45 | GCVC PD | 063.2/23-45 | 4247964 | finoox | GCVC 063.2D/2x3-2555-2-D/3/80/2.10/3600/AXS/1/015023 | 20469 | 3 | 2 | 2555 | Axial | 172998 | 172932 | 451.65 | 51289 | 800 | VT03144U.1 | 1833 | 0.69 | C | 44.79 | 76.75 | 43.1 | VerticalCompact-BCD_2x3 | 3684 | 800 | 2161 |  |  | 460.7 | 54 | 54 | 630 | EC motor | 5060 | 2 | no | no | D | D | Aluminum | 2025-01-02 | 4 | 3 | yes | piece | 1
GCVC PD 063.2/11-37 | GCVC PD | 063.2/11-37 | 4251881 | finoox | GCVC 063.2D/1x1-2555-2-D/4/40/2.10/1200/AXS/1/015023 | 4567 | 1 | 1 | 2555 | Axial | 34.41 | 34.52 | 100.37 | 8313 | 800 | VT03144U.1 | 0.314 | 0.69 | C | 36.98 | 68.34 | 2025-06-08 | VerticalCompact-BCD_1x1 | 1284 | 623 | 1153 |  |  | 94.7 | 22 | 22 | 630 | EC motor | 5060 | 2 | no | no | D | D | Aluminum | 2025-01-02 | 10 | 4 | yes | piece | 1
GCVC PD 063.2/22-21 | GCVC PD | 063.2/22-21 | 4246712 | finoox | GCVC 063.2C/2x2-2500-1-D/4/64/2.10/1800/EXS/1/015023 | 12282 | 2 | 2 | 2500 | Axial | 43298 | 43424 | 240.88 | 8597 | 310 | VT03145U.1 | 0.101 | 0.13 | A+ | 21.29 | 52.92 | 2025-06-20 | VerticalCompact-BCD_2x2 | 1884 | 800 | 1761 |  |  | 227.7 | 28 | 28 | 630 | EC motor | 5060 | 1 | no | no | C | D | Epoxy coated aluminum | 2025-01-02 | 8 | 4 | yes | piece | 1
GCVC PD 063.2/12-21 | GCVC PD | 063.2/12-21 | 4251123 | finoox | GCVC 063.2C/1x2-2501-1-D/4/32/2.10/1800/AXS/1/015023 | 6025 | 2 | 1 | 2501 | Axial | 24286 | 24359 | 120.44 | 4887 | 345 | VT03145U.1 | 0.063 | 0.15 | A+ | 20.89 | 52.28 | 2025-08-09 | VerticalCompact-BCD_1x2 | 1884 | 615 | 953 |  |  | 117.8 | 18 | 18 | 630 | EC motor | 5060 | 1 | no | no | C | D | Aluminum | 2025-01-02 | 8 | 4 | yes | piece | 1
GCVC PD 050.2/11-26 | GCVC PD | 050.2/11-26 | 4249313 | finoox | GCVC 050.2C/1x1-2512-1-D/4/32/2.10/900/AXS/1/015023 | 2707 | 1 | 1 | 2512 | Axial | 13552 | 13637 | 60.22 | 2895 | 565 | VT03011U.1 | 0.053 | 0.28 | A+ | 25.55 | 56.81 | 2025-01-05 | VerticalCompact-BCD_1x1 | 984 | 586 | 953 |  |  | 63.6 | 16 | 16 | 500 | EC motor | 5060 | 1 | no | no | C | D | Aluminum | 2025-01-02 | 8 | 4 | yes | piece | 1
GCVC PD 050.2/22-55 | GCVC PD | 050.2/22-55 | 4246190 | finoox | GCVC 050.2D/2x2-2790-K-D/4/80/2.10/2400/EXS/1/015023 | 9685 | 2 | 2 | 2790 | Axial | 152157 | 152645 | 401.46 | 39411 | 1640 | VT03150U | 3736 | 1964-01-01 | D | 54.95 | 86.76 | 36.3 | VerticalCompact-BCD_2x2 | 2484 | 800 | 2161 |  |  | 340.7 | 42 | 42 | 500 | AC motor | 60 | K | no | no | D | D | Epoxy coated aluminum | 2025-01-02 | 4 | 4 | yes | piece | 1
GCVC PD 080.3/21-50 | GCVC PD | 080.3/21-50 | 6208654 | finoox | GCVC 080.3D/2x1-3562-2-D/4/80/2.10/1200/AXS/1/015023 | 10508 | 1 | 2 | 3562 | Axial | 95019 | 95123 | 200.73 | 27563 | 800 | VT01445U.3 | 2175 | 1985-01-01 | D | 49.76 | 81.41 | 2025-04-19 | VerticalCompact-BCD_2x1 | 1284 | 800 | 2161 |  |  | 233.5 | 35 | 35 | 800 | EC motor | 5060 | 2 | no | no | D | D | Aluminum | 2025-01-02 | 10 | 4 | yes | piece | 1
GCVC PD 050.3/12-49 | GCVC PD | 050.3/12-49 | 6183702 | finoox | GCVC 050.3C/1x2-3617-X-D/3/32/2.10/1800/EXS/1/015023 | 3503 | 2 | 1 | 3617 | Axial | 43521 | 43566 | 90.33 | 15235 | 1260 | VT01524 | 1882 | 2025-04-04 | E | 48.51 | 79.9 | 8 | VerticalCompact-BCD_1x2 | 1884 | 596 | 953 |  |  | 120.3 | 28 | 28 | 500 | AC motor | 60 | X | no | no | C | D | Epoxy coated aluminum | 2025-01-02 | 6 | 3 | yes | piece | 1
GCVC PD 050.2/12-37 | GCVC PD | 050.2/12-37 | 4244169 | finoox | GCVC 050.2B/1x2-2354-W-D/4/24/2.10/1440/EXS/1/015023 | 3019 | 2 | 1 | 2354 | Axial | 27247 | 27325 | 72.26 | 7103 | 865 | VT03093U | 0.453 | 0.97 | D | 36.75 | 68.04 | 2025-01-06 | VerticalCompact-BCD_1x2 | 1524 | 569 | 753 |  |  | 91.2 | 22 | 22 | 500 | AC motor | 50 | W | no | no | B | D | Epoxy coated aluminum | 2025-01-02 | 8 | 4 | yes | piece | 1
GCVC PD 063.2/23-57 | GCVC PD | 063.2/23-57 | 4246846 | finoox | GCVC 063.2C/2x3-2357-S-D/3/64/2.10/2700/AXS/1/015023 | 15366 | 3 | 2 | 2357 | Axial | 156832 | 157245 | 270.99 | 60762 | 1040 | VT01441 | 9348 | 3 | E | 56.56 | 88.3 | 2025-07-27 | VerticalCompact-BCD_2x3 | 2784 | 800 | 1761 |  |  | 447.3 | 54 | 54 | 630 | AC motor | 50 | S | no | no | C | D | Aluminum | 2025-01-02 | 4 | 3 | yes | piece | 1
GCVC PD 050.2/12-44 | GCVC PD | 050.2/12-44 | 4250496 | finoox | GCVC 050.2D/1x2-2421-1-D/4/40/2.10/2400/EXS/1/015023 | 5862 | 2 | 1 | 2421 | Axial | 58992 | 59038 | 200.73 | 13856 | 1150 | VT03011U.1 | 0.673 | 1975-01-01 | C | 43.73 | 75.26 | 2025-08-16 | VerticalCompact-BCD_1x2 | 2484 | 586 | 1153 |  |  | 166.4 | 28 | 28 | 500 | EC motor | 5060 | 1 | no | no | D | D | Epoxy coated aluminum | 2025-01-02 | 6 | 4 | yes | piece | 1
GCVC PD 063.2/11-41 | GCVC PD | 063.2/11-41 | 4251902 | finoox | GCVC 063.2D/1x1-2558-2-D/4/40/2.10/1200/EXS/1/015023 | 4779 | 1 | 1 | 2558 | Axial | 37722 | 37861 | 100.37 | 9930 | 950 | VT03144U.1 | 0.516 | 1 | C | 40.83 | 72.2 | 2025-06-08 | VerticalCompact-BCD_1x1 | 1284 | 623 | 1153 |  |  | 94.7 | 22 | 22 | 630 | EC motor | 5060 | 2 | no | no | D | D | Epoxy coated aluminum | 2025-01-02 | 10 | 4 | yes | piece | 1
GCVC PD 080.2/12-31 | GCVC PD | 080.2/12-31 | 4252811 | finoox | GCVC 080.2D/1x2-2499-1-D/4/40/2.10/2400/AXS/1/015023 | 7459 | 2 | 1 | 2499 | Axial | 62649 | 62719 | 200.73 | 14702 | 465 | VT03062U.1 | 0.389 | 0.95 | B | 31.31 | 62.84 | 2025-08-16 | VerticalCompact-BCD_1x2 | 2484 | 608 | 1153 |  |  | 179.4 | 28 | 28 | 800 | EC motor | 5060 | 1 | no | no | D | D | Aluminum | 2025-01-02 | 6 | 4 | yes | piece | 1
GCVC PD 063.2/13-36 | GCVC PD | 063.2/13-36 | 4252321 | finoox | GCVC 063.2D/1x3-2511-1-D/3/40/2.10/3600/EXS/1/015023 | 9719 | 3 | 1 | 2511 | Axial | 74809 | 74725 | 225.82 | 20925 | 730 | VT03145U.1 | 0.525 | 1 | B | 35.71 | 67.39 | 2025-03-19 | VerticalCompact-BCD_1x3 | 3684 | 615 | 1153 |  |  | 225.6 | 35 | 35 | 630 | EC motor | 5060 | 1 | no | no | D | D | Epoxy coated aluminum | 2025-01-02 | 4 | 3 | yes | piece | 1
GCVC PD 050.2/12-43 | GCVC PD | 050.2/12-43 | 4244240 | finoox | GCVC 050.2B/1x2-2520-1-D/3/24/2.10/1440/AXS/1/015023 | 3808 | 2 | 1 | 2520 | Axial | 27813 | 27837 | 54.2 | 9784 | 1070 | VT03011U.1 | 0.623 | 2025-04-01 | D | 42.5 | 73.79 | 2025-07-04 | VerticalCompact-BCD_1x2 | 1524 | 586 | 753 |  |  | 79.2 | 22 | 22 | 500 | EC motor | 5060 | 1 | no | no | B | D | Aluminum | 2025-01-02 | 8 | 3 | yes | piece | 1
GCVC PD 080.2/12-25 | GCVC PD | 080.2/12-25 | 4252793 | finoox | GCVC 080.2D/1x2-2494-1-D/4/40/2.10/2400/EXS/1/015023 | 7854 | 2 | 1 | 2494 | Axial | 47883 | 47555 | 200.73 | 10567 | 340 | VT03062U.1 | 0.17 | 0.45 | A+ | 24.97 | 56.49 | 2025-08-16 | VerticalCompact-BCD_1x2 | 2484 | 608 | 1153 |  |  | 179.4 | 28 | 28 | 800 | EC motor | 5060 | 1 | no | no | D | D | Epoxy coated aluminum | 2025-01-02 | 8 | 4 | yes | piece | 1
GCVC PD 063.2/21-23 | GCVC PD | 063.2/21-23 | 4246515 | finoox | GCVC 063.2C/2x1-2502-1-D/4/64/2.10/900/AXS/1/015023 | 6848 | 1 | 2 | 2502 | Axial | 26161 | 26324 | 120.44 | 5481 | 385 | VT03145U.1 | 0.079 | 0.2 | A+ | 2025-09-22 | 54.41 | 2025-04-10 | VerticalCompact-BCD_2x1 | 984 | 800 | 1761 |  |  | 127.2 | 18 | 18 | 630 | EC motor | 5060 | 1 | no | no | C | D | Aluminum | 2025-01-02 | 12 | 4 | yes | piece | 1
GCVC PD 063.2/24-33 | GCVC PD | 063.2/24-33 | 4247140 | finoox | GCVC 063.2C/2x4-2503-1-D/6/64/2.10/3600/AXS/1/015023 | 24450 | 4 | 2 | 2503 | Axial | 120245 | 120908 | 722.63 | 21081 | 425 | VT03145U.1 | 0.404 | 0.25 | A+ | 33.12 | 64.99 | 60.1 | VerticalCompact-BCD_2x4 | 3684 | 800 | 1761 |  |  | 501.9 | 42 | 42 | 630 | EC motor | 5060 | 1 | no | no | C | D | Aluminum | 2025-01-02 | 6 | 6 | yes | piece | 1
GCVC PD 045.2/24-54 | GCVC PD | 045.2/24-54 | 4244761 | finoox | GCVC 045.2C/2x4-2532-1-D/6/64/2.10/3600/EXS/1/015023 | 18905 | 4 | 2 | 2532 | Axial | 202251 | 203189 | 722.63 | 40571 | 1350 | VT03007U.1 | 3147 | 1965-01-01 | D | 54.17 | 86.04 | 62.7 | VerticalCompact-BCD_2x4 | 3684 | 800 | 1761 |  |  | 486.1 | 54 | 54 | 450 | EC motor | 5060 | 1 | no | no | C | D | Epoxy coated aluminum | 2025-01-02 | 4 | 6 | yes | piece | 1
GCVC PD 045.2/14-46 | GCVC PD | 045.2/14-46 | 4249141 | finoox | GCVC 045.2C/1x4-2528-1-D/4/32/2.10/3600/AXS/1/015023 | 8131 | 4 | 1 | 2528 | Axial | 72691 | 72.77 | 240.88 | 16608 | 1050 | VT03007U.1 | 0.753 | 0.84 | C | 45.83 | 77.45 | 2025-02-20 | VerticalCompact-BCD_1x4 | 3684 | 535 | 953 |  |  | 217 | 35 | 35 | 450 | EC motor | 5060 | 1 | no | no | C | D | Aluminum | 2025-01-02 | 4 | 4 | yes | piece | 1
GCVC PD 080.3/13-47 | GCVC PD | 080.3/13-47 | 6095714 | finoox | GCVC 080.3D/1x3-3563-2-D/6/40/2.10/3600/EXS/1/015023 | 17388 | 3 | 1 | 3563 | Axial | 141981 | 142523 | 451.65 | 29787 | 670 | VT01445U.3 | 2013 | 2015-01-01 | D | 47.14 | 78.82 | 39.2 | VerticalCompact-BCD_1x3 | 3684 | 620 | 1153 |  |  | 375.2 | 42 | 42 | 800 | EC motor | 5060 | 2 | no | no | D | D | Epoxy coated aluminum | 2025-01-02 | 4 | 6 | yes | piece | 1
GCVC PD 040.2/12-41 | GCVC PD | 040.2/12-41 | 4243799 | finoox | GCVC 040.2B/1x2-2346-W-D/4/24/2.10/1440/EXS/1/015023 | 2739 | 2 | 1 | 2346 | Axial | 20245 | 20301 | 72.26 | 4607 | 895 | VT0607 | 0.179 | 0.33 | C | 41.24 | 72.52 | 6 | VerticalCompact-BCD_1x2 | 1524 | 530 | 753 |  |  | 79.9 | 18 | 18 | 400 | AC motor | 50 | W | no | no | B | D | Epoxy coated aluminum | 2025-01-02 | 8 | 4 | yes | piece | 1
GCVC PD 050.2/22-28 | GCVC PD | 050.2/22-28 | 4246065 | finoox | GCVC 050.2D/2x2-2391-L-D/6/80/2.10/2400/EXS/1/015023 | 11601 | 2 | 2 | 2391 | Axial | 73.56 | 74191 | 602.19 | 12443 | 520 | VT01437 | 0.407 | 0.18 | B | 27.67 | 59.47 | 50.5 | VerticalCompact-BCD_2x2 | 2484 | 800 | 2161 |  |  | 389.5 | 35 | 35 | 500 | AC motor | 60 | L | no | no | D | D | Epoxy coated aluminum | 2025-01-02 | 10 | 6 | yes | piece | 1
GCVC PD 050.2/12-54 | GCVC PD | 050.2/12-54 | 4250489 | finoox | GCVC 050.2D/1x2-2420-2-D/3/40/2.10/2400/EXS/1/015023 | 6362 | 2 | 1 | 2420 | Axial | 60655 | 60573 | 150.55 | 19703 | 1600 | VT03013U.1 | 1729 | 1965-01-01 | E | 54.35 | 85.88 | 2025-09-12 | VerticalCompact-BCD_1x2 | 2484 | 607 | 1153 |  |  | 161.1 | 28 | 28 | 500 | EC motor | 5060 | 2 | no | no | D | D | Epoxy coated aluminum | 2025-01-02 | 6 | 3 | yes | piece | 1
GCVC PD 050.2/24-54 | GCVC PD | 050.2/24-54 | 4245506 | finoox | GCVC 050.2C/2x4-2347-D-D/3/64/2.10/3600/AXS/1/015023 | 11898 | 4 | 2 | 2347 | Axial | 173391 | 172636 | 361.32 | 62550 | 1390 | VT03150U | 5409 | 1941-01-01 | E | 53.94 | 85.8 | 34.6 | VerticalCompact-BCD_2x4 | 3684 | 800 | 1761 |  |  | 431 | 54 | 54 | 500 | AC motor | 50 | D | no | no | C | D | Aluminum | 2025-01-02 | 4 | 3 | yes | piece | 1
GCVC PD 080.2/11-35 | GCVC PD | 080.2/11-35 | 4252490 | finoox | GCVC 080.2D/1x1-2487-1-D/4/40/2.10/1200/EXS/1/015023 | 4877 | 1 | 1 | 2487 | Axial | 37225 | 37361 | 100.37 | 9724 | 600 | VT03061U.1 | 0.41 | 1985-01-01 | C | 35.31 | 66.68 | 2025-06-08 | VerticalCompact-BCD_1x1 | 1284 | 608 | 1153 |  |  | 96.7 | 22 | 22 | 800 | EC motor | 5060 | 1 | no | no | D | D | Epoxy coated aluminum | 2025-01-02 | 10 | 4 | yes | piece | 1
GCVC PD 063.2/11-30 | GCVC PD | 063.2/11-30 | 4251823 | finoox | GCVC 063.2D/1x1-2510-1-D/3/40/2.10/1200/EXS/1/015023 | 4254 | 1 | 1 | 2510 | Axial | 24163 | 24174 | 75.27 | 6596 | 695 | VT03145U.1 | 0.15 | 0.9 | B | 2025-07-30 | 61.44 | 2025-04-06 | VerticalCompact-BCD_1x1 | 1284 | 615 | 1153 |  |  | 82.6 | 18 | 18 | 630 | EC motor | 5060 | 1 | no | no | D | D | Epoxy coated aluminum | 2025-01-02 | 10 | 3 | yes | piece | 1
GCVC PD 063.2/13-62 | GCVC PD | 063.2/13-62 | 4252338 | finoox | GCVC 063.2D/1x3-2549-2-D/6/40/2.10/3600/AXS/1/015023 | 15172 | 3 | 1 | 2549 | Axial | 170392 | 171098 | 451.65 | 37846 | 1210 | VT03143U.1 | 5138 | 1986-02-01 | E | 61.74 | 93.43 | 39.4 | VerticalCompact-BCD_1x3 | 3684 | 611 | 1153 |  |  | 362 | 54 | 54 | 630 | EC motor | 5060 | 2 | no | no | D | D | Aluminum | 2025-01-02 | 4 | 6 | yes | piece | 1
GCVC PD 063.2/22-44 | GCVC PD | 063.2/22-44 | 4246828 | finoox | GCVC 063.2C/2x2-2557-2-D/3/64/2.10/1800/AXS/1/015023 | 12381 | 2 | 2 | 2557 | Axial | 95011 | 95099 | 180.66 | 33519 | 900 | VT03144U.1 | 1938 | 0.85 | D | 43.9 | 75.53 | 17 | VerticalCompact-BCD_2x2 | 1884 | 800 | 1761 |  |  | 228.1 | 35 | 35 | 630 | EC motor | 5060 | 2 | no | no | C | D | Aluminum | 2025-01-02 | 6 | 3 | yes | piece | 1
GCVC PD 063.2/11-40 | GCVC PD | 063.2/11-40 | 4251892 | finoox | GCVC 063.2D/1x1-2557-2-D/3/40/2.10/1200/AXS/1/015023 | 4371 | 1 | 1 | 2557 | Axial | 31582 | 31602 | 75.27 | 9649 | 900 | VT03144U.1 | 0.429 | 0.85 | C | 40.24 | 71.6 | 2025-06-06 | VerticalCompact-BCD_1x1 | 1284 | 623 | 1153 |  |  | 87.4 | 22 | 22 | 630 | EC motor | 5060 | 2 | no | no | D | D | Aluminum | 2025-01-02 | 10 | 3 | yes | piece | 1
GCVC PD 063.2/12-32 | GCVC PD | 063.2/12-32 | 4252064 | finoox | GCVC 063.2D/1x2-2509-1-D/4/40/2.10/2400/EXS/1/015023 | 7555 | 2 | 1 | 2509 | Axial | 52199 | 52122 | 200.73 | 12016 | 655 | VT03145U.1 | 0.265 | 0.75 | A | 31.59 | 63.11 | 2025-08-16 | VerticalCompact-BCD_1x2 | 2484 | 615 | 1153 |  |  | 168.1 | 28 | 28 | 630 | EC motor | 5060 | 1 | no | no | D | D | Epoxy coated aluminum | 2025-01-02 | 8 | 4 | yes | piece | 1
GCVC PD 063.2/12-65 | GCVC PD | 063.2/12-65 | 4251209 | finoox | GCVC 063.2C/1x2-2552-2-D/4/32/2.10/1800/AXS/1/015023 | 8288 | 2 | 1 | 2552 | Axial | 74025 | 74251 | 120.44 | 26643 | 1435 | VT03143U.1 | 5891 | 2025-03-04 | E | 65.22 | 96.62 | 2025-09-10 | VerticalCompact-BCD_1x2 | 1884 | 611 | 953 |  |  | 163.9 | 35 | 35 | 630 | EC motor | 5060 | 2 | no | no | C | D | Aluminum | 2025-01-02 | 6 | 4 | yes | piece | 1
GCVC PD 063.2/11-33 | GCVC PD | 063.2/11-33 | 4250977 | finoox | GCVC 063.2C/1x1-2511-1-D/4/32/2.10/900/AXS/1/015023 | 3776 | 1 | 1 | 2511 | Axial | 21937 | 22097 | 60.22 | 5496 | 730 | VT03145U.1 | 0.205 | 1 | C | 33.15 | 64.42 | 2025-02-05 | VerticalCompact-BCD_1x1 | 984 | 615 | 953 |  |  | 64.6 | 18 | 18 | 630 | EC motor | 5060 | 1 | no | no | C | D | Aluminum | 2025-01-02 | 8 | 4 | yes | piece | 1
GCVC PD 045.2/14-41 | GCVC PD | 045.2/14-41 | 4249127 | finoox | GCVC 045.2C/1x4-2525-1-D/6/32/2.10/3600/EXS/1/015023 | 9913 | 4 | 1 | 2525 | Axial | 66476 | 66757 | 361.32 | 12088 | 825 | VT03007U.1 | 0.393 | 0.47 | B | 40.85 | 72.47 | 2025-05-29 | VerticalCompact-BCD_1x4 | 3684 | 535 | 953 |  |  | 251.6 | 35 | 35 | 450 | EC motor | 5060 | 1 | no | no | C | D | Epoxy coated aluminum | 2025-01-02 | 6 | 6 | yes | piece | 1
GCVC PD 063.2/12-22 | GCVC PD | 063.2/12-22 | 4251131 | finoox | GCVC 063.2C/1x2-2502-1-D/3/32/2.10/1800/EXS/1/015023 | 5989 | 2 | 1 | 2502 | Axial | 23698 | 23683 | 90.33 | 5895 | 385 | VT03145U.1 | 0.077 | 0.2 | A+ | 21.81 | 53.2 | 2025-05-07 | VerticalCompact-BCD_1x2 | 1884 | 615 | 953 |  |  | 109.1 | 18 | 18 | 630 | EC motor | 5060 | 1 | no | no | C | D | Epoxy coated aluminum | 2025-01-02 | 8 | 3 | yes | piece | 1
GCVC PD 063.2/11-25 | GCVC PD | 063.2/11-25 | 4250944 | finoox | GCVC 063.2C/1x1-2505-1-D/4/32/2.10/900/EXS/1/015023 | 3896 | 1 | 1 | 2505 | Axial | 15902 | 15.98 | 60.22 | 3644 | 500 | VT03145U.1 | 0.074 | 0.39 | A | 25.43 | 56.7 | 2025-01-05 | VerticalCompact-BCD_1x1 | 984 | 615 | 953 |  |  | 64.5 | 16 | 16 | 630 | EC motor | 5060 | 1 | no | no | C | D | Epoxy coated aluminum | 2025-01-02 | 8 | 4 | yes | piece | 1
GCVC PD 080.3/22-60 | GCVC PD | 080.3/22-60 | 6054045 | finoox | GCVC 080.3D/2x2-3558-2-D/4/80/2.10/2400/AXS/1/015023 | 23312 | 2 | 2 | 3558 | Axial | 231244 | 232056 | 401.46 | 74577 | 1060 | VT01445U.3 | 9949 | 2025-04-04 | E | 60.38 | 92.19 | 39.5 | VerticalCompact-BCD_2x2 | 2484 | 800 | 2161 |  |  | 439.1 | 54 | 54 | 800 | EC motor | 5060 | 2 | no | no | D | D | Aluminum | 2025-01-02 | 4 | 4 | yes | piece | 1
GCVC PD 050.2/22-35 | GCVC PD | 050.2/22-35 | 4245967 | finoox | GCVC 050.2D/2x2-2333-S-D/3/80/2.10/2400/EXS/1/015023 | 8340 | 2 | 2 | 2333 | Axial | 65.57 | 65.5 | 301.1 | 15513 | 530 | VT01435 | 0.59 | 0.35 | C | 34.91 | 66.72 | 2025-09-26 | VerticalCompact-BCD_2x2 | 2484 | 800 | 2161 |  |  | 310.3 | 35 | 35 | 500 | AC motor | 50 | S | no | no | D | D | Epoxy coated aluminum | 2025-01-02 | 8 | 3 | yes | piece | 1
GCVC PD 050.2/12-27 | GCVC PD | 050.2/12-27 | 4249438 | finoox | GCVC 050.2C/1x2-2337-S-D/6/32/2.10/1800/AXS/1/015023 | 4158 | 2 | 1 | 2337 | Axial | 29163 | 29377 | 180.66 | 5068 | 510 | VT01437 | 0.162 | 0.16 | B | 26.57 | 57.96 | 2025-08-14 | VerticalCompact-BCD_1x2 | 1884 | 596 | 953 |  |  | 138.7 | 22 | 22 | 500 | AC motor | 50 | S | no | no | C | D | Aluminum | 2025-01-02 | 8 | 6 | yes | piece | 1
GCVC PD 050.2/13-43 | GCVC PD | 050.2/13-43 | 4250670 | finoox | GCVC 050.2D/1x3-2384-I-D/4/40/2.10/3600/EXS/1/015023 | 7250 | 3 | 1 | 2384 | Axial | 77437 | 77552 | 301.1 | 17053 | 790 | VT01435 | 1063 | 0.88 | D | 43.37 | 75.05 | 2025-02-25 | VerticalCompact-BCD_1x3 | 3684 | 596 | 1153 |  |  | 259.6 | 35 | 35 | 500 | AC motor | 60 | I | no | no | D | D | Epoxy coated aluminum | 2025-01-02 | 4 | 4 | yes | piece | 1
GCVC PD 063.2/22-55 | GCVC PD | 063.2/22-55 | 4247513 | finoox | GCVC 063.2D/2x2-2357-S-D/6/80/2.10/2400/EXS/1/015023 | 17691 | 2 | 2 | 2357 | Axial | 203774 | 204512 | 602.19 | 44415 | 1040 | VT01441 | 6166 | 3 | E | 54.6 | 86.41 | 55.2 | VerticalCompact-BCD_2x2 | 2484 | 800 | 2161 |  |  | 483.1 | 54 | 54 | 630 | AC motor | 50 | S | no | no | D | D | Epoxy coated aluminum | 2025-01-02 | 6 | 6 | yes | piece | 1
GCVC PD 050.2/13-48 | GCVC PD | 050.2/13-48 | 4244333 | finoox | GCVC 050.2B/1x3-2411-1-D/4/24/2.10/2160/AXS/1/015023 | 5919 | 3 | 1 | 2411 | Axial | 53.33 | 53318 | 108.39 | 16350 | 1260 | VT03011U.1 | 1525 | 2025-02-02 | E | 48.14 | 79.53 | 2025-02-09 | VerticalCompact-BCD_1x3a | 2244 | 586 | 753 |  |  | 123.3 | 28 | 28 | 500 | EC motor | 5060 | 1 | no | no | B | D | Aluminum | 2025-01-02 | 6 | 4 | yes | piece | 1
GCVC PD 063.2/11-21 | GCVC PD | 063.2/11-21 | 4251739 | finoox | GCVC 063.2D/1x1-2401-L-D/3/40/2.10/1200/EXS/1/015023 | 3664 | 1 | 1 | 2401 | Axial | 16619 | 16631 | 75.27 | 3882 | 340 | VT01442 | 0.085 | 0.16 | A | 21.41 | 52.78 | 2025-03-06 | VerticalCompact-BCD_1x1 | 1284 | 598 | 1153 |  |  | 85.8 | 16 | 16 | 630 | AC motor | 60 | L | no | no | D | D | Epoxy coated aluminum | 2025-01-02 | 10 | 3 | yes | piece | 1
GCVC PD 050.2/23-28 | GCVC PD | 050.2/23-28 | 4245348 | finoox | GCVC 050.2C/2x3-2391-L-D/6/64/2.10/2700/AXS/1/015023 | 11754 | 3 | 2 | 2391 | Axial | 86705 | 87258 | 541.97 | 15106 | 520 | VT01437 | 0.627 | 0.18 | B | 2025-12-28 | 59.87 | 45 | VerticalCompact-BCD_2x3 | 2784 | 800 | 1761 |  |  | 392.8 | 35 | 35 | 500 | AC motor | 60 | L | no | no | C | D | Aluminum | 2025-01-02 | 8 | 6 | yes | piece | 1
GCVC PD 050.2/22-48 | GCVC PD | 050.2/22-48 | 4245988 | finoox | GCVC 050.2D/2x2-2348-S-D/3/80/2.10/2400/AXS/1/015023 | 7928 | 2 | 2 | 2348 | Axial | 107163 | 107099 | 301.1 | 30245 | 1180 | VT03150U | 2008 | 0.9 | D | 48.39 | 80.2 | 2025-04-28 | VerticalCompact-BCD_2x2 | 2484 | 800 | 2161 |  |  | 311.4 | 42 | 42 | 500 | AC motor | 50 | S | no | no | D | D | Aluminum | 2025-01-02 | 6 | 3 | yes | piece | 1
GCVC PD 050.2/14-46 | GCVC PD | 050.2/14-46 | 4249925 | finoox | GCVC 050.2C/1x4-2348-S-D/6/32/2.10/3600/EXS/1/015023 | 8679 | 4 | 1 | 2348 | Axial | 113265 | 113695 | 361.32 | 23732 | 1180 | VT03150U | 2025-02-02 | 0.9 | D | 46.1 | 77.73 | 31.4 | VerticalCompact-BCD_1x4 | 3684 | 569 | 953 |  |  | 279.2 | 42 | 42 | 500 | AC motor | 50 | S | no | no | C | D | Epoxy coated aluminum | 2025-01-02 | 4 | 6 | yes | piece | 1
GCVC PD 050.2/12-43 | GCVC PD | 050.2/12-43 | 4250494 | finoox | GCVC 050.2D/1x2-2421-1-D/6/40/2.10/2400/AXS/1/015023 | 6493 | 2 | 1 | 2421 | Axial | 70.47 | 70806 | 301.1 | 13393 | 1150 | VT03011U.1 | 0.692 | 1975-01-01 | C | 43.36 | 74.88 | 2025-03-25 | VerticalCompact-BCD_1x2 | 2484 | 586 | 1153 |  |  | 196 | 35 | 35 | 500 | EC motor | 5060 | 1 | no | no | D | D | Aluminum | 2025-01-02 | 8 | 6 | yes | piece | 1
GCVC PD 045.2/23-46 | GCVC PD | 045.2/23-46 | 4244639 | finoox | GCVC 045.2C/2x3-2527-1-D/3/64/2.10/2700/EXS/1/015023 | 11619 | 3 | 2 | 2527 | Axial | 85209 | 84833 | 270.99 | 23715 | 975 | VT03007U.1 | 0.908 | 0.68 | C | 45.9 | 77.64 | 2025-09-23 | VerticalCompact-BCD_2x3 | 2784 | 800 | 1761 |  |  | 289.2 | 35 | 35 | 450 | EC motor | 5060 | 1 | no | no | C | D | Epoxy coated aluminum | 2025-01-02 | 6 | 3 | yes | piece | 1
GCVC PD 063.2/21-28 | GCVC PD | 063.2/21-28 | 4247393 | finoox | GCVC 063.2D/2x1-2506-1-D/6/80/2.10/1200/EXS/1/015023 | 9977 | 1 | 2 | 2506 | Axial | 50799 | 51183 | 301.1 | 9065 | 540 | VT03145U.1 | 0.167 | 0.45 | A+ | 27.69 | 59.34 | 2025-01-26 | VerticalCompact-BCD_2x1 | 1284 | 800 | 2161 |  |  | 210 | 28 | 28 | 630 | EC motor | 5060 | 1 | no | no | D | D | Epoxy coated aluminum | 2025-01-02 | 10 | 6 | yes | piece | 1
GCVC PD 080.2/22-54 | GCVC PD | 080.2/22-54 | 4248432 | finoox | GCVC 080.2D/2x2-2538-2-D/6/80/2.10/2400/AXS/1/015023 | 24494 | 2 | 2 | 2538 | Axial | 214076 | 214975 | 602.19 | 46141 | 800 | VT03059U.2 | 4098 | 1989-01-01 | D | 53.61 | 85.42 | 55.2 | VerticalCompact-BCD_2x2 | 2484 | 800 | 2161 |  |  | 462 | 54 | 54 | 800 | EC motor | 5060 | 2 | no | no | D | D | Aluminum | 2025-01-02 | 6 | 6 | yes | piece | 1
GCVC PD 063.2/22-27 | GCVC PD | 063.2/22-27 | 4247626 | finoox | GCVC 063.2D/2x2-2504-1-D/4/80/2.10/2400/EXS/1/015023 | 14876 | 2 | 2 | 2504 | Axial | 80.81 | 80869 | 401.46 | 16702 | 460 | VT03145U.1 | 0.216 | 0.3 | A+ | 26.77 | 58.58 | 34.8 | VerticalCompact-BCD_2x2 | 2484 | 800 | 2161 |  |  | 323.3 | 35 | 35 | 630 | EC motor | 5060 | 1 | no | no | D | D | Epoxy coated aluminum | 2025-01-02 | 8 | 4 | yes | piece | 1
GCVC PD 063.2/14-28 | GCVC PD | 063.2/14-28 | 4251555 | finoox | GCVC 063.2C/1x4-2504-1-D/3/32/2.10/3600/EXS/1/015023 | 10496 | 4 | 1 | 2504 | Axial | 54.29 | 54212 | 180.66 | 14347 | 460 | VT03145U.1 | 0.235 | 0.3 | A | 28.34 | 59.97 | 2025-09-14 | VerticalCompact-BCD_1x4 | 3684 | 615 | 953 |  |  | 209.4 | 28 | 28 | 630 | EC motor | 5060 | 1 | no | no | C | D | Epoxy coated aluminum | 2025-01-02 | 4 | 3 | yes | piece | 1
GCVC PD 063.2/21-34 | GCVC PD | 063.2/21-34 | 4247420 | finoox | GCVC 063.2D/2x1-2511-1-D/6/80/2.10/1200/AXS/1/015023 | 9417 | 1 | 2 | 2511 | Axial | 67361 | 67817 | 301.1 | 12527 | 730 | VT03145U.1 | 0.382 | 1 | B | 34.16 | 65.81 | 2025-04-27 | VerticalCompact-BCD_2x1 | 1284 | 800 | 2161 |  |  | 211.3 | 35 | 35 | 630 | EC motor | 5060 | 1 | no | no | D | D | Aluminum | 2025-01-02 | 10 | 6 | yes | piece | 1
GCVC PD 045.2/12-38 | GCVC PD | 045.2/12-38 | 4248944 | finoox | GCVC 045.2C/1x2-2525-1-D/6/32/2.10/1800/AXS/1/015023 | 5236 | 2 | 1 | 2525 | Axial | 33837 | 34086 | 180.66 | 6044 | 825 | VT03007U.1 | 0.196 | 0.47 | B | 38.08 | 69.46 | 2025-08-14 | VerticalCompact-BCD_1x2 | 1884 | 535 | 953 |  |  | 130.5 | 22 | 22 | 450 | EC motor | 5060 | 1 | no | no | C | D | Aluminum | 2025-01-02 | 8 | 6 | yes | piece | 1
GCVC PD 050.2/11-35 | GCVC PD | 050.2/11-35 | 4244092 | finoox | GCVC 050.2B/1x1-2517-1-D/3/24/2.10/720/AXS/1/015023 | 2331 | 1 | 1 | 2517 | Axial | 12222 | 12319 | 2025-01-27 | 3974 | 880 | VT03011U.1 | 0.179 | 0.84 | D | 35.46 | 66.65 | 2025-04-02 | VerticalCompact-BCD_1x1 | 804 | 586 | 753 |  |  | 44.1 | 16 | 16 | 500 | EC motor | 5060 | 1 | no | no | B | D | Aluminum | 2025-01-02 | 8 | 3 | yes | piece | 1
GCVC PD 063.2/12-20 | GCVC PD | 063.2/12-20 | 4252022 | finoox | GCVC 063.2D/1x2-2502-1-D/4/40/2.10/2400/EXS/1/015023 | 7497 | 2 | 1 | 2502 | Axial | 34882 | 34953 | 200.73 | 6900 | 385 | VT03145U.1 | 0.072 | 0.2 | A+ | 2025-01-20 | 51.63 | 2025-03-16 | VerticalCompact-BCD_1x2 | 2484 | 615 | 1153 |  |  | 167.4 | 22 | 22 | 630 | EC motor | 5060 | 1 | no | no | D | D | Epoxy coated aluminum | 2025-01-02 | 8 | 4 | yes | piece | 1
GCVC PD 045.2/24-45 | GCVC PD | 045.2/24-45 | 4244720 | finoox | GCVC 045.2C/2x4-2526-1-D/3/64/2.10/3600/AXS/1/015023 | 14185 | 4 | 2 | 2526 | Axial | 111928 | 111747 | 361.32 | 29123 | 900 | VT03007U.1 | 0.971 | 0.58 | B | 45.29 | 77.15 | 32 | VerticalCompact-BCD_2x4 | 3684 | 800 | 1761 |  |  | 375.5 | 42 | 42 | 450 | EC motor | 5060 | 1 | no | no | C | D | Aluminum | 2025-01-02 | 4 | 3 | yes | piece | 1
GCVC PD 063.2/13-40 | GCVC PD | 063.2/13-40 | 4252367 | finoox | GCVC 063.2D/1x3-2554-2-D/4/40/2.10/3600/AXS/1/015023 | 10867 | 3 | 1 | 2554 | Axial | 98292 | 98447 | 301.1 | 23328 | 750 | VT03144U.1 | 0.784 | 0.6 | B | 39.99 | 71.67 | 2025-02-25 | VerticalCompact-BCD_1x3 | 3684 | 623 | 1153 |  |  | 259.9 | 35 | 35 | 630 | EC motor | 5060 | 2 | no | no | D | D | Aluminum | 2025-01-02 | 4 | 4 | yes | piece | 1
GCVC PD 050.2/14-35 | GCVC PD | 050.2/14-35 | 4249974 | finoox | GCVC 050.2C/1x4-2388-I-D/6/32/2.10/3600/AXS/1/015023 | 7760 | 4 | 1 | 2388 | Axial | 76948 | 77207 | 361.32 | 14391 | 710 | VT01437 | 0.656 | 0.34 | B | 35.19 | 66.81 | 2025-05-29 | VerticalCompact-BCD_1x4 | 3684 | 596 | 953 |  |  | 266.9 | 35 | 35 | 500 | AC motor | 60 | I | no | no | C | D | Aluminum | 2025-01-02 | 6 | 6 | yes | piece | 1
GCVC PD 050.2/23-37 | GCVC PD | 050.2/23-37 | 4246279 | finoox | GCVC 050.2D/2x3-2387-L-D/3/80/2.10/3600/EXS/1/015023 | 12285 | 3 | 2 | 2387 | Axial | 93.22 | 93049 | 451.65 | 21933 | 500 | VT01435 | 1053 | 0.37 | C | 37.29 | 69.26 | 38.5 | VerticalCompact-BCD_2x3 | 3684 | 800 | 2161 |  |  | 451.2 | 35 | 35 | 500 | AC motor | 60 | L | no | no | D | D | Epoxy coated aluminum | 2025-01-02 | 6 | 3 | yes | piece | 1
GCVC PD 050.2/13-46 | GCVC PD | 050.2/13-46 | 4249687 | finoox | GCVC 050.2C/1x3-2348-S-D/3/32/2.10/2700/EXS/1/015023 | 5181 | 3 | 1 | 2348 | Axial | 61458 | 61.52 | 135.49 | 20411 | 1180 | VT03150U | 1579 | 0.9 | D | 45.77 | 77.28 | 2025-05-11 | VerticalCompact-BCD_1x3 | 2784 | 569 | 953 |  |  | 171.8 | 28 | 28 | 500 | AC motor | 50 | S | no | no | C | D | Epoxy coated aluminum | 2025-01-02 | 4 | 3 | yes | piece | 1
GCVC PD 045.2/14-44 | GCVC PD | 045.2/14-44 | 4249137 | finoox | GCVC 045.2C/1x4-2527-1-D/3/32/2.10/3600/EXS/1/015023 | 8028 | 4 | 1 | 2527 | Axial | 57789 | 57697 | 180.66 | 15810 | 975 | VT03007U.1 | 0.605 | 0.68 | C | 44.27 | 75.88 | 2025-09-14 | VerticalCompact-BCD_1x4 | 3684 | 535 | 953 |  |  | 199.1 | 28 | 28 | 450 | EC motor | 5060 | 1 | no | no | C | D | Epoxy coated aluminum | 2025-01-02 | 4 | 3 | yes | piece | 1
GCVC PD 063.2/14-38 | GCVC PD | 063.2/14-38 | 4251589 | finoox | GCVC 063.2C/1x4-2510-1-D/4/32/2.10/3600/AXS/1/015023 | 10721 | 4 | 1 | 2510 | Axial | 84219 | 84355 | 240.88 | 20736 | 695 | VT03145U.1 | 0.704 | 0.9 | B | 37.71 | 69.34 | 2025-02-20 | VerticalCompact-BCD_1x4 | 3684 | 615 | 953 |  |  | 227.3 | 35 | 35 | 630 | EC motor | 5060 | 1 | no | no | C | D | Aluminum | 2025-01-02 | 4 | 4 | yes | piece | 1
GCVC PD 045.2/11-32 | GCVC PD | 045.2/11-32 | 4243838 | finoox | GCVC 045.2B/1x1-2523-1-D/3/24/2.10/720/EXS/1/015023 | 2418 | 1 | 1 | 2523 | Axial | 8347 | 8382 | 2025-01-27 | 2291 | 675 | VT03007U.1 | 0.059 | 0.3 | B | 31.52 | 62.7 | 2025-04-02 | VerticalCompact-BCD_1x1 | 804 | 535 | 753 |  |  | 42.4 | 16 | 16 | 450 | EC motor | 5060 | 1 | no | no | B | D | Epoxy coated aluminum | 2025-01-02 | 12 | 3 | yes | piece | 1
GCVC PD 080.2/21-31 | GCVC PD | 080.2/21-31 | 4248131 | finoox | GCVC 080.2D/2x1-2499-1-D/4/80/2.10/1200/EXS/1/015023 | 8186 | 1 | 2 | 2499 | Axial | 61.85 | 61989 | 200.73 | 14702 | 465 | VT03062U.1 | 0.389 | 0.95 | B | 31.19 | 62.84 | 2025-01-18 | VerticalCompact-BCD_2x1 | 1284 | 800 | 2161 |  |  | 190.1 | 28 | 28 | 800 | EC motor | 5060 | 1 | no | no | D | D | Epoxy coated aluminum | 2025-01-02 | 10 | 4 | yes | piece | 1
GCVC PD 050.2/11-52 | GCVC PD | 050.2/11-52 | 4244132 | finoox | GCVC 050.2B/1x1-2563-2-D/3/24/2.10/720/AXS/1/015023 | 2787 | 1 | 1 | 2563 | Axial | 18024 | 18228 | 2025-01-27 | 7858 | 1680 | VT03013U.1 | 2025-12-01 | 1975-01-01 | E | 52.29 | 83.48 | 2025-04-02 | VerticalCompact-BCD_1x1 | 804 | 607 | 753 |  |  | 48.7 | 16 | 16 | 500 | EC motor | 5060 | 2 | no | no | B | D | Aluminum | 2025-01-02 | 8 | 3 | yes | piece | 1
GCVC PD 050.2/11-52 | GCVC PD | 050.2/11-52 | 4250353 | finoox | GCVC 050.2D/1x1-2563-2-D/6/40/2.10/1200/EXS/1/015023 | 4443 | 1 | 1 | 2563 | Axial | 45843 | 46086 | 150.55 | 9506 | 1680 | VT03013U.1 | 1023 | 1975-01-01 | D | 52.49 | 83.85 | 2025-01-13 | VerticalCompact-BCD_1x1 | 1284 | 607 | 1153 |  |  | 109.4 | 28 | 28 | 500 | EC motor | 5060 | 2 | no | no | D | D | Epoxy coated aluminum | 2025-01-02 | 10 | 6 | yes | piece | 1
GCVC PD 080.2/21-23 | GCVC PD | 080.2/21-23 | 4248106 | finoox | GCVC 080.2D/2x1-2493-1-D/3/80/2.10/1200/EXS/1/015023 | 7647 | 1 | 2 | 2493 | Axial | 41217 | 41239 | 150.55 | 10448 | 320 | VT03062U.1 | 0.136 | 0.35 | A+ | 2025-06-22 | 54.25 | 14 | VerticalCompact-BCD_2x1 | 1284 | 800 | 2161 |  |  | 175.5 | 28 | 28 | 800 | EC motor | 5060 | 1 | no | no | D | D | Epoxy coated aluminum | 2025-01-02 | 10 | 3 | yes | piece | 1
GCVC PD 063.2/21-25 | GCVC PD | 063.2/21-25 | 4246524 | finoox | GCVC 063.2C/2x1-2503-1-D/4/64/2.10/900/EXS/1/015023 | 7155 | 1 | 2 | 2503 | Axial | 27927 | 28048 | 120.44 | 6079 | 425 | VT03145U.1 | 0.098 | 0.25 | A+ | 24.82 | 56.33 | 2025-07-10 | VerticalCompact-BCD_2x1 | 984 | 800 | 1761 |  |  | 128.2 | 22 | 22 | 630 | EC motor | 5060 | 1 | no | no | C | D | Epoxy coated aluminum | 2025-01-02 | 12 | 4 | yes | piece | 1
GCVC PD 045.2/11-46 | GCVC PD | 045.2/11-46 | 4248899 | finoox | GCVC 045.2C/1x1-2532-1-D/6/32/2.10/900/EXS/1/015023 | 3248 | 1 | 1 | 2532 | Axial | 24928 | 2025-12-25 | 90.33 | 5071 | 1350 | VT03007U.1 | 0.393 | 1965-01-01 | D | 45.74 | 77 | 2025-07-07 | VerticalCompact-BCD_1x1 | 984 | 535 | 953 |  |  | 70.7 | 18 | 18 | 450 | EC motor | 5060 | 1 | no | no | C | D | Epoxy coated aluminum | 2025-01-02 | 12 | 6 | yes | piece | 1
GCVC PD 080.2/23-48 | GCVC PD | 080.2/23-48 | 4248745 | finoox | GCVC 080.2D/2x3-2546-2-D/4/80/2.10/3600/AXS/1/015023 | 28103 | 3 | 2 | 2546 | Axial | 258688 | 258868 | 602.19 | 73322 | 730 | VT03060U.1 | 4491 | 2025-03-01 | D | 48.27 | 80.23 | 58.2 | VerticalCompact-BCD_2x3 | 3684 | 800 | 2161 |  |  | 539.7 | 64 | 64 | 800 | EC motor | 5060 | 2 | no | no | D | D | Aluminum | 2025-01-02 | 4 | 4 | yes | piece | 1
GCVC PD 050.2/23-38 | GCVC PD | 050.2/23-38 | 4246213 | finoox | GCVC 050.2D/2x3-2336-D-D/3/80/2.10/3600/EXS/1/015023 | 12220 | 3 | 2 | 2336 | Axial | 100523 | 100332 | 451.65 | 24620 | 660 | VT01437 | 0.723 | 0.33 | B | 37.98 | 69.94 | 38.5 | VerticalCompact-BCD_2x3 | 3684 | 800 | 2161 |  |  | 435.7 | 35 | 35 | 500 | AC motor | 50 | D | no | no | D | D | Epoxy coated aluminum | 2025-01-02 | 6 | 3 | yes | piece | 1
GCVC PD 050.2/13-35 | GCVC PD | 050.2/13-35 | 4249736 | finoox | GCVC 050.2C/1x3-2388-I-D/3/32/2.10/2700/AXS/1/015023 | 4809 | 3 | 1 | 2388 | Axial | 44571 | 44556 | 135.49 | 12338 | 710 | VT01437 | 0.474 | 0.34 | C | 35.47 | 66.98 | 2025-05-11 | VerticalCompact-BCD_1x3 | 2784 | 596 | 953 |  |  | 165.2 | 28 | 28 | 500 | AC motor | 60 | I | no | no | C | D | Aluminum | 2025-01-02 | 6 | 3 | yes | piece | 1
GCVC PD 063.2/13-39 | GCVC PD | 063.2/13-39 | 4251320 | finoox | GCVC 063.2C/1x3-2414-1-D/4/32/2.10/2700/EXS/1/015023 | 8798 | 3 | 1 | 2414 | Axial | 64302 | 64275 | 180.66 | 17427 | 770 | VT03145U.1 | 0.71 | 2015-01-01 | C | 38.73 | 70.24 | 2025-06-15 | VerticalCompact-BCD_1x3 | 2784 | 615 | 953 |  |  | 174.2 | 35 | 35 | 630 | EC motor | 5060 | 1 | no | no | C | D | Epoxy coated aluminum | 2025-01-02 | 6 | 4 | yes | piece | 1
GCVC PD 063.2/21-29 | GCVC PD | 063.2/21-29 | 4247311 | finoox | GCVC 063.2D/2x1-2398-I-D/4/80/2.10/1200/AXS/1/015023 | 6813 | 1 | 2 | 2398 | Axial | 45824 | 46.03 | 200.73 | 9579 | 460 | VT01442 | 0.269 | 0.32 | B | 29.44 | 61.09 | 2025-01-18 | VerticalCompact-BCD_2x1 | 1284 | 800 | 2161 |  |  | 185.7 | 28 | 28 | 630 | AC motor | 60 | I | no | no | D | D | Aluminum | 2025-01-02 | 10 | 4 | yes | piece | 1
GCVC PD 050.2/22-46 | GCVC PD | 050.2/22-46 | 4245135 | finoox | GCVC 050.2C/2x2-2421-1-D/4/64/2.10/1800/AXS/1/015023 | 9053 | 2 | 2 | 2421 | Axial | 94296 | 94365 | 240.88 | 25016 | 1150 | VT03011U.1 | 1436 | 1975-01-01 | D | 45.9 | 77.53 | 2025-07-21 | VerticalCompact-BCD_2x2 | 1884 | 800 | 1761 |  |  | 225.4 | 35 | 35 | 500 | EC motor | 5060 | 1 | no | no | C | D | Aluminum | 2025-01-02 | 8 | 4 | yes | piece | 1
GCVC PD 045.2/13-35 | GCVC PD | 045.2/13-35 | 4249025 | finoox | GCVC 045.2C/1x3-2523-1-D/6/32/2.10/2700/EXS/1/015023 | 7754 | 3 | 1 | 2523 | Axial | 41918 | 42169 | 270.99 | 7335 | 675 | VT03007U.1 | 0.176 | 0.3 | A | 35.43 | 66.93 | 22 | VerticalCompact-BCD_1x3 | 2784 | 535 | 953 |  |  | 191.8 | 28 | 28 | 450 | EC motor | 5060 | 1 | no | no | C | D | Epoxy coated aluminum | 2025-01-02 | 8 | 6 | yes | piece | 1
GCVC PD 050.2/22-38 | GCVC PD | 050.2/22-38 | 4246110 | finoox | GCVC 050.2D/2x2-2515-1-D/6/80/2.10/2400/AXS/1/015023 | 12901 | 2 | 2 | 2515 | Axial | 96733 | 97353 | 602.19 | 16794 | 755 | VT03011U.1 | 0.423 | 0.58 | A | 37.76 | 69.57 | 50.5 | VerticalCompact-BCD_2x2 | 2484 | 800 | 2161 |  |  | 380 | 35 | 35 | 500 | EC motor | 5060 | 1 | no | no | D | D | Aluminum | 2025-01-02 | 8 | 6 | yes | piece | 1
GCVC PD 045.2/22-50 | GCVC PD | 045.2/22-50 | 4244574 | finoox | GCVC 045.2C/2x2-2531-1-D/4/64/2.10/1800/EXS/1/015023 | 8857 | 2 | 2 | 2531 | Axial | 80973 | 81041 | 240.88 | 20299 | 1275 | VT03007U.1 | 1312 | 2025-04-01 | D | 50.04 | 81.67 | 2025-07-21 | VerticalCompact-BCD_2x2 | 1884 | 800 | 1761 |  |  | 218.4 | 35 | 35 | 450 | EC motor | 5060 | 1 | no | no | C | D | Epoxy coated aluminum | 2025-01-02 | 8 | 4 | yes | piece | 1
GCVC PD 050.2/13-39 | GCVC PD | 050.2/13-39 | 4244363 | finoox | GCVC 050.2B/1x3-2516-1-D/4/24/2.10/2160/EXS/1/015023 | 6109 | 3 | 1 | 2516 | Axial | 39603 | 39662 | 108.39 | 10239 | 820 | VT03011U.1 | 0.443 | 0.68 | C | 39.24 | 70.62 | 2025-09-08 | VerticalCompact-BCD_1x3a | 2244 | 586 | 753 |  |  | 122.8 | 22 | 22 | 500 | EC motor | 5060 | 1 | no | no | B | D | Epoxy coated aluminum | 2025-01-02 | 6 | 4 | yes | piece | 1
GCVC PD 050.2/14-56 | GCVC PD | 050.2/14-56 | 4250106 | finoox | GCVC 050.2C/1x4-2562-2-D/6/32/2.10/3600/AXS/1/015023 | 12295 | 4 | 1 | 2562 | Axial | 140552 | 140672 | 361.32 | 31616 | 1595 | VT03013U.1 | 3746 | 1965-01-01 | E | 56.45 | 88.07 | 31.4 | VerticalCompact-BCD_1x4 | 3684 | 607 | 953 |  |  | 279.2 | 42 | 42 | 500 | EC motor | 5060 | 2 | no | no | C | D | Aluminum | 2025-01-02 | 4 | 6 | yes | piece | 1
GCVC PD 063.2/11-23 | GCVC PD | 063.2/11-23 | 4251790 | finoox | GCVC 063.2D/1x1-2505-1-D/3/40/2.10/1200/AXS/1/015023 | 4088 | 1 | 1 | 2505 | Axial | 19494 | 19509 | 75.27 | 4708 | 500 | VT03145U.1 | 0.064 | 0.39 | A+ | 22.95 | 54.32 | 2025-03-06 | VerticalCompact-BCD_1x1 | 1284 | 615 | 1153 |  |  | 82.4 | 16 | 16 | 630 | EC motor | 5060 | 1 | no | no | D | D | Aluminum | 2025-01-02 | 10 | 3 | yes | piece | 1
GCVC PD 050.2/12-29 | GCVC PD | 050.2/12-29 | 4250502 | finoox | GCVC 050.2D/1x2-2512-1-D/4/40/2.10/2400/EXS/1/015023 | 5803 | 2 | 1 | 2512 | Axial | 33282 | 33354 | 200.73 | 6501 | 565 | VT03011U.1 | 0.099 | 0.28 | A+ | 2025-08-29 | 60.6 | 2025-03-16 | VerticalCompact-BCD_1x2 | 2484 | 586 | 1153 |  |  | 165.6 | 22 | 22 | 500 | EC motor | 5060 | 1 | no | no | D | D | Epoxy coated aluminum | 2025-01-02 | 8 | 4 | yes | piece | 1
GCVC PD 050.2/14-36 | GCVC PD | 050.2/14-36 | 4250034 | finoox | GCVC 050.2C/1x4-2514-1-D/6/32/2.10/3600/AXS/1/015023 | 10020 | 4 | 1 | 2514 | Axial | 71.9 | 72191 | 361.32 | 13169 | 695 | VT03011U.1 | 0.363 | 0.47 | A | 35.55 | 67.18 | 2025-05-29 | VerticalCompact-BCD_1x4 | 3684 | 586 | 953 |  |  | 257.3 | 35 | 35 | 500 | EC motor | 5060 | 1 | no | no | C | D | Aluminum | 2025-01-02 | 6 | 6 | yes | piece | 1
GCVC PD 050.2/11-24 | GCVC PD | 050.2/11-24 | 4249205 | finoox | GCVC 050.2C/1x1-2337-S-D/6/32/2.10/900/EXS/1/015023 | 2703 | 1 | 1 | 2337 | Axial | 14232 | 14359 | 90.33 | 2534 | 510 | VT01437 | 0.081 | 0.16 | B | 23.68 | 54.95 | 2025-06-07 | VerticalCompact-BCD_1x1 | 984 | 596 | 953 |  |  | 74.7 | 16 | 16 | 500 | AC motor | 50 | S | no | no | C | D | Epoxy coated aluminum | 2025-01-02 | 12 | 6 | yes | piece | 1
GCVC PD 050.2/22-51 | GCVC PD | 050.2/22-51 | 4245046 | finoox | GCVC 050.2C/2x2-2349-I-D/3/64/2.10/1800/AXS/1/015023 | 6411 | 2 | 2 | 2349 | Axial | 97071 | 97149 | 180.66 | 34912 | 1590 | VT03150U | 1947-03-01 | 2025-07-01 | E | 51.11 | 82.74 | 17 | VerticalCompact-BCD_2x2 | 1884 | 800 | 1761 |  |  | 226.4 | 35 | 35 | 500 | AC motor | 60 | I | no | no | C | D | Aluminum | 2025-01-02 | 6 | 3 | yes | piece | 1
GCVC PD 063.2/22-39 | GCVC PD | 063.2/22-39 | 4246702 | finoox | GCVC 063.2C/2x2-2414-1-D/3/64/2.10/1800/AXS/1/015023 | 11138 | 2 | 2 | 2414 | Axial | 76723 | 76591 | 180.66 | 24806 | 770 | VT03145U.1 | 0.917 | 2015-01-01 | C | 38.93 | 70.56 | 2025-09-16 | VerticalCompact-BCD_2x2 | 1884 | 800 | 1761 |  |  | 211.2 | 35 | 35 | 630 | EC motor | 5060 | 1 | no | no | C | D | Aluminum | 2025-01-02 | 8 | 3 | yes | piece | 1
GCVC PD 045.2/24-57 | GCVC PD | 045.2/24-57 | 4244693 | finoox | GCVC 045.2C/2x4-2409-1-D/3/64/2.10/3600/EXS/1/015023 | 14977 | 4 | 2 | 2409 | Axial | 148401 | 148248 | 361.32 | 49010 | 1500 | VT03007U.1 | 4131 | 2025-02-02 | E | 56.61 | 88.48 | 32 | VerticalCompact-BCD_2x4 | 3684 | 800 | 1761 |  |  | 375.5 | 42 | 42 | 450 | EC motor | 5060 | 1 | no | no | C | D | Epoxy coated aluminum | 2025-01-02 | 4 | 3 | yes | piece | 1
GCVC PD 080.2/12-51 | GCVC PD | 080.2/12-51 | 4252850 | finoox | GCVC 080.2D/1x2-2540-2-D/3/40/2.10/2400/AXS/1/015023 | 9082 | 2 | 1 | 2540 | Axial | 86415 | 86701 | 150.55 | 32234 | 900 | VT03059U.2 | 2792 | 1952-02-01 | E | 50.72 | 82.26 | 2025-06-13 | VerticalCompact-BCD_1x2 | 2484 | 650 | 1153 |  |  | 189 | 35 | 35 | 800 | EC motor | 5060 | 2 | no | no | D | D | Aluminum | 2025-01-02 | 4 | 3 | yes | piece | 1
GCVC PD 080.2/13-39 | GCVC PD | 080.2/13-39 | 4253018 | finoox | GCVC 080.2D/1x3-2484-1-D/6/40/2.10/3600/AXS/1/015023 | 13009 | 3 | 1 | 2484 | Axial | 108029 | 108315 | 451.65 | 21094 | 505 | VT03061U.1 | 0.781 | 2015-01-01 | B | 38.73 | 70.42 | 37.7 | VerticalCompact-BCD_1x3 | 3684 | 608 | 1153 |  |  | 310.8 | 42 | 42 | 800 | EC motor | 5060 | 1 | no | no | D | D | Aluminum | 2025-01-02 | 6 | 6 | yes | piece | 1
GCVC PD 063.2/11-24 | GCVC PD | 063.2/11-24 | 4250938 | finoox | GCVC 063.2C/1x1-2504-1-D/4/32/2.10/900/EXS/1/015023 | 3896 | 1 | 1 | 2504 | Axial | 14901 | 14986 | 60.22 | 3341 | 460 | VT03145U.1 | 0.06 | 0.3 | A+ | 23.81 | 55.08 | 2025-01-05 | VerticalCompact-BCD_1x1 | 984 | 615 | 953 |  |  | 64.5 | 16 | 16 | 630 | EC motor | 5060 | 1 | no | no | C | D | Epoxy coated aluminum | 2025-01-02 | 8 | 4 | yes | piece | 1
GCVC PD 050.2/11-34 | GCVC PD | 050.2/11-34 | 4250285 | finoox | GCVC 050.2D/1x1-2516-1-D/3/40/2.10/1200/EXS/1/015023 | 3160 | 1 | 1 | 2516 | Axial | 19436 | 19451 | 75.27 | 4811 | 820 | VT03011U.1 | 0.126 | 0.68 | B | 34.47 | 65.83 | 2025-03-06 | VerticalCompact-BCD_1x1 | 1284 | 586 | 1153 |  |  | 81.5 | 16 | 16 | 500 | EC motor | 5060 | 1 | no | no | D | D | Epoxy coated aluminum | 2025-01-02 | 10 | 3 | yes | piece | 1
GCVC PD 050.2/21-45 | GCVC PD | 050.2/21-45 | 4244967 | finoox | GCVC 050.2C/2x1-2522-1-D/3/64/2.10/900/EXS/1/015023 | 5304 | 1 | 2 | 2522 | Axial | 39688 | 39899 | 90.33 | 13058 | 1200 | VT03011U.1 | 0.789 | 2025-09-01 | D | 44.89 | 76.4 | 2025-03-08 | VerticalCompact-BCD_2x1 | 984 | 800 | 1761 |  |  | 117.7 | 22 | 22 | 500 | EC motor | 5060 | 1 | no | no | C | D | Epoxy coated aluminum | 2025-01-02 | 8 | 3 | yes | piece | 1
GCVC PD 050.2/13-34 | GCVC PD | 050.2/13-34 | 4244351 | finoox | GCVC 050.2B/1x3-2513-1-D/4/24/2.10/2160/EXS/1/015023 | 6099 | 3 | 1 | 2513 | Axial | 32029 | 31945 | 108.39 | 7691 | 630 | VT03011U.1 | 0.219 | 0.37 | B | 33.89 | 65.28 | 2025-09-08 | VerticalCompact-BCD_1x3a | 2244 | 586 | 753 |  |  | 122.8 | 22 | 22 | 500 | EC motor | 5060 | 1 | no | no | B | D | Epoxy coated aluminum | 2025-01-02 | 8 | 4 | yes | piece | 1
GCVC PD 050.2/24-38 | GCVC PD | 050.2/24-38 | 4245629 | finoox | GCVC 050.2C/2x4-2514-1-D/6/64/2.10/3600/EXS/1/015023 | 21215 | 4 | 2 | 2514 | Axial | 142098 | 142615 | 722.63 | 26339 | 695 | VT03011U.1 | 0.726 | 0.47 | A | 38.32 | 70.19 | 60.1 | VerticalCompact-BCD_2x4 | 3684 | 800 | 1761 |  |  | 494.8 | 42 | 42 | 500 | EC motor | 5060 | 1 | no | no | C | D | Epoxy coated aluminum | 2025-01-02 | 6 | 6 | yes | piece | 1
GCVC PD 050.2/21-33 | GCVC PD | 050.2/21-33 | 4245867 | finoox | GCVC 050.2D/2x1-2514-1-D/6/80/2.10/1200/EXS/1/015023 | 7882 | 1 | 2 | 2514 | Axial | 44046 | 44425 | 301.1 | 7676 | 695 | VT03011U.1 | 0.168 | 0.47 | A+ | 33 | 64.65 | 2025-01-26 | VerticalCompact-BCD_2x1 | 1284 | 800 | 2161 |  |  | 208.1 | 28 | 28 | 500 | EC motor | 5060 | 1 | no | no | D | D | Epoxy coated aluminum | 2025-01-02 | 10 | 6 | yes | piece | 1
GCVC PD 080.3/12-50 | GCVC PD | 080.3/12-50 | 6167917 | finoox | GCVC 080.3D/1x2-3481-D-D/3/40/2.10/2400/EXS/1/015023 | 6954 | 2 | 1 | 3481 | Axial | 83.82 | 84043 | 150.55 | 32903 | 850 | VT01526 | 3425 | 2025-03-03 | E | 49.81 | 81.34 | 2025-06-13 | VerticalCompact-BCD_1x2 | 2484 | 611 | 1153 |  |  | 206.6 | 35 | 35 | 800 | AC motor | 50 | D | no | no | D | D | Epoxy coated aluminum | 2025-01-02 | 4 | 3 | yes | piece | 1
GCVC PD 050.3/13-49 | GCVC PD | 050.3/13-49 | 6101551 | finoox | GCVC 050.3D/1x3-3616-W-D/6/40/2.10/3600/EXS/1/015023 | 9004 | 3 | 1 | 3616 | Axial | 110436 | 110619 | 451.65 | 22269 | 1240 | VT01524 | 1979 | 2025-02-03 | D | 48.56 | 80.24 | 37.7 | VerticalCompact-BCD_1x3 | 3684 | 596 | 1153 |  |  | 307.2 | 42 | 42 | 500 | AC motor | 50 | W | no | no | D | D | Epoxy coated aluminum | 2025-01-02 | 6 | 6 | yes | piece | 1
GCVC PD 045.2/11-44 | GCVC PD | 045.2/11-44 | 4243827 | finoox | GCVC 045.2B/1x1-0426-W-D/4/24/2.10/720/EXS/1/015023 | 1868 | 1 | 1 | 426 | Axial | 15668 | 15806 | 36.13 | 4604 | 1360 | VT0326U | 0.459 | 2025-02-02 | E | 44.16 | 75.34 | 2025-02-03 | VerticalCompact-BCD_1x1 | 804 | 521 | 753 |  |  | 49.3 | 16 | 16 | 450 | AC motor | 50 | W | no | no | B | D | Epoxy coated aluminum | 2025-01-02 | 8 | 4 | yes | piece | 1
GCVC PD 050.2/12-39 | GCVC PD | 050.2/12-39 | 4244143 | finoox | GCVC 050.2B/1x2-2332-D-D/4/24/2.10/1440/EXS/1/015023 | 3051 | 2 | 1 | 2332 | Axial | 28694 | 28758 | 72.26 | 7709 | 850 | VT01435 | 0.566 | 0.74 | D | 38.69 | 69.98 | 2025-01-06 | VerticalCompact-BCD_1x2 | 1524 | 596 | 753 |  |  | 95 | 22 | 22 | 500 | AC motor | 50 | D | no | no | B | D | Epoxy coated aluminum | 2025-01-02 | 8 | 4 | yes | piece | 1
GCVC PD 050.2/12-29 | GCVC PD | 050.2/12-29 | 4250432 | finoox | GCVC 050.2D/1x2-2385-J-D/3/40/2.10/2400/AXS/1/015023 | 4083 | 2 | 1 | 2385 | Axial | 28706 | 28683 | 150.55 | 6328 | 430 | VT01435 | 0.264 | 0.32 | C | 29.47 | 60.99 | 2025-04-12 | VerticalCompact-BCD_1x2 | 2484 | 596 | 1153 |  |  | 161.1 | 22 | 22 | 500 | AC motor | 60 | J | no | no | D | D | Aluminum | 2025-01-02 | 8 | 3 | yes | piece | 1
GCVC PD 040.2/11-38 | GCVC PD | 040.2/11-38 | 4243783 | finoox | GCVC 040.2B/1x1-2346-W-D/4/24/2.10/720/EXS/1/015023 | 1783 | 1 | 1 | 2346 | Axial | 9879 | 9948 | 36.13 | 2304 | 895 | VT0607 | 0.09 | 0.33 | C | 38.33 | 69.51 | 2025-02-03 | VerticalCompact-BCD_1x1 | 804 | 530 | 753 |  |  | 44.9 | 16 | 16 | 400 | AC motor | 50 | W | no | no | B | D | Epoxy coated aluminum | 2025-01-02 | 12 | 4 | yes | piece | 1
GCVC PD 063.2/24-29 | GCVC PD | 063.2/24-29 | 4247102 | finoox | GCVC 063.2C/2x4-2401-L-D/3/64/2.10/3600/EXS/1/015023 | 16144 | 4 | 2 | 2401 | Axial | 96905 | 96819 | 361.32 | 24242 | 340 | VT01442 | 0.711 | 0.16 | B | 29.29 | 61.15 | 2025-08-30 | VerticalCompact-BCD_2x4 | 3684 | 800 | 1761 |  |  | 421.4 | 35 | 35 | 630 | AC motor | 60 | L | no | no | C | D | Epoxy coated aluminum | 2025-01-02 | 4 | 3 | yes | piece | 1
GCVC PD 050.2/12-32 | GCVC PD | 050.2/12-32 | 4249494 | finoox | GCVC 050.2C/1x2-2387-L-D/3/32/2.10/1800/AXS/1/015023 | 3336 | 2 | 1 | 2387 | Axial | 25704 | 25.75 | 90.33 | 6445 | 500 | VT01435 | 0.353 | 0.37 | C | 32.38 | 63.77 | 2025-06-07 | VerticalCompact-BCD_1x2 | 1884 | 596 | 953 |  |  | 117.8 | 22 | 22 | 500 | AC motor | 60 | L | no | no | C | D | Aluminum | 2025-01-02 | 8 | 3 | yes | piece | 1
GCVC PD 050.2/11-47 | GCVC PD | 050.2/11-47 | 4250150 | finoox | GCVC 050.2D/1x1-2347-D-D/3/40/2.10/1200/AXS/1/015023 | 2540 | 1 | 1 | 2347 | Axial | 29287 | 29315 | 75.27 | 8535 | 1390 | VT03150U | 0.638 | 1941-01-01 | D | 46.55 | 77.91 | 2025-06-06 | VerticalCompact-BCD_1x1 | 1284 | 569 | 1153 |  |  | 86.9 | 22 | 22 | 500 | AC motor | 50 | D | no | no | D | D | Aluminum | 2025-01-02 | 10 | 3 | yes | piece | 1
GCVC PD 063.2/24-35 | GCVC PD | 063.2/24-35 | 4247160 | finoox | GCVC 063.2C/2x4-2506-1-D/4/64/2.10/3600/EXS/1/015023 | 22724 | 4 | 2 | 2506 | Axial | 137157 | 137874 | 481.75 | 31594 | 540 | VT03145U.1 | 0.712 | 0.45 | A | 35.37 | 67.23 | 41.4 | VerticalCompact-BCD_2x4 | 3684 | 800 | 1761 |  |  | 431.2 | 42 | 42 | 630 | EC motor | 5060 | 1 | no | no | C | D | Epoxy coated aluminum | 2025-01-02 | 4 | 4 | yes | piece | 1
GCVC PD 063.2/22-37 | GCVC PD | 063.2/22-37 | 4246771 | finoox | GCVC 063.2C/2x2-2510-1-D/3/64/2.10/1800/EXS/1/015023 | 11567 | 2 | 2 | 2510 | Axial | 70247 | 70129 | 180.66 | 22162 | 695 | VT03145U.1 | 0.682 | 0.9 | C | 36.74 | 68.37 | 2025-09-16 | VerticalCompact-BCD_2x2 | 1884 | 800 | 1761 |  |  | 211.2 | 35 | 35 | 630 | EC motor | 5060 | 1 | no | no | C | D | Epoxy coated aluminum | 2025-01-02 | 8 | 3 | yes | piece | 1
GCVC PD 063.2/23-69 | GCVC PD | 063.2/23-69 | 4247006 | finoox | GCVC 063.2C/2x3-2552-2-D/3/64/2.10/2700/AXS/1/015023 | 22868 | 3 | 2 | 2552 | Axial | 184.05 | 182862 | 270.99 | 85258 | 1435 | VT03143U.1 | 17458 | 2025-03-04 | E | 68.97 | 100.71 | 2025-07-27 | VerticalCompact-BCD_2x3 | 2784 | 800 | 1761 |  |  | 444.9 | 54 | 54 | 630 | EC motor | 5060 | 2 | no | no | C | D | Aluminum | 2025-01-02 | 4 | 3 | yes | piece | 1
GCVC PD 063.2/14-67 | GCVC PD | 063.2/14-67 | 4251622 | finoox | GCVC 063.2C/1x4-2552-2-D/3/32/2.10/3600/EXS/1/015023 | 15013 | 4 | 1 | 2552 | Axial | 125594 | 123543 | 180.66 | 56839 | 1435 | VT03143U.1 | 11639 | 2025-03-04 | E | 67.32 | 98.95 | 2025-04-17 | VerticalCompact-BCD_1x4 | 3684 | 611 | 953 |  |  | 302.3 | 42 | 42 | 630 | EC motor | 5060 | 2 | no | no | C | D | Epoxy coated aluminum | 2025-01-02 | 2 | 3 | yes | piece | 1
GCVC PD 080.2/12-50 | GCVC PD | 080.2/12-50 | 4252848 | finoox | GCVC 080.2D/1x2-2539-2-D/4/40/2.10/2400/EXS/1/015023 | 9994 | 2 | 1 | 2539 | Axial | 89663 | 89215 | 200.73 | 28324 | 850 | VT03059U.2 | 2396 | 2019-02-01 | D | 50.18 | 81.71 | 2025-05-17 | VerticalCompact-BCD_1x2 | 2484 | 650 | 1153 |  |  | 203.4 | 35 | 35 | 800 | EC motor | 5060 | 2 | no | no | D | D | Epoxy coated aluminum | 2025-01-02 | 6 | 4 | yes | piece | 1
GCVC PD 063.2/21-29 | GCVC PD | 063.2/21-29 | 4247394 | finoox | GCVC 063.2D/2x1-2507-1-D/3/80/2.10/1200/AXS/1/015023 | 7569 | 1 | 2 | 2507 | Axial | 43388 | 43496 | 150.55 | 10922 | 580 | VT03145U.1 | 0.184 | 0.55 | A | 28.81 | 60.46 | 14 | VerticalCompact-BCD_2x1 | 1284 | 800 | 2161 |  |  | 164.3 | 28 | 28 | 630 | EC motor | 5060 | 1 | no | no | D | D | Aluminum | 2025-01-02 | 10 | 3 | yes | piece | 1
GCVC PD 050.2/11-42 | GCVC PD | 050.2/11-42 | 4249377 | finoox | GCVC 050.2C/1x1-2522-1-D/6/32/2.10/900/EXS/1/015023 | 3242 | 1 | 1 | 2522 | Axial | 27841 | 28035 | 90.33 | 5875 | 1200 | VT03011U.1 | 0.419 | 2025-09-01 | D | 41.71 | 72.98 | 2025-08-07 | VerticalCompact-BCD_1x1 | 984 | 586 | 953 |  |  | 72.9 | 22 | 22 | 500 | EC motor | 5060 | 1 | no | no | C | D | Epoxy coated aluminum | 2025-01-02 | 12 | 6 | yes | piece | 1
GCVC PD 063.2/24-45 | GCVC PD | 063.2/24-45 | 4247234 | finoox | GCVC 063.2C/2x4-2556-2-D/3/64/2.10/3600/AXS/1/015023 | 22840 | 4 | 2 | 2556 | Axial | 174.12 | 173356 | 361.32 | 63103 | 850 | VT03144U.1 | 3286 | 0.77 | D | 45.43 | 77.29 | 34.6 | VerticalCompact-BCD_2x4 | 3684 | 800 | 1761 |  |  | 434.9 | 54 | 54 | 630 | EC motor | 5060 | 2 | no | no | C | D | Aluminum | 2025-01-02 | 4 | 3 | yes | piece | 1
GCVC PD 045.2/21-40 | GCVC PD | 045.2/21-40 | 4244454 | finoox | GCVC 045.2C/2x1-2526-1-D/4/64/2.10/900/EXS/1/015023 | 5116 | 1 | 2 | 2526 | Axial | 31306 | 31432 | 120.44 | 7079 | 900 | VT03007U.1 | 0.245 | 0.58 | B | 39.58 | 71.09 | 2025-07-10 | VerticalCompact-BCD_2x1 | 984 | 800 | 1761 |  |  | 123 | 22 | 22 | 450 | EC motor | 5060 | 1 | no | no | C | D | Epoxy coated aluminum | 2025-01-02 | 12 | 4 | yes | piece | 1
GCVC PD 080.3/23-42 | GCVC PD | 080.3/23-42 | 6064268 | finoox | GCVC 080.3D/2x3-3489-J-D/3/80/2.10/3600/AXS/1/015023 | 20613 | 3 | 2 | 3489 | Axial | 175406 | 175341 | 451.65 | 52545 | 480 | VT01371 | 3424 | 2025-01-01 | D | 41.94 | 73.9 | 43.1 | VerticalCompact-BCD_2x3 | 3684 | 800 | 2161 |  |  | 600 | 54 | 54 | 800 | AC motor | 60 | J | no | no | D | D | Aluminum | 2025-01-02 | 4 | 3 | yes | piece | 1
GCVC PD 063.2/13-24 | GCVC PD | 063.2/13-24 | 4252174 | finoox | GCVC 063.2D/1x3-2359-S-D/3/40/2.10/3600/AXS/1/015023 | 7498 | 3 | 1 | 2359 | Axial | 46753 | 46684 | 225.82 | 10796 | 320 | VT01442 | 0.186 | 0.14 | A+ | 23.63 | 55.31 | 2025-06-18 | VerticalCompact-BCD_1x3 | 3684 | 598 | 1153 |  |  | 235.1 | 28 | 28 | 630 | AC motor | 50 | S | no | no | D | D | Aluminum | 2025-01-02 | 6 | 3 | yes | piece | 1
GCVC PD 050.2/13-45 | GCVC PD | 050.2/13-45 | 4249724 | finoox | GCVC 050.2C/1x3-2386-K-D/3/32/2.10/2700/AXS/1/015023 | 4860 | 3 | 1 | 2386 | Axial | 57715 | 57799 | 135.49 | 17382 | 910 | VT01435 | 1227 | 0.92 | D | 44.75 | 76.26 | 2025-05-11 | VerticalCompact-BCD_1x3 | 2784 | 596 | 953 |  |  | 173 | 28 | 28 | 500 | AC motor | 60 | K | no | no | C | D | Aluminum | 2025-01-02 | 4 | 3 | yes | piece | 1
GCVC PD 080.2/22-50 | GCVC PD | 080.2/22-50 | 4248318 | finoox | GCVC 080.2D/2x2-2449-2-D/6/80/2.10/2400/AXS/1/015023 | 22161 | 2 | 2 | 2449 | Axial | 211.44 | 212336 | 602.19 | 45296 | 770 | VT03060U.1 | 3639 | 2025-05-01 | D | 49.94 | 81.75 | 55.2 | VerticalCompact-BCD_2x2 | 2484 | 800 | 2161 |  |  | 429.2 | 54 | 54 | 800 | EC motor | 5060 | 2 | no | no | D | D | Aluminum | 2025-01-02 | 6 | 6 | yes | piece | 1
GCVC PD 050.2/13-43 | GCVC PD | 050.2/13-43 | 4249714 | finoox | GCVC 050.2C/1x3-2384-I-D/6/32/2.10/2700/AXS/1/015023 | 6227 | 3 | 1 | 2384 | Axial | 70.33 | 70663 | 270.99 | 13544 | 790 | VT01435 | 2013-01-01 | 0.88 | D | 42.69 | 74.2 | 2025-06-22 | VerticalCompact-BCD_1x3 | 2784 | 596 | 953 |  |  | 212.4 | 35 | 35 | 500 | AC motor | 60 | I | no | no | C | D | Aluminum | 2025-01-02 | 6 | 6 | yes | piece | 1
GCVC PD 063.2/22-38 | GCVC PD | 063.2/22-38 | 4247596 | finoox | GCVC 063.2D/2x2-2414-1-D/4/80/2.10/2400/EXS/1/015023 | 15041 | 2 | 2 | 2414 | Axial | 120712 | 120748 | 401.46 | 28466 | 770 | VT03145U.1 | 0.833 | 2015-01-01 | B | 37.85 | 69.66 | 36.3 | VerticalCompact-BCD_2x2 | 2484 | 800 | 2161 |  |  | 326 | 42 | 42 | 630 | EC motor | 5060 | 1 | no | no | D | D | Epoxy coated aluminum | 2025-01-02 | 6 | 4 | yes | piece | 1
GCVC PD 050.2/12-34 | GCVC PD | 050.2/12-34 | 4249517 | finoox | GCVC 050.2C/1x2-2390-K-D/6/32/2.10/1800/EXS/1/015023 | 4449 | 2 | 1 | 2390 | Axial | 40524 | 40781 | 180.66 | 7642 | 760 | VT01437 | 0.364 | 0.35 | C | 33.53 | 64.93 | 2025-08-14 | VerticalCompact-BCD_1x2 | 1884 | 596 | 953 |  |  | 138.7 | 22 | 22 | 500 | AC motor | 60 | K | no | no | C | D | Epoxy coated aluminum | 2025-01-02 | 8 | 6 | yes | piece | 1
GCVC PD 050.2/23-61 | GCVC PD | 050.2/23-61 | 4245356 | finoox | GCVC 050.2C/2x3-2410-2-D/4/64/2.10/2700/EXS/1/015023 | 17839 | 3 | 2 | 2410 | Axial | 181217 | 181.57 | 361.32 | 56764 | 1770 | VT03013U.1 | 7424 | 2025-01-02 | E | 60.5 | 92.24 | 34.7 | VerticalCompact-BCD_2x3 | 2784 | 800 | 1761 |  |  | 360.2 | 54 | 54 | 500 | EC motor | 5060 | 2 | no | no | C | D | Epoxy coated aluminum | 2025-01-02 | 4 | 4 | yes | piece | 1
GCVC PD 050.2/11-47 | GCVC PD | 050.2/11-47 | 4249379 | finoox | GCVC 050.2C/1x1-2559-2-D/4/32/2.10/900/AXS/1/015023 | 3173 | 1 | 1 | 2559 | Axial | 25905 | 26095 | 60.22 | 7016 | 1330 | VT03013U.1 | 0.531 | 2025-08-01 | D | 46.89 | 78.16 | 2025-02-05 | VerticalCompact-BCD_1x1 | 984 | 607 | 953 |  |  | 68.3 | 18 | 18 | 500 | EC motor | 5060 | 2 | no | no | C | D | Aluminum | 2025-01-02 | 8 | 4 | yes | piece | 1
GCVC PD 063.2/12-43 | GCVC PD | 063.2/12-43 | 4252138 | finoox | GCVC 063.2D/1x2-2557-2-D/3/40/2.10/2400/AXS/1/015023 | 7239 | 2 | 1 | 2557 | Axial | 61656 | 61603 | 150.55 | 19297 | 900 | VT03144U.1 | 0.858 | 0.85 | C | 43.09 | 74.61 | 2025-05-13 | VerticalCompact-BCD_1x2 | 2484 | 623 | 1153 |  |  | 162.7 | 35 | 35 | 630 | EC motor | 5060 | 2 | no | no | D | D | Aluminum | 2025-01-02 | 6 | 3 | yes | piece | 1
GCVC PD 063.2/22-68 | GCVC PD | 063.2/22-68 | 4246803 | finoox | GCVC 063.2C/2x2-2552-2-D/4/64/2.10/1800/EXS/1/015023 | 17147 | 2 | 2 | 2552 | Axial | 141938 | 142185 | 240.88 | 53287 | 1435 | VT03143U.1 | 11781 | 2025-03-04 | E | 68 | 99.63 | 2025-09-22 | VerticalCompact-BCD_2x2 | 1884 | 800 | 1761 |  |  | 319.6 | 42 | 42 | 630 | EC motor | 5060 | 2 | no | no | C | D | Epoxy coated aluminum | 2025-01-02 | 6 | 4 | yes | piece | 1
GCVC PD 050.2/12-52 | GCVC PD | 050.2/12-52 | 4244257 | finoox | GCVC 050.2B/1x2-2560-2-D/4/24/2.10/1440/AXS/1/015023 | 4901 | 2 | 1 | 2560 | Axial | 38635 | 38696 | 72.26 | 12207 | 1415 | VT03013U.1 | 1367 | 2021-01-01 | E | 52.17 | 83.46 | 2025-01-06 | VerticalCompact-BCD_1x2 | 1524 | 607 | 753 |  |  | 94.2 | 22 | 22 | 500 | EC motor | 5060 | 2 | no | no | B | D | Aluminum | 2025-01-02 | 8 | 4 | yes | piece | 1
GCVC PD 050.2/14-58 | GCVC PD | 050.2/14-58 | 4250113 | finoox | GCVC 050.2C/1x4-2563-2-D/3/32/2.10/3600/EXS/1/015023 | 10734 | 4 | 1 | 2563 | Axial | 90307 | 89997 | 180.66 | 36983 | 1680 | VT03013U.1 | 4175 | 1975-01-01 | E | 57.94 | 89.57 | 2025-05-15 | VerticalCompact-BCD_1x4 | 3684 | 607 | 953 |  |  | 223.8 | 35 | 35 | 500 | EC motor | 5060 | 2 | no | no | C | D | Epoxy coated aluminum | 2025-01-02 | 4 | 3 | yes | piece | 1
GCVC PD 050.2/13-57 | GCVC PD | 050.2/13-57 | 4250832 | finoox | GCVC 050.2D/1x3-2563-2-D/4/40/2.10/3600/EXS/1/015023 | 10598 | 3 | 1 | 2563 | Axial | 110975 | 111071 | 301.1 | 29383 | 1680 | VT03013U.1 | 1999-02-01 | 1975-01-01 | E | 57.39 | 89.07 | 26 | VerticalCompact-BCD_1x3 | 3684 | 607 | 1153 |  |  | 259.9 | 42 | 42 | 500 | EC motor | 5060 | 2 | no | no | D | D | Epoxy coated aluminum | 2025-01-02 | 4 | 4 | yes | piece | 1
GCVC PD 080.2/12-22 | GCVC PD | 080.2/12-22 | 4252785 | finoox | GCVC 080.2D/1x2-2492-1-D/4/40/2.10/2400/EXS/1/015023 | 7854 | 2 | 1 | 2492 | Axial | 42481 | 42536 | 200.73 | 8939 | 295 | VT03062U.1 | 0.115 | 0.3 | A+ | 21.79 | 53.31 | 2025-08-16 | VerticalCompact-BCD_1x2 | 2484 | 608 | 1153 |  |  | 179.4 | 28 | 28 | 800 | EC motor | 5060 | 1 | no | no | D | D | Epoxy coated aluminum | 2025-01-02 | 8 | 4 | yes | piece | 1
GCVC PD 080.2/22-27 | GCVC PD | 080.2/22-27 | 4248384 | finoox | GCVC 080.2D/2x2-2494-1-D/3/80/2.10/2400/EXS/1/015023 | 15962 | 2 | 2 | 2494 | Axial | 87024 | 87.08 | 301.1 | 22621 | 340 | VT03062U.1 | 0.33 | 0.45 | A+ | 2025-02-27 | 58.83 | 2025-09-26 | VerticalCompact-BCD_2x2 | 2484 | 800 | 2161 |  |  | 316.7 | 35 | 35 | 800 | EC motor | 5060 | 1 | no | no | D | D | Epoxy coated aluminum | 2025-01-02 | 6 | 3 | yes | piece | 1
GCVC PD 063.2/23-25 | GCVC PD | 063.2/23-25 | 4246921 | finoox | GCVC 063.2C/2x3-2501-1-D/4/64/2.10/2700/AXS/1/015023 | 16629 | 3 | 2 | 2501 | Axial | 71585 | 71634 | 361.32 | 14661 | 345 | VT03145U.1 | 0.19 | 0.15 | A+ | 25.31 | 57.05 | 2025-09-30 | VerticalCompact-BCD_2x3 | 2784 | 800 | 1761 |  |  | 330.6 | 35 | 35 | 630 | EC motor | 5060 | 1 | no | no | C | D | Aluminum | 2025-01-02 | 8 | 4 | yes | piece | 1
GCVC PD 063.2/24-33 | GCVC PD | 063.2/24-33 | 4247143 | finoox | GCVC 063.2C/2x4-2503-1-D/6/64/2.10/3600/EXS/1/015023 | 25942 | 4 | 2 | 2503 | Axial | 119092 | 119694 | 722.63 | 21081 | 425 | VT03145U.1 | 0.404 | 0.25 | A+ | 33.12 | 64.99 | 60.1 | VerticalCompact-BCD_2x4 | 3684 | 800 | 1761 |  |  | 501.9 | 42 | 42 | 630 | EC motor | 5060 | 1 | no | no | C | D | Epoxy coated aluminum | 2025-01-02 | 6 | 6 | yes | piece | 1
GCVC PD 045.2/23-44 | GCVC PD | 045.2/23-44 | 4244632 | finoox | GCVC 045.2C/2x3-2526-1-D/6/64/2.10/2700/AXS/1/015023 | 13446 | 3 | 2 | 2526 | Axial | 108267 | 108696 | 541.97 | 19873 | 900 | VT03007U.1 | 0.746 | 0.58 | B | 44.34 | 76.09 | 46.2 | VerticalCompact-BCD_2x3 | 2784 | 800 | 1761 |  |  | 370.6 | 42 | 42 | 450 | EC motor | 5060 | 1 | no | no | C | D | Aluminum | 2025-01-02 | 8 | 6 | yes | piece | 1
GCVC PD 050.2/11-31 | GCVC PD | 050.2/11-31 | 4250271 | finoox | GCVC 050.2D/1x1-2514-1-D/4/40/2.10/1200/AXS/1/015023 | 3138 | 1 | 1 | 2514 | Axial | 19789 | 19876 | 100.37 | 3990 | 695 | VT03011U.1 | 0.082 | 0.47 | A | 30.63 | 61.99 | 2025-03-08 | VerticalCompact-BCD_1x1 | 1284 | 586 | 1153 |  |  | 88.8 | 16 | 16 | 500 | EC motor | 5060 | 1 | no | no | D | D | Aluminum | 2025-01-02 | 10 | 4 | yes | piece | 1
GCVC PD 050.2/14-36 | GCVC PD | 050.2/14-36 | 4250035 | finoox | GCVC 050.2C/1x4-2514-1-D/3/32/2.10/3600/EXS/1/015023 | 8614 | 4 | 1 | 2514 | Axial | 55436 | 55437 | 180.66 | 14826 | 695 | VT03011U.1 | 0.343 | 0.47 | B | 35.78 | 67.41 | 2025-09-14 | VerticalCompact-BCD_1x4 | 3684 | 586 | 953 |  |  | 204.9 | 28 | 28 | 500 | EC motor | 5060 | 1 | no | no | C | D | Epoxy coated aluminum | 2025-01-02 | 4 | 3 | yes | piece | 1
GCVC PD 045.2/12-43 | GCVC PD | 045.2/12-43 | 4248962 | finoox | GCVC 045.2C/1x2-2528-1-D/6/32/2.10/1800/AXS/1/015023 | 5274 | 2 | 1 | 2528 | Axial | 41788 | 42045 | 180.66 | 7791 | 1050 | VT03007U.1 | 0.382 | 0.84 | C | 43.24 | 74.62 | 2025-01-15 | VerticalCompact-BCD_1x2 | 1884 | 535 | 953 |  |  | 131.1 | 28 | 28 | 450 | EC motor | 5060 | 1 | no | no | C | D | Aluminum | 2025-01-02 | 8 | 6 | yes | piece | 1
GCVC PD 045.2/23-49 | GCVC PD | 045.2/23-49 | 4244653 | finoox | GCVC 045.2C/2x3-2529-1-D/6/64/2.10/2700/EXS/1/015023 | 14498 | 3 | 2 | 2529 | Axial | 130653 | 131327 | 541.97 | 25131 | 1125 | VT03007U.1 | 1394 | 1 | C | 49.12 | 80.87 | 46.3 | VerticalCompact-BCD_2x3 | 2784 | 800 | 1761 |  |  | 370.6 | 42 | 42 | 450 | EC motor | 5060 | 1 | no | no | C | D | Epoxy coated aluminum | 2025-01-02 | 6 | 6 | yes | piece | 1
GCVC PD 080.2/13-37 | GCVC PD | 080.2/13-37 | 4253015 | finoox | GCVC 080.2D/1x3-2483-1-D/6/40/2.10/3600/EXS/1/015023 | 13748 | 3 | 1 | 2483 | Axial | 84805 | 83523 | 451.65 | 19643 | 470 | VT03061U.1 | 0.65 | 0.9 | B | 37.47 | 69.15 | 36.8 | VerticalCompact-BCD_1x3 | 3684 | 608 | 1153 |  |  | 309.3 | 35 | 35 | 800 | EC motor | 5060 | 1 | no | no | D | D | Epoxy coated aluminum | 2025-01-02 | 10 | 6 | yes | piece | 1
GCVC PD 080.2/22-46 | GCVC PD | 080.2/22-46 | 4248469 | finoox | GCVC 080.2D/2x2-2545-2-D/4/80/2.10/2400/EXS/1/015023 | 20426 | 2 | 2 | 2545 | Axial | 161.78 | 161807 | 401.46 | 46118 | 695 | VT03060U.1 | 2556 | 2015-01-01 | D | 45.54 | 77.35 | 39.4 | VerticalCompact-BCD_2x2 | 2484 | 800 | 2161 |  |  | 368.6 | 54 | 54 | 800 | EC motor | 5060 | 2 | no | no | D | D | Epoxy coated aluminum | 2025-01-02 | 6 | 4 | yes | piece | 1
GCVC PD 080.3/21-50 | GCVC PD | 080.3/21-50 | 6152324 | finoox | GCVC 080.3D/2x1-3485-I-D/3/80/2.10/1200/EXS/1/015023 | 7311 | 1 | 2 | 3485 | Axial | 84334 | 84544 | 150.55 | 33636 | 900 | VT01526 | 4575 | 2025-09-03 | E | 50.24 | 81.89 | 2025-04-15 | VerticalCompact-BCD_2x1 | 1284 | 800 | 2161 |  |  | 217.7 | 35 | 35 | 800 | AC motor | 60 | I | no | no | D | D | Epoxy coated aluminum | 2025-01-02 | 8 | 3 | yes | piece | 1
GCVC PD 050.2/24-43 | GCVC PD | 050.2/24-43 | 4245487 | finoox | GCVC 050.2C/2x4-2332-D-D/6/64/2.10/3600/EXS/1/015023 | 16641 | 4 | 2 | 2332 | Axial | 177918 | 178194 | 722.63 | 35998 | 850 | VT01435 | 2184 | 0.74 | C | 43.34 | 75.2 | 62.7 | VerticalCompact-BCD_2x4 | 3684 | 800 | 1761 |  |  | 539.7 | 54 | 54 | 500 | AC motor | 50 | D | no | no | C | D | Epoxy coated aluminum | 2025-01-02 | 6 | 6 | yes | piece | 1
GCVC PD 050.2/23-31 | GCVC PD | 050.2/23-31 | 4245268 | finoox | GCVC 050.2C/2x3-2337-S-D/4/64/2.10/2700/EXS/1/015023 | 10523 | 3 | 2 | 2337 | Axial | 77.9 | 77889 | 361.32 | 16814 | 510 | VT01437 | 0.48 | 0.16 | B | 31.32 | 63.07 | 2025-09-30 | VerticalCompact-BCD_2x3 | 2784 | 800 | 1761 |  |  | 339.7 | 35 | 35 | 500 | AC motor | 50 | S | no | no | C | D | Epoxy coated aluminum | 2025-01-02 | 8 | 4 | yes | piece | 1
GCVC PD 063.2/24-43 | GCVC PD | 063.2/24-43 | 4247115 | finoox | GCVC 063.2C/2x4-2414-1-D/4/64/2.10/3600/AXS/1/015023 | 21832 | 4 | 2 | 2414 | Axial | 180.81 | 181078 | 481.75 | 46472 | 770 | VT03145U.1 | 1894 | 2015-01-01 | C | 42.64 | 74.5 | 44 | VerticalCompact-BCD_2x4 | 3684 | 800 | 1761 |  |  | 436.2 | 54 | 54 | 630 | EC motor | 5060 | 1 | no | no | C | D | Aluminum | 2025-01-02 | 4 | 4 | yes | piece | 1
GCVC PD 050.2/12-38 | GCVC PD | 050.2/12-38 | 4249471 | finoox | GCVC 050.2C/1x2-2355-X-D/4/32/2.10/1800/AXS/1/015023 | 3519 | 2 | 1 | 2355 | Axial | 39.42 | 39476 | 120.44 | 9405 | 810 | VT03093U | 0.583 | 2025-03-01 | D | 37.58 | 68.97 | 10 | VerticalCompact-BCD_1x2 | 1884 | 569 | 953 |  |  | 122.7 | 22 | 22 | 500 | AC motor | 60 | X | no | no | C | D | Aluminum | 2025-01-02 | 8 | 4 | yes | piece | 1
GCVC PD 050.2/22-48 | GCVC PD | 050.2/22-48 | 4245992 | finoox | GCVC 050.2D/2x2-2348-S-D/4/80/2.10/2400/EXS/1/015023 | 9608 | 2 | 2 | 2348 | Axial | 123979 | 124069 | 401.46 | 29656 | 1180 | VT03150U | 2029 | 0.9 | D | 48 | 79.81 | 36.3 | VerticalCompact-BCD_2x2 | 2484 | 800 | 2161 |  |  | 340.6 | 42 | 42 | 500 | AC motor | 50 | S | no | no | D | D | Epoxy coated aluminum | 2025-01-02 | 6 | 4 | yes | piece | 1
GCVC PD 063.2/13-30 | GCVC PD | 063.2/13-30 | 4251292 | finoox | GCVC 063.2C/1x3-2398-I-D/4/32/2.10/2700/EXS/1/015023 | 7042 | 3 | 1 | 2398 | Axial | 49275 | 49302 | 180.66 | 11301 | 460 | VT01442 | 0.43 | 0.32 | B | 29.74 | 61.25 | 15 | VerticalCompact-BCD_1x3 | 2784 | 598 | 953 |  |  | 183.8 | 28 | 28 | 630 | AC motor | 60 | I | no | no | C | D | Epoxy coated aluminum | 2025-01-02 | 6 | 4 | yes | piece | 1
GCVC PD 063.2/12-43 | GCVC PD | 063.2/12-43 | 4252149 | finoox | GCVC 063.2D/1x2-2558-2-D/6/40/2.10/2400/EXS/1/015023 | 9538 | 2 | 1 | 2558 | Axial | 90699 | 91038 | 301.1 | 18707 | 950 | VT03144U.1 | 1089 | 1 | C | 42.66 | 74.18 | 2025-04-25 | VerticalCompact-BCD_1x2 | 2484 | 623 | 1153 |  |  | 206.2 | 35 | 35 | 630 | EC motor | 5060 | 2 | no | no | D | D | Epoxy coated aluminum | 2025-01-02 | 6 | 6 | yes | piece | 1
GCVC PD 080.2/22-23 | GCVC PD | 080.2/22-23 | 4248373 | finoox | GCVC 080.2D/2x2-2491-1-D/4/80/2.10/2400/EXS/1/015023 | 17327 | 2 | 2 | 2491 | Axial | 79214 | 79308 | 401.46 | 16265 | 270 | VT03062U.1 | 0.187 | 0.25 | A+ | 22.73 | 54.54 | 34.8 | VerticalCompact-BCD_2x2 | 2484 | 800 | 2161 |  |  | 345.8 | 35 | 35 | 800 | EC motor | 5060 | 1 | no | no | D | D | Epoxy coated aluminum | 2025-01-02 | 8 | 4 | yes | piece | 1
GCVC PD 063.2/21-29 | GCVC PD | 063.2/21-29 | 4247396 | finoox | GCVC 063.2D/2x1-2507-1-D/6/80/2.10/1200/AXS/1/015023 | 9363 | 1 | 2 | 2507 | Axial | 54585 | 55069 | 301.1 | 9753 | 580 | VT03145U.1 | 0.2 | 0.55 | A+ | 29.15 | 60.8 | 2025-01-26 | VerticalCompact-BCD_2x1 | 1284 | 800 | 2161 |  |  | 210 | 28 | 28 | 630 | EC motor | 5060 | 1 | no | no | D | D | Aluminum | 2025-01-02 | 10 | 6 | yes | piece | 1
GCVC PD 063.2/12-41 | GCVC PD | 063.2/12-41 | 4251232 | finoox | GCVC 063.2C/1x2-2556-2-D/6/32/2.10/1800/AXS/1/015023 | 7430 | 2 | 1 | 2556 | Axial | 62232 | 62496 | 180.66 | 13240 | 850 | VT03144U.1 | 0.904 | 0.77 | D | 41.46 | 72.86 | 2025-01-15 | VerticalCompact-BCD_1x2 | 1884 | 623 | 953 |  |  | 144.7 | 28 | 28 | 630 | EC motor | 5060 | 2 | no | no | C | D | Aluminum | 2025-01-02 | 8 | 6 | yes | piece | 1
GCVC PD 050.2/24-58 | GCVC PD | 050.2/24-58 | 4245691 | finoox | GCVC 050.2C/2x4-2561-2-D/4/64/2.10/3600/AXS/1/015023 | 22055 | 4 | 2 | 2561 | Axial | 217517 | 216695 | 481.75 | 63930 | 1505 | VT03013U.1 | 6132 | 1938-01-01 | E | 58.07 | 89.93 | 44 | VerticalCompact-BCD_2x4 | 3684 | 800 | 1761 |  |  | 465.9 | 54 | 54 | 500 | EC motor | 5060 | 2 | no | no | C | D | Aluminum | 2025-01-02 | 4 | 4 | yes | piece | 1
GCVC PD 050.2/11-26 | GCVC PD | 050.2/11-26 | 4244072 | finoox | GCVC 050.2B/1x1-2512-1-D/3/24/2.10/720/AXS/1/015023 | 2322 | 1 | 1 | 2512 | Axial | 8993 | 9041 | 2025-01-27 | 2469 | 565 | VT03011U.1 | 0.056 | 0.28 | B | 26.16 | 57.35 | 2025-04-02 | VerticalCompact-BCD_1x1 | 804 | 586 | 753 |  |  | 44.1 | 16 | 16 | 500 | EC motor | 5060 | 1 | no | no | B | D | Aluminum | 2025-01-02 | 12 | 3 | yes | piece | 1
GCVC PD 050.2/11-17 | GCVC PD | 050.2/11-17 | 4249275 | finoox | GCVC 050.2C/1x1-2389-J-D/6/32/2.10/900/EXS/1/015023 | 2703 | 1 | 1 | 2389 | Axial | 12128 | 12245 | 90.33 | 2105 | 450 | VT01437 | 0.083 | 0.17 | B | 2025-01-17 | 48.28 | 2025-06-07 | VerticalCompact-BCD_1x1 | 984 | 596 | 953 |  |  | 74.7 | 16 | 16 | 500 | AC motor | 60 | J | no | no | C | D | Epoxy coated aluminum | 2025-01-02 | 12 | 6 | yes | piece | 1
GCVC PD 050.2/12-41 | GCVC PD | 050.2/12-41 | 4250420 | finoox | GCVC 050.2D/1x2-2355-X-D/3/40/2.10/2400/AXS/1/015023 | 4064 | 2 | 1 | 2355 | Axial | 44766 | 44694 | 150.55 | 11412 | 810 | VT03093U | 0.564 | 2025-03-01 | C | 41.13 | 72.65 | 2025-09-12 | VerticalCompact-BCD_1x2 | 2484 | 569 | 1153 |  |  | 158.1 | 28 | 28 | 500 | AC motor | 60 | X | no | no | D | D | Aluminum | 2025-01-02 | 6 | 3 | yes | piece | 1
GCVC PD 063.2/12-31 | GCVC PD | 063.2/12-31 | 4251977 | finoox | GCVC 063.2D/1x2-2400-K-D/4/40/2.10/2400/AXS/1/015023 | 5996 | 2 | 1 | 2400 | Axial | 47041 | 47077 | 200.73 | 10077 | 490 | VT01442 | 0.306 | 0.34 | B | 31.16 | 62.68 | 2025-08-16 | VerticalCompact-BCD_1x2 | 2484 | 598 | 1153 |  |  | 174.9 | 28 | 28 | 630 | AC motor | 60 | K | no | no | D | D | Aluminum | 2025-01-02 | 8 | 4 | yes | piece | 1
GCVC PD 063.2/13-34 | GCVC PD | 063.2/13-34 | 4252316 | finoox | GCVC 063.2D/1x3-2510-1-D/4/40/2.10/3600/EXS/1/015023 | 10623 | 3 | 1 | 2510 | Axial | 84088 | 84196 | 301.1 | 19130 | 695 | VT03145U.1 | 0.466 | 0.9 | A | 34.43 | 66.12 | 2025-02-25 | VerticalCompact-BCD_1x3 | 3684 | 615 | 1153 |  |  | 247.3 | 35 | 35 | 630 | EC motor | 5060 | 1 | no | no | D | D | Epoxy coated aluminum | 2025-01-02 | 4 | 4 | yes | piece | 1
GCVC PD 063.2/11-62 | GCVC PD | 063.2/11-62 | 4251004 | finoox | GCVC 063.2C/1x1-2552-2-D/3/32/2.10/900/EXS/1/015023 | 4881 | 1 | 1 | 2552 | Axial | 30019 | 30237 | 45.16 | 14210 | 1435 | VT03143U.1 | 1991-02-01 | 2025-03-04 | E | 61.66 | 92.93 | 2025-02-04 | VerticalCompact-BCD_1x1 | 984 | 611 | 953 |  |  | 83 | 22 | 22 | 630 | EC motor | 5060 | 2 | no | no | C | D | Epoxy coated aluminum | 2025-01-02 | 8 | 3 | yes | piece | 1
GCVC PD 050.2/12-35 | GCVC PD | 050.2/12-35 | 4250517 | finoox | GCVC 050.2D/1x2-2515-1-D/4/40/2.10/2400/AXS/1/015023 | 5506 | 2 | 1 | 2515 | Axial | 42271 | 42364 | 200.73 | 8722 | 755 | VT03011U.1 | 0.206 | 0.58 | A | 35.39 | 66.91 | 2025-08-16 | VerticalCompact-BCD_1x2 | 2484 | 586 | 1153 |  |  | 166.4 | 28 | 28 | 500 | EC motor | 5060 | 1 | no | no | D | D | Aluminum | 2025-01-02 | 8 | 4 | yes | piece | 1
GCVC PD 045.2/14-50 | GCVC PD | 045.2/14-50 | 4249160 | finoox | GCVC 045.2C/1x4-2531-1-D/6/32/2.10/3600/AXS/1/015023 | 9393 | 4 | 1 | 2531 | Axial | 98241 | 98.92 | 361.32 | 19106 | 1275 | VT03007U.1 | 1333 | 2025-04-01 | D | 50.18 | 81.8 | 2025-03-31 | VerticalCompact-BCD_1x4 | 3684 | 535 | 953 |  |  | 255 | 35 | 35 | 450 | EC motor | 5060 | 1 | no | no | C | D | Aluminum | 2025-01-02 | 4 | 6 | yes | piece | 1
GCVC PD 080.2/21-18 | GCVC PD | 080.2/21-18 | 4248095 | finoox | GCVC 080.2D/2x1-2490-1-D/4/80/2.10/1200/EXS/1/015023 | 8088 | 1 | 2 | 2490 | Axial | 36512 | 36662 | 200.73 | 7331 | 245 | VT03062U.1 | 0.076 | 0.2 | A+ | 17.93 | 49.58 | 2025-02-17 | VerticalCompact-BCD_2x1 | 1284 | 800 | 2161 |  |  | 188.7 | 22 | 22 | 800 | EC motor | 5060 | 1 | no | no | D | D | Epoxy coated aluminum | 2025-01-02 | 10 | 4 | yes | piece | 1
GCVC PD 080.2/12-21 | GCVC PD | 080.2/12-21 | 4252784 | finoox | GCVC 080.2D/1x2-2492-1-D/3/40/2.10/2400/EXS/1/015023 | 7286 | 2 | 1 | 2492 | Axial | 38897 | 38865 | 150.55 | 9588 | 295 | VT03062U.1 | 0.112 | 0.3 | A+ | 2025-03-21 | 52.56 | 2025-04-12 | VerticalCompact-BCD_1x2 | 2484 | 608 | 1153 |  |  | 164.2 | 22 | 22 | 800 | EC motor | 5060 | 1 | no | no | D | D | Epoxy coated aluminum | 2025-01-02 | 6 | 3 | yes | piece | 1
GCVC PD 050.2/21-31 | GCVC PD | 050.2/21-31 | 4244915 | finoox | GCVC 050.2C/2x1-2513-1-D/6/64/2.10/900/EXS/1/015023 | 6284 | 1 | 2 | 2513 | Axial | 32573 | 32862 | 180.66 | 5951 | 630 | VT03011U.1 | 0.142 | 0.37 | A | 2025-06-30 | 62.11 | 2025-06-15 | VerticalCompact-BCD_2x1 | 984 | 800 | 1761 |  |  | 144.2 | 22 | 22 | 500 | EC motor | 5060 | 1 | no | no | C | D | Epoxy coated aluminum | 2025-01-02 | 12 | 6 | yes | piece | 1
GCVC PD 045.2/13-51 | GCVC PD | 045.2/13-51 | 4243993 | finoox | GCVC 045.2B/1x3-2532-1-D/4/24/2.10/2160/AXS/1/015023 | 5465 | 3 | 1 | 2532 | Axial | 48131 | 48224 | 108.39 | 13559 | 1350 | VT03007U.1 | 1183 | 1965-01-01 | D | 51.27 | 82.65 | 2025-02-09 | VerticalCompact-BCD_1x3a | 2244 | 535 | 753 |  |  | 118.2 | 28 | 28 | 450 | EC motor | 5060 | 1 | no | no | B | D | Aluminum | 2025-01-02 | 6 | 4 | yes | piece | 1
GCVC PD 080.2/13-43 | GCVC PD | 080.2/13-43 | 4253144 | finoox | GCVC 080.2D/1x3-2544-2-D/3/40/2.10/3600/AXS/1/015023 | 11450 | 3 | 1 | 2544 | Axial | 102044 | 101571 | 225.82 | 34618 | 655 | VT03060U.1 | 1559 | 2025-05-01 | D | 42.52 | 74.21 | 2025-01-20 | VerticalCompact-BCD_1x3 | 3684 | 613 | 1153 |  |  | 254.4 | 42 | 42 | 800 | EC motor | 5060 | 2 | no | no | D | D | Aluminum | 2025-01-02 | 4 | 3 | yes | piece | 1
GCVC PD 080.2/21-43 | GCVC PD | 080.2/21-43 | 4248193 | finoox | GCVC 080.2D/2x1-2545-2-D/4/80/2.10/1200/AXS/1/015023 | 8933 | 1 | 2 | 2545 | Axial | 85357 | 85572 | 200.73 | 23059 | 695 | VT03060U.1 | 1278 | 2015-01-01 | D | 42.69 | 74.34 | 2025-04-19 | VerticalCompact-BCD_2x1 | 1284 | 800 | 2161 |  |  | 198.3 | 35 | 35 | 800 | EC motor | 5060 | 2 | no | no | D | D | Aluminum | 2025-01-02 | 10 | 4 | yes | piece | 1
GCVC PD 080.3/22-56 | GCVC PD | 080.3/22-56 | 6054927 | finoox | GCVC 080.3D/2x2-3483-K-D/4/80/2.10/2400/AXS/1/015023 | 16042 | 2 | 2 | 3483 | Axial | 220318 | 221351 | 401.46 | 68426 | 960 | VT01526 | 10523 | 4 | E | 55.64 | 87.45 | 39.5 | VerticalCompact-BCD_2x2 | 2484 | 800 | 2161 |  |  | 436.7 | 54 | 54 | 800 | AC motor | 60 | K | no | no | D | D | Aluminum | 2025-01-02 | 4 | 4 | yes | piece | 1
GCVC PD 080.3/12-57 | GCVC PD | 080.3/12-57 | 6143029 | finoox | GCVC 080.3D/1x2-3558-2-D/3/40/2.10/2400/AXS/1/015023 | 9685 | 2 | 1 | 3558 | Axial | 95806 | 95838 | 150.55 | 39438 | 1060 | VT01445U.3 | 4865 | 2025-04-04 | E | 57.39 | 88.92 | 2025-06-13 | VerticalCompact-BCD_1x2 | 2484 | 620 | 1153 |  |  | 207.8 | 35 | 35 | 800 | EC motor | 5060 | 2 | no | no | D | D | Aluminum | 2025-01-02 | 4 | 3 | yes | piece | 1
GCVC PD 050.3/13-49 | GCVC PD | 050.3/13-49 | 6127194 | finoox | GCVC 050.3D/1x3-3616-W-D/4/40/2.10/3600/EXS/1/015023 | 7226 | 3 | 1 | 3616 | Axial | 95611 | 95699 | 301.1 | 23118 | 1240 | VT01524 | 1941 | 2025-02-03 | D | 48.77 | 80.45 | 2025-02-25 | VerticalCompact-BCD_1x3 | 3684 | 596 | 1153 |  |  | 262.3 | 35 | 35 | 500 | AC motor | 50 | W | no | no | D | D | Epoxy coated aluminum | 2025-01-02 | 4 | 4 | yes | piece | 1
GCVC PD 040.2/13-46 | GCVC PD | 040.2/13-46 | 4243807 | finoox | GCVC 040.2B/1x3-1734-W-D/4/24/2.10/2160/EXS/1/015023 | 3551 | 3 | 1 | 1734 | Axial | 38747 | 38807 | 108.39 | 9890 | 1310 | VT0605 | 0.598 | 0.85 | D | 46.44 | 77.81 | 2025-09-08 | VerticalCompact-BCD_1x3a | 2244 | 476 | 753 |  |  | 115.7 | 22 | 22 | 400 | AC motor | 50 | W | no | no | B | D | Epoxy coated aluminum | 2025-01-02 | 6 | 4 | yes | piece | 1
GCVC PD 050.2/22-34 | GCVC PD | 050.2/22-34 | 4245965 | finoox | GCVC 050.2D/2x2-2333-S-D/4/80/2.10/2400/AXS/1/015023 | 8689 | 2 | 2 | 2333 | Axial | 75964 | 76103 | 401.46 | 15149 | 530 | VT01435 | 0.591 | 0.35 | B | 34.35 | 66.16 | 34.8 | VerticalCompact-BCD_2x2 | 2484 | 800 | 2161 |  |  | 339.5 | 35 | 35 | 500 | AC motor | 50 | S | no | no | D | D | Aluminum | 2025-01-02 | 8 | 4 | yes | piece | 1
GCVC PD 050.2/22-29 | GCVC PD | 050.2/22-29 | 4245030 | finoox | GCVC 050.2C/2x2-2337-S-D/6/64/2.10/1800/AXS/1/015023 | 8010 | 2 | 2 | 2337 | Axial | 58326 | 58753 | 361.32 | 10136 | 510 | VT01437 | 0.325 | 0.16 | B | 29.34 | 60.97 | 2025-01-30 | VerticalCompact-BCD_2x2 | 1884 | 800 | 1761 |  |  | 269.4 | 28 | 28 | 500 | AC motor | 50 | S | no | no | C | D | Aluminum | 2025-01-02 | 8 | 6 | yes | piece | 1
GCVC PD 050.2/22-32 | GCVC PD | 050.2/22-32 | 4246029 | finoox | GCVC 050.2D/2x2-2385-J-D/6/80/2.10/2400/EXS/1/015023 | 11644 | 2 | 2 | 2385 | Axial | 69481 | 70002 | 602.19 | 11644 | 430 | VT01435 | 0.53 | 0.32 | B | 31.71 | 63.52 | 50.5 | VerticalCompact-BCD_2x2 | 2484 | 800 | 2161 |  |  | 399.8 | 35 | 35 | 500 | AC motor | 60 | J | no | no | D | D | Epoxy coated aluminum | 2025-01-02 | 10 | 6 | yes | piece | 1
GCVC PD 050.2/24-38 | GCVC PD | 050.2/24-38 | 4245569 | finoox | GCVC 050.2C/2x4-2388-I-D/6/64/2.10/3600/EXS/1/015023 | 16401 | 4 | 2 | 2388 | Axial | 151911 | 152375 | 722.63 | 28783 | 710 | VT01437 | 1312 | 0.34 | B | 37.96 | 69.82 | 60.1 | VerticalCompact-BCD_2x4 | 3684 | 800 | 1761 |  |  | 514 | 42 | 42 | 500 | AC motor | 60 | I | no | no | C | D | Epoxy coated aluminum | 2025-01-02 | 6 | 6 | yes | piece | 1
GCVC PD 063.2/14-46 | GCVC PD | 063.2/14-46 | 4251517 | finoox | GCVC 063.2C/1x4-2413-2-D/4/32/2.10/3600/AXS/1/015023 | 11920 | 4 | 1 | 2413 | Axial | 114738 | 114578 | 240.88 | 35488 | 1000 | VT03144U.1 | 2727 | 2025-01-01 | D | 46.15 | 77.78 | 2025-08-20 | VerticalCompact-BCD_1x4 | 3684 | 623 | 953 |  |  | 245.2 | 42 | 42 | 630 | EC motor | 5060 | 2 | no | no | C | D | Aluminum | 2025-01-02 | 4 | 4 | yes | piece | 1
GCVC PD 050.2/23-48 | GCVC PD | 050.2/23-48 | 4246326 | finoox | GCVC 050.2D/2x3-2421-1-D/6/80/2.10/3600/AXS/1/015023 | 19747 | 3 | 2 | 2421 | Axial | 208.55 | 209354 | 903.29 | 40178 | 1150 | VT03011U.1 | 2075 | 1975-01-01 | C | 47.69 | 79.66 | 78.2 | VerticalCompact-BCD_2x3 | 3684 | 800 | 2161 |  |  | 563.7 | 54 | 54 | 500 | EC motor | 5060 | 1 | no | no | D | D | Aluminum | 2025-01-02 | 6 | 6 | yes | piece | 1
GCVC PD 050.2/13-59 | GCVC PD | 050.2/13-59 | 4250714 | finoox | GCVC 050.2D/1x3-2410-2-D/3/40/2.10/3600/AXS/1/015023 | 9288 | 3 | 1 | 2410 | Axial | 96672 | 96477 | 225.82 | 31349 | 1770 | VT03013U.1 | 3436 | 2025-01-02 | E | 58.76 | 90.44 | 2025-03-19 | VerticalCompact-BCD_1x3 | 3684 | 607 | 1153 |  |  | 236.7 | 35 | 35 | 500 | EC motor | 5060 | 2 | no | no | D | D | Aluminum | 2025-01-02 | 4 | 3 | yes | piece | 1
GCVC PD 080.2/21-38 | GCVC PD | 080.2/21-38 | 4248082 | finoox | GCVC 080.2D/2x1-2487-1-D/4/80/2.10/1200/EXS/1/015023 | 8711 | 1 | 2 | 2487 | Axial | 74449 | 74721 | 200.73 | 19448 | 600 | VT03061U.1 | 0.82 | 1985-01-01 | C | 38.04 | 69.69 | 2025-04-19 | VerticalCompact-BCD_2x1 | 1284 | 800 | 2161 |  |  | 192.5 | 35 | 35 | 800 | EC motor | 5060 | 1 | no | no | D | D | Epoxy coated aluminum | 2025-01-02 | 10 | 4 | yes | piece | 1
GCVC PD 063.2/12-34 | GCVC PD | 063.2/12-34 | 4251176 | finoox | GCVC 063.2C/1x2-2510-1-D/3/32/2.10/1800/AXS/1/015023 | 5780 | 2 | 1 | 2510 | Axial | 36081 | 36036 | 90.33 | 11081 | 695 | VT03145U.1 | 0.341 | 0.9 | C | 33.96 | 65.36 | 2025-06-07 | VerticalCompact-BCD_1x2 | 1884 | 615 | 953 |  |  | 109.6 | 22 | 22 | 630 | EC motor | 5060 | 1 | no | no | C | D | Aluminum | 2025-01-02 | 8 | 3 | yes | piece | 1
GCVC PD 050.2/13-44 | GCVC PD | 050.2/13-44 | 4244378 | finoox | GCVC 050.2B/1x3-2520-1-D/3/24/2.10/2160/EXS/1/015023 | 5840 | 3 | 1 | 2520 | Axial | 39339 | 39304 | 81.3 | 14677 | 1070 | VT03011U.1 | 0.935 | 2025-04-01 | D | 44.16 | 75.55 | 2025-08-06 | VerticalCompact-BCD_1x3a | 2244 | 586 | 753 |  |  | 113.8 | 22 | 22 | 500 | EC motor | 5060 | 1 | no | no | B | D | Epoxy coated aluminum | 2025-01-02 | 6 | 3 | yes | piece | 1
GCVC PD 050.2/13-47 | GCVC PD | 050.2/13-47 | 4250799 | finoox | GCVC 050.2D/1x3-2522-1-D/4/40/2.10/3600/AXS/1/015023 | 8394 | 3 | 1 | 2522 | Axial | 91294 | 91.4 | 301.1 | 20906 | 1200 | VT03011U.1 | 1123 | 2025-09-01 | C | 47.07 | 78.75 | 2025-02-25 | VerticalCompact-BCD_1x3 | 3684 | 586 | 1153 |  |  | 244.6 | 35 | 35 | 500 | EC motor | 5060 | 1 | no | no | D | D | Aluminum | 2025-01-02 | 4 | 4 | yes | piece | 1
GCVC PD 063.2/12-58 | GCVC PD | 063.2/12-58 | 4251188 | finoox | GCVC 063.2C/1x2-2547-2-D/3/32/2.10/1800/AXS/1/015023 | 7954 | 2 | 1 | 2547 | Axial | 52616 | 52638 | 90.33 | 20502 | 1055 | VT03143U.1 | 2352 | 2025-01-02 | E | 58.14 | 89.53 | 8 | VerticalCompact-BCD_1x2 | 1884 | 611 | 953 |  |  | 154.7 | 28 | 28 | 630 | EC motor | 5060 | 2 | no | no | C | D | Aluminum | 2025-01-02 | 6 | 3 | yes | piece | 1
GCVC PD 063.2/11-14 | GCVC PD | 063.2/11-14 | 4250913 | finoox | GCVC 063.2C/1x1-2500-1-D/3/32/2.10/900/EXS/1/015023 | 3774 | 1 | 1 | 2500 | Axial | 9815 | 9845 | 45.16 | 2317 | 310 | VT03145U.1 | 0.025 | 0.13 | A+ | 14.35 | 45.62 | 2025-09-03 | VerticalCompact-BCD_1x1 | 984 | 615 | 953 |  |  | 60.1 | 16 | 16 | 630 | EC motor | 5060 | 1 | no | no | C | D | Epoxy coated aluminum | 2025-01-02 | 12 | 3 | yes | piece | 1
GCVC PD 063.2/13-25 | GCVC PD | 063.2/13-25 | 4251330 | finoox | GCVC 063.2C/1x3-2501-1-D/6/32/2.10/2700/AXS/1/015023 | 9408 | 3 | 1 | 2501 | Axial | 37327 | 37584 | 270.99 | 6335 | 345 | VT03145U.1 | 0.098 | 0.15 | A+ | 25.25 | 56.76 | 2025-07-21 | VerticalCompact-BCD_1x3 | 2784 | 615 | 953 |  |  | 199 | 22 | 22 | 630 | EC motor | 5060 | 1 | no | no | C | D | Aluminum | 2025-01-02 | 8 | 6 | yes | piece | 1
GCVC PD 063.2/23-42 | GCVC PD | 063.2/23-42 | 4247016 | finoox | GCVC 063.2C/2x3-2554-2-D/3/64/2.10/2700/AXS/1/015023 | 17563 | 3 | 2 | 2554 | Axial | 128189 | 128408 | 270.99 | 41452 | 750 | VT03144U.1 | 1721 | 0.6 | C | 41.55 | 73.29 | 2025-01-25 | VerticalCompact-BCD_2x3 | 2784 | 800 | 1761 |  |  | 331.9 | 42 | 42 | 630 | EC motor | 5060 | 2 | no | no | C | D | Aluminum | 2025-01-02 | 4 | 3 | yes | piece | 1
GCVC PD 080.3/13-53 | GCVC PD | 080.3/13-53 | 6187419 | finoox | GCVC 080.3D/1x3-3485-I-D/4/40/2.10/3600/EXS/1/015023 | 10713 | 3 | 1 | 3485 | Axial | 142952 | 142445 | 301.1 | 46977 | 900 | VT01526 | 6879 | 2025-09-03 | E | 52.57 | 84.25 | 26 | VerticalCompact-BCD_1x3 | 3684 | 611 | 1153 |  |  | 327.1 | 42 | 42 | 800 | AC motor | 60 | I | no | no | D | D | Epoxy coated aluminum | 2025-01-02 | 4 | 4 | yes | piece | 1
GCVC PD 080.3/11-56 | GCVC PD | 080.3/11-56 | 6088496 | finoox | GCVC 080.3D/1x1-3558-2-D/6/40/2.10/1200/EXS/1/015023 | 6834 | 1 | 1 | 3558 | Axial | 66144 | 66645 | 150.55 | 16504 | 1060 | VT01445U.3 | 2564 | 2025-04-04 | E | 55.89 | 87.26 | 2025-08-13 | VerticalCompact-BCD_1x1 | 1284 | 620 | 1153 |  |  | 133.1 | 35 | 35 | 800 | EC motor | 5060 | 2 | no | no | D | D | Epoxy coated aluminum | 2025-01-02 | 10 | 6 | yes | piece | 1
GCVC PD 080.3/21-50 | GCVC PD | 080.3/21-50 | 6069030 | finoox | GCVC 080.3D/2x1-3560-2-D/3/80/2.10/1200/EXS/1/015023 | 10378 | 1 | 2 | 3560 | Axial | 91231 | 91464 | 150.55 | 39721 | 990 | VT01445U.3 | 3913 | 2025-01-03 | E | 49.65 | 81.3 | 2025-04-15 | VerticalCompact-BCD_2x1 | 1284 | 800 | 2161 |  |  | 218.9 | 35 | 35 | 800 | EC motor | 5060 | 2 | no | no | D | D | Epoxy coated aluminum | 2025-01-02 | 8 | 3 | yes | piece | 1
GCVC PD 080.2/13-58 | GCVC PD | 080.2/13-58 | 4252955 | finoox | GCVC 080.2D/1x3-1656-2-D/6/40/2.10/3600/EXS/1/015023 | 16487 | 3 | 1 | 1656 | Axial | 190923 | 191319 | 451.65 | 47503 | 1000 | VT03059U.2 | 6821 | 2025-02-03 | E | 58.06 | 89.75 | 39.4 | VerticalCompact-BCD_1x3 | 3684 | 650 | 1153 |  |  | 347.4 | 54 | 54 | 800 | EC motor | 5060 | 2 | no | no | D | D | Epoxy coated aluminum | 2025-01-02 | 4 | 6 | yes | piece | 1
GCVC PD 050.2/24-44 | GCVC PD | 050.2/24-44 | 4245482 | finoox | GCVC 050.2C/2x4-2332-D-D/3/64/2.10/3600/AXS/1/015023 | 11562 | 4 | 2 | 2332 | Axial | 137806 | 137749 | 361.32 | 40725 | 850 | VT01435 | 2076 | 0.74 | D | 43.59 | 75.46 | 32 | VerticalCompact-BCD_2x4 | 3684 | 800 | 1761 |  |  | 429.1 | 42 | 42 | 500 | AC motor | 50 | D | no | no | C | D | Aluminum | 2025-01-02 | 4 | 3 | yes | piece | 1
GCVC PD 050.2/11-27 | GCVC PD | 050.2/11-27 | 4249188 | finoox | GCVC 050.2C/1x1-2333-S-D/3/32/2.10/900/AXS/1/015023 | 2132 | 1 | 1 | 2333 | Axial | 13327 | 13337 | 45.16 | 3420 | 530 | VT01435 | 0.149 | 0.35 | C | 2025-03-27 | 58.57 | 2025-09-03 | VerticalCompact-BCD_1x1 | 984 | 596 | 953 |  |  | 64.2 | 16 | 16 | 500 | AC motor | 50 | S | no | no | C | D | Aluminum | 2025-01-02 | 12 | 3 | yes | piece | 1
GCVC PD 050.2/21-28 | GCVC PD | 050.2/21-28 | 4245736 | finoox | GCVC 050.2D/2x1-2337-S-D/3/80/2.10/1200/AXS/1/015023 | 4744 | 1 | 2 | 2337 | Axial | 29822 | 29917 | 150.55 | 6629 | 510 | VT01437 | 0.154 | 0.16 | A | 27.67 | 59.32 | 2025-02-13 | VerticalCompact-BCD_2x1 | 1284 | 800 | 2161 |  |  | 165.8 | 22 | 22 | 500 | AC motor | 50 | S | no | no | D | D | Aluminum | 2025-01-02 | 10 | 3 | yes | piece | 1
GCVC PD 080.2/12-38 | GCVC PD | 080.2/12-38 | 4252720 | finoox | GCVC 080.2D/1x2-2448-1-D/3/40/2.10/2400/AXS/1/015023 | 7439 | 2 | 1 | 2448 | Axial | 65.91 | 65809 | 150.55 | 21841 | 630 | VT03061U.1 | 0.922 | 2025-01-02 | C | 38.27 | 69.79 | 2025-05-13 | VerticalCompact-BCD_1x2 | 2484 | 608 | 1153 |  |  | 166.8 | 35 | 35 | 800 | EC motor | 5060 | 1 | no | no | D | D | Aluminum | 2025-01-02 | 6 | 3 | yes | piece | 1
GCVC PD 050.2/23-33 | GCVC PD | 050.2/23-33 | 4246269 | finoox | GCVC 050.2D/2x3-2385-J-D/6/80/2.10/3600/EXS/1/015023 | 17430 | 3 | 2 | 2385 | Axial | 103.85 | 104433 | 903.29 | 17466 | 430 | VT01435 | 0.796 | 0.32 | B | 33.32 | 65.28 | 73.5 | VerticalCompact-BCD_2x3 | 3684 | 800 | 2161 |  |  | 584.7 | 35 | 35 | 500 | AC motor | 60 | J | no | no | D | D | Epoxy coated aluminum | 2025-01-02 | 8 | 6 | yes | piece | 1
GCVC PD 063.2/12-24 | GCVC PD | 063.2/12-24 | 4251983 | finoox | GCVC 063.2D/1x2-2401-L-D/4/40/2.10/2400/AXS/1/015023 | 5939 | 2 | 1 | 2401 | Axial | 37.25 | 37322 | 200.73 | 7388 | 340 | VT01442 | 0.173 | 0.16 | A | 2025-01-24 | 55.62 | 2025-03-16 | VerticalCompact-BCD_1x2 | 2484 | 598 | 1153 |  |  | 174.2 | 22 | 22 | 630 | AC motor | 60 | L | no | no | D | D | Aluminum | 2025-01-02 | 8 | 4 | yes | piece | 1
GCVC PD 063.2/11-27 | GCVC PD | 063.2/11-27 | 4250889 | finoox | GCVC 063.2C/1x1-2400-K-D/4/32/2.10/900/EXS/1/015023 | 3307 | 1 | 1 | 2400 | Axial | 17244 | 17314 | 60.22 | 4037 | 490 | VT01442 | 0.164 | 0.34 | C | 27.47 | 58.74 | 2025-01-05 | VerticalCompact-BCD_1x1 | 984 | 598 | 953 |  |  | 67.9 | 16 | 16 | 630 | AC motor | 60 | K | no | no | C | D | Epoxy coated aluminum | 2025-01-02 | 8 | 4 | yes | piece | 1
GCVC PD 080.2/22-40 | GCVC PD | 080.2/22-40 | 4248347 | finoox | GCVC 080.2D/2x2-2486-1-D/4/80/2.10/2400/AXS/1/015023 | 17661 | 2 | 2 | 2486 | Axial | 145.35 | 145528 | 401.46 | 36692 | 565 | VT03061U.1 | 1404 | 1955-01-01 | C | 39.78 | 71.58 | 36.3 | VerticalCompact-BCD_2x2 | 2484 | 800 | 2161 |  |  | 350.9 | 42 | 42 | 800 | EC motor | 5060 | 1 | no | no | D | D | Aluminum | 2025-01-02 | 6 | 4 | yes | piece | 1
GCVC PD 050.2/22-45 | GCVC PD | 050.2/22-45 | 4246143 | finoox | GCVC 050.2D/2x2-2520-1-D/6/80/2.10/2400/EXS/1/015023 | 14024 | 2 | 2 | 2520 | Axial | 127969 | 128473 | 602.19 | 24028 | 1070 | VT03011U.1 | 1119 | 2025-04-01 | C | 45.41 | 77.22 | 52 | VerticalCompact-BCD_2x2 | 2484 | 800 | 2161 |  |  | 382.6 | 42 | 42 | 500 | EC motor | 5060 | 1 | no | no | D | D | Epoxy coated aluminum | 2025-01-02 | 8 | 6 | yes | piece | 1
GCVC PD 080.2/11-49 | GCVC PD | 080.2/11-49 | 4252582 | finoox | GCVC 080.2D/1x1-2541-2-D/3/40/2.10/1200/AXS/1/015023 | 5284 | 1 | 1 | 2541 | Axial | 44299 | 44443 | 75.27 | 17078 | 950 | VT03059U.2 | 1638 | 1982-02-01 | E | 49.02 | 80.39 | 2025-01-07 | VerticalCompact-BCD_1x1 | 1284 | 650 | 1153 |  |  | 101.3 | 28 | 28 | 800 | EC motor | 5060 | 2 | no | no | D | D | Aluminum | 2025-01-02 | 8 | 3 | yes | piece | 1
GCVC PD 063.2/13-32 | GCVC PD | 063.2/13-32 | 4251364 | finoox | GCVC 063.2C/1x3-2507-1-D/3/32/2.10/2700/AXS/1/015023 | 7937 | 3 | 1 | 2507 | Axial | 47368 | 47287 | 135.49 | 13673 | 580 | VT03145U.1 | 0.311 | 0.55 | B | 31.82 | 63.33 | 2025-05-11 | VerticalCompact-BCD_1x3 | 2784 | 615 | 953 |  |  | 160.7 | 28 | 28 | 630 | EC motor | 5060 | 1 | no | no | C | D | Aluminum | 2025-01-02 | 6 | 3 | yes | piece | 1
GCVC PD 050.2/13-55 | GCVC PD | 050.2/13-55 | 4244398 | finoox | GCVC 050.2B/1x3-2561-2-D/3/24/2.10/2160/EXS/1/015023 | 7435 | 3 | 1 | 2561 | Axial | 46066 | 45923 | 81.3 | 20930 | 1505 | VT03013U.1 | 1942-02-01 | 1938-01-01 | E | 54.5 | 85.89 | 2025-01-07 | VerticalCompact-BCD_1x3a | 2244 | 607 | 753 |  |  | 128.1 | 28 | 28 | 500 | EC motor | 5060 | 2 | no | no | B | D | Epoxy coated aluminum | 2025-01-02 | 6 | 3 | yes | piece | 1
GCVC PD 050.2/23-48 | GCVC PD | 050.2/23-48 | 4245434 | finoox | GCVC 050.2C/2x3-2521-1-D/4/64/2.10/2700/EXS/1/015023 | 14261 | 3 | 2 | 2521 | Axial | 130566 | 130.5 | 361.32 | 35839 | 1135 | VT03011U.1 | 2072 | 1965-01-01 | D | 48.03 | 79.77 | 32.1 | VerticalCompact-BCD_2x3 | 2784 | 800 | 1761 |  |  | 327.4 | 42 | 42 | 500 | EC motor | 5060 | 1 | no | no | C | D | Epoxy coated aluminum | 2025-01-02 | 6 | 4 | yes | piece | 1
GCVC PD 050.3/11-44 | GCVC PD | 050.3/11-44 | 6169104 | finoox | GCVC 050.3C/1x1-3616-W-D/3/32/2.10/900/EXS/1/015023 | 2234 | 1 | 1 | 3616 | Axial | 21003 | 21109 | 45.16 | 7174 | 1240 | VT01524 | 0.669 | 2025-02-03 | E | 43.98 | 75.25 | 4 | VerticalCompact-BCD_1x1 | 984 | 596 | 953 |  |  | 65.2 | 18 | 18 | 500 | AC motor | 50 | W | no | no | C | D | Epoxy coated aluminum | 2025-01-02 | 8 | 3 | yes | piece | 1
GCVC PD 050.2/12-34 | GCVC PD | 050.2/12-34 | 4250379 | finoox | GCVC 050.2D/1x2-2336-D-D/4/40/2.10/2400/AXS/1/015023 | 4424 | 2 | 1 | 2336 | Axial | 39829 | 39893 | 200.73 | 8055 | 660 | VT01437 | 0.243 | 0.33 | B | 33.57 | 65.09 | 2025-03-16 | VerticalCompact-BCD_1x2 | 2484 | 596 | 1153 |  |  | 170.4 | 22 | 22 | 500 | AC motor | 50 | D | no | no | D | D | Aluminum | 2025-01-02 | 8 | 4 | yes | piece | 1
GCVC PD 050.2/23-32 | GCVC PD | 050.2/23-32 | 4246216 | finoox | GCVC 050.2D/2x3-2337-S-D/3/80/2.10/3600/AXS/1/015023 | 11386 | 3 | 2 | 2337 | Axial | 88228 | 88133 | 451.65 | 19886 | 510 | VT01437 | 0.461 | 0.16 | A | 32.13 | 64.09 | 38.5 | VerticalCompact-BCD_2x3 | 3684 | 800 | 2161 |  |  | 435.7 | 35 | 35 | 500 | AC motor | 50 | S | no | no | D | D | Aluminum | 2025-01-02 | 6 | 3 | yes | piece | 1
GCVC PD 063.2/22-32 | GCVC PD | 063.2/22-32 | 4246645 | finoox | GCVC 063.2C/2x2-2358-D-D/4/64/2.10/1800/EXS/1/015023 | 9806 | 2 | 2 | 2358 | Axial | 62377 | 62478 | 240.88 | 13822 | 430 | VT01442 | 0.483 | 0.32 | B | 31.77 | 63.4 | 2025-06-20 | VerticalCompact-BCD_2x2 | 1884 | 800 | 1761 |  |  | 241.3 | 28 | 28 | 630 | AC motor | 50 | D | no | no | C | D | Epoxy coated aluminum | 2025-01-02 | 8 | 4 | yes | piece | 1
GCVC PD 063.2/14-21 | GCVC PD | 063.2/14-21 | 4251467 | finoox | GCVC 063.2C/1x4-2359-S-D/4/32/2.10/3600/AXS/1/015023 | 8386 | 4 | 1 | 2359 | Axial | 50028 | 50098 | 240.88 | 10483 | 320 | VT01442 | 0.264 | 0.14 | A | 21.42 | 53.04 | 2025-06-19 | VerticalCompact-BCD_1x4 | 3684 | 598 | 953 |  |  | 240.3 | 28 | 28 | 630 | AC motor | 50 | S | no | no | C | D | Aluminum | 2025-01-02 | 6 | 4 | yes | piece | 1
GCVC PD 063.2/24-50 | GCVC PD | 063.2/24-50 | 4247113 | finoox | GCVC 063.2C/2x4-2413-2-D/6/64/2.10/3600/EXS/1/015023 | 28911 | 4 | 2 | 2413 | Axial | 273113 | 273655 | 722.63 | 63206 | 1000 | VT03144U.1 | 5799 | 2025-01-01 | D | 50.25 | 82.11 | 65.4 | VerticalCompact-BCD_2x4 | 3684 | 800 | 1761 |  |  | 545.2 | 64 | 64 | 630 | EC motor | 5060 | 2 | no | no | C | D | Epoxy coated aluminum | 2025-01-02 | 4 | 6 | yes | piece | 1
GCVC PD 050.2/12-24 | GCVC PD | 050.2/12-24 | 4249522 | finoox | GCVC 050.2C/1x2-2391-L-D/4/32/2.10/1800/EXS/1/015023 | 3741 | 2 | 1 | 2391 | Axial | 26.74 | 26804 | 120.44 | 5621 | 520 | VT01437 | 0.206 | 0.18 | B | 2025-02-24 | 55.59 | 10 | VerticalCompact-BCD_1x2 | 1884 | 596 | 953 |  |  | 121.3 | 22 | 22 | 500 | AC motor | 60 | L | no | no | C | D | Epoxy coated aluminum | 2025-01-02 | 8 | 4 | yes | piece | 1
GCVC PD 050.2/11-31 | GCVC PD | 050.2/11-31 | 4249280 | finoox | GCVC 050.2C/1x1-2390-K-D/4/32/2.10/900/EXS/1/015023 | 2317 | 1 | 1 | 2390 | Axial | 17594 | 17731 | 60.22 | 4178 | 760 | VT01437 | 0.177 | 0.35 | C | 31.44 | 62.71 | 2025-01-05 | VerticalCompact-BCD_1x1 | 984 | 596 | 953 |  |  | 66 | 16 | 16 | 500 | AC motor | 60 | K | no | no | C | D | Epoxy coated aluminum | 2025-01-02 | 8 | 4 | yes | piece | 1
GCVC PD 050.2/13-50 | GCVC PD | 050.2/13-50 | 4244290 | finoox | GCVC 050.2B/1x3-2347-D-D/3/24/2.10/2160/AXS/1/015023 | 4077 | 3 | 1 | 2347 | Axial | 49629 | 49.91 | 81.3 | 19358 | 1390 | VT03150U | 2202 | 1941-01-01 | E | 50.21 | 81.59 | 2025-01-07 | VerticalCompact-BCD_1x3a | 2244 | 569 | 753 |  |  | 128.1 | 28 | 28 | 500 | AC motor | 50 | D | no | no | B | D | Aluminum | 2025-01-02 | 4 | 3 | yes | piece | 1
GCVC PD 050.2/14-46 | GCVC PD | 050.2/14-46 | 4249922 | finoox | GCVC 050.2C/1x4-2348-S-D/6/32/2.10/3600/AXS/1/015023 | 8065 | 4 | 1 | 2348 | Axial | 115.63 | 116156 | 361.32 | 23732 | 1180 | VT03150U | 2025-02-02 | 0.9 | D | 46.1 | 77.73 | 31.4 | VerticalCompact-BCD_1x4 | 3684 | 569 | 953 |  |  | 279.2 | 42 | 42 | 500 | AC motor | 50 | S | no | no | C | D | Aluminum | 2025-01-02 | 4 | 6 | yes | piece | 1
GCVC PD 050.2/23-60 | GCVC PD | 050.2/23-60 | 4245354 | finoox | GCVC 050.2C/2x3-2410-2-D/6/64/2.10/2700/AXS/1/015023 | 18949 | 3 | 2 | 2410 | Axial | 220134 | 220242 | 541.97 | 52998 | 1770 | VT03013U.1 | 7668 | 2025-01-02 | E | 60.36 | 92.11 | 48.8 | VerticalCompact-BCD_2x3 | 2784 | 800 | 1761 |  |  | 413.3 | 54 | 54 | 500 | EC motor | 5060 | 2 | no | no | C | D | Aluminum | 2025-01-02 | 6 | 6 | yes | piece | 1
GCVC PD 063.2/12-61 | GCVC PD | 063.2/12-61 | 4251198 | finoox | GCVC 063.2C/1x2-2549-2-D/3/32/2.10/1800/EXS/1/015023 | 8187 | 2 | 1 | 2549 | Axial | 53785 | 53848 | 90.33 | 23652 | 1210 | VT03143U.1 | 3493 | 1986-02-01 | E | 60.94 | 92.33 | 8 | VerticalCompact-BCD_1x2 | 1884 | 611 | 953 |  |  | 154.7 | 28 | 28 | 630 | EC motor | 5060 | 2 | no | no | C | D | Epoxy coated aluminum | 2025-01-02 | 6 | 3 | yes | piece | 1
GCVC PD 050.2/11-34 | GCVC PD | 050.2/11-34 | 4244090 | finoox | GCVC 050.2B/1x1-2516-1-D/3/24/2.10/720/EXS/1/015023 | 2402 | 1 | 1 | 2516 | Axial | 11247 | 11325 | 2025-01-27 | 3669 | 820 | VT03011U.1 | 0.146 | 0.68 | C | 33.9 | 65.08 | 2025-04-02 | VerticalCompact-BCD_1x1 | 804 | 586 | 753 |  |  | 44.1 | 16 | 16 | 500 | EC motor | 5060 | 1 | no | no | B | D | Epoxy coated aluminum | 2025-01-02 | 8 | 3 | yes | piece | 1
GCVC PD 080.2/13-25 | GCVC PD | 080.2/13-25 | 4253061 | finoox | GCVC 080.2D/1x3-2493-1-D/4/40/2.10/3600/AXS/1/015023 | 10558 | 3 | 1 | 2493 | Axial | 70171 | 70399 | 301.1 | 14626 | 320 | VT03062U.1 | 0.211 | 0.35 | A+ | 2025-04-25 | 56.72 | 2025-02-25 | VerticalCompact-BCD_1x3 | 3684 | 608 | 1153 |  |  | 264.2 | 35 | 35 | 800 | EC motor | 5060 | 1 | no | no | D | D | Aluminum | 2025-01-02 | 4 | 4 | yes | piece | 1
GCVC PD 050.2/11-37 | GCVC PD | 050.2/11-37 | 4249352 | finoox | GCVC 050.2C/1x1-2518-1-D/4/32/2.10/900/EXS/1/015023 | 2826 | 1 | 1 | 2518 | Axial | 19829 | 19929 | 60.22 | 4939 | 945 | VT03011U.1 | 0.205 | 1 | C | 36.73 | 68 | 2025-01-05 | VerticalCompact-BCD_1x1 | 984 | 586 | 953 |  |  | 63.6 | 16 | 16 | 500 | EC motor | 5060 | 1 | no | no | C | D | Epoxy coated aluminum | 2025-01-02 | 8 | 4 | yes | piece | 1
GCVC PD 045.2/11-46 | GCVC PD | 045.2/11-46 | 4248895 | finoox | GCVC 045.2C/1x1-2532-1-D/4/32/2.10/900/AXS/1/015023 | 2732 | 1 | 1 | 2532 | Axial | 21598 | 21738 | 60.22 | 5383 | 1350 | VT03007U.1 | 0.387 | 1965-01-01 | D | 45.63 | 76.89 | 2025-02-05 | VerticalCompact-BCD_1x1 | 984 | 535 | 953 |  |  | 62 | 18 | 18 | 450 | EC motor | 5060 | 1 | no | no | C | D | Aluminum | 2025-01-02 | 8 | 4 | yes | piece | 1
GCVC PD 063.2/23-35 | GCVC PD | 063.2/23-35 | 4246946 | finoox | GCVC 063.2C/2x3-2505-1-D/6/64/2.10/2700/AXS/1/015023 | 18805 | 3 | 2 | 2505 | Axial | 104557 | 105014 | 541.97 | 19006 | 500 | VT03145U.1 | 0.458 | 0.39 | A | 35.3 | 67.04 | 45 | VerticalCompact-BCD_2x3 | 2784 | 800 | 1761 |  |  | 383.7 | 35 | 35 | 630 | EC motor | 5060 | 1 | no | no | C | D | Aluminum | 2025-01-02 | 8 | 6 | yes | piece | 1
GCVC PD 050.2/14-36 | GCVC PD | 050.2/14-36 | 4250037 | finoox | GCVC 050.2C/1x4-2514-1-D/6/32/2.10/3600/EXS/1/015023 | 10656 | 4 | 1 | 2514 | Axial | 71048 | 71306 | 361.32 | 13169 | 695 | VT03011U.1 | 0.363 | 0.47 | A | 35.55 | 67.18 | 2025-05-29 | VerticalCompact-BCD_1x4 | 3684 | 586 | 953 |  |  | 257.3 | 35 | 35 | 500 | EC motor | 5060 | 1 | no | no | C | D | Epoxy coated aluminum | 2025-01-02 | 6 | 6 | yes | piece | 1
GCVC PD 080.2/22-39 | GCVC PD | 080.2/22-39 | 4248330 | finoox | GCVC 080.2D/2x2-2483-1-D/6/80/2.10/2400/AXS/1/015023 | 20318 | 2 | 2 | 2483 | Axial | 138414 | 139217 | 602.19 | 26191 | 470 | VT03061U.1 | 0.867 | 0.9 | B | 38.59 | 70.4 | 52 | VerticalCompact-BCD_2x2 | 2484 | 800 | 2161 |  |  | 411.3 | 42 | 42 | 800 | EC motor | 5060 | 1 | no | no | D | D | Aluminum | 2025-01-02 | 8 | 6 | yes | piece | 1
GCVC PD 063.2/23-42 | GCVC PD | 063.2/23-42 | 4247019 | finoox | GCVC 063.2C/2x3-2554-2-D/3/64/2.10/2700/EXS/1/015023 | 18215 | 3 | 2 | 2554 | Axial | 123977 | 124104 | 270.99 | 41452 | 750 | VT03144U.1 | 1721 | 0.6 | C | 41.55 | 73.29 | 2025-01-25 | VerticalCompact-BCD_2x3 | 2784 | 800 | 1761 |  |  | 331.9 | 42 | 42 | 630 | EC motor | 5060 | 2 | no | no | C | D | Epoxy coated aluminum | 2025-01-02 | 4 | 3 | yes | piece | 1
GCVC PD 040.2/11-42 | GCVC PD | 040.2/11-42 | 4243682 | finoox | GCVC 040.2A/1x1-1734-W-D/2/20/2.10/600/EXS/2/015023 | 1001 | 1 | 1 | 1734 | Axial | 6579 | 6626 | 1955-12-01 | 3242 | 1310 | VT0605 | 0.201 | 0.85 | E | 41.97 | 73.04 | 2025-02-01 | VerticalCompact-A_1x1 | 660 | 288 | 507 |  |  | 2025-02-16 | 16 | 16 | 400 | AC motor | 50 | W | no | no | A | D | Epoxy coated aluminum | 2025-01-02 | 10 | 2 | yes | piece | 1
GCVC PD 063.2/11-19 | GCVC PD | 063.2/11-19 | 4251685 | finoox | GCVC 063.2D/1x1-2359-S-D/3/40/2.10/1200/EXS/1/015023 | 3664 | 1 | 1 | 2359 | Axial | 15698 | 15682 | 75.27 | 3599 | 320 | VT01442 | 0.062 | 0.14 | A+ | 19.17 | 50.53 | 2025-03-06 | VerticalCompact-BCD_1x1 | 1284 | 598 | 1153 |  |  | 85.8 | 16 | 16 | 630 | AC motor | 50 | S | no | no | D | D | Epoxy coated aluminum | 2025-01-02 | 10 | 3 | yes | piece | 1
GCVC PD 050.2/14-51 | GCVC PD | 050.2/14-51 | 4249927 | finoox | GCVC 050.2C/1x4-2349-I-D/4/32/2.10/3600/AXS/1/015023 | 6742 | 4 | 1 | 2349 | Axial | 111682 | 111667 | 240.88 | 33670 | 1590 | VT03150U | 3551 | 2025-07-01 | E | 50.63 | 82.25 | 2025-08-20 | VerticalCompact-BCD_1x4 | 3684 | 569 | 953 |  |  | 242.3 | 42 | 42 | 500 | AC motor | 60 | I | no | no | C | D | Aluminum | 2025-01-02 | 4 | 4 | yes | piece | 1
GCVC PD 050.2/23-53 | GCVC PD | 050.2/23-53 | 4246239 | finoox | GCVC 050.2D/2x3-2349-I-D/6/80/2.10/3600/EXS/1/015023 | 18300 | 3 | 2 | 2349 | Axial | 265.6 | 266746 | 903.29 | 54222 | 1590 | VT03150U | 5082 | 2025-07-01 | D | 53.2 | 85.16 | 81.5 | VerticalCompact-BCD_2x3 | 3684 | 800 | 2161 |  |  | 596.9 | 64 | 64 | 500 | AC motor | 60 | I | no | no | D | D | Epoxy coated aluminum | 2025-01-02 | 4 | 6 | yes | piece | 1
GCVC PD 050.2/22-35 | GCVC PD | 050.2/22-35 | 4245086 | finoox | GCVC 050.2C/2x2-2387-L-D/3/64/2.10/1800/AXS/1/015023 | 6298 | 2 | 2 | 2387 | Axial | 51408 | 51.5 | 180.66 | 12890 | 500 | VT01435 | 0.706 | 0.37 | C | 35.15 | 66.78 | 2025-09-15 | VerticalCompact-BCD_2x2 | 1884 | 800 | 1761 |  |  | 226.9 | 28 | 28 | 500 | AC motor | 60 | L | no | no | C | D | Aluminum | 2025-01-02 | 8 | 3 | yes | piece | 1
GCVC PD 050.2/12-39 | GCVC PD | 050.2/12-39 | 4249470 | finoox | GCVC 050.2C/1x2-2355-X-D/3/32/2.10/1800/AXS/1/015023 | 3303 | 2 | 1 | 2355 | Axial | 33905 | 33873 | 90.33 | 9940 | 810 | VT03093U | 0.579 | 2025-03-01 | D | 38.52 | 69.9 | 2025-06-07 | VerticalCompact-BCD_1x2 | 1884 | 569 | 953 |  |  | 114.1 | 22 | 22 | 500 | AC motor | 60 | X | no | no | C | D | Aluminum | 2025-01-02 | 8 | 3 | yes | piece | 1
GCVC PD 050.2/21-49 | GCVC PD | 050.2/21-49 | 4245745 | finoox | GCVC 050.2D/2x1-2347-D-D/3/80/2.10/1200/EXS/1/015023 | 5094 | 1 | 2 | 2347 | Axial | 56991 | 56995 | 150.55 | 17069 | 1390 | VT03150U | 1276 | 1941-01-01 | D | 49.26 | 80.92 | 14 | VerticalCompact-BCD_2x1 | 1284 | 800 | 2161 |  |  | 171.6 | 28 | 28 | 500 | AC motor | 50 | D | no | no | D | D | Epoxy coated aluminum | 2025-01-02 | 10 | 3 | yes | piece | 1
GCVC PD 063.2/14-21 | GCVC PD | 063.2/14-21 | 4251503 | finoox | GCVC 063.2C/1x4-2399-J-D/4/32/2.10/3600/EXS/1/015023 | 8872 | 4 | 1 | 2399 | Axial | 47127 | 47072 | 240.88 | 9809 | 290 | VT01442 | 0.289 | 0.14 | B | 20.64 | 52.27 | 2025-06-19 | VerticalCompact-BCD_1x4 | 3684 | 598 | 953 |  |  | 240.3 | 28 | 28 | 630 | AC motor | 60 | J | no | no | C | D | Epoxy coated aluminum | 2025-01-02 | 6 | 4 | yes | piece | 1
GCVC PD 063.2/13-22 | GCVC PD | 063.2/13-22 | 4252219 | finoox | GCVC 063.2D/1x3-2399-J-D/3/40/2.10/3600/EXS/1/015023 | 7950 | 3 | 1 | 2399 | Axial | 44713 | 44643 | 225.82 | 10324 | 290 | VT01442 | 0.21 | 0.14 | A | 21.74 | 53.42 | 2025-06-18 | VerticalCompact-BCD_1x3 | 3684 | 598 | 1153 |  |  | 235.1 | 28 | 28 | 630 | AC motor | 60 | J | no | no | D | D | Epoxy coated aluminum | 2025-01-02 | 6 | 3 | yes | piece | 1
GCVC PD 045.2/13-49 | GCVC PD | 045.2/13-49 | 4249017 | finoox | GCVC 045.2C/1x3-2419-1-D/3/32/2.10/2700/EXS/1/015023 | 6319 | 3 | 1 | 2419 | Axial | 52063 | 51926 | 135.49 | 17111 | 1350 | VT03007U.1 | 1108 | 1965-01-01 | D | 49.41 | 80.91 | 2025-05-11 | VerticalCompact-BCD_1x3 | 2784 | 535 | 953 |  |  | 152.9 | 28 | 28 | 450 | EC motor | 5060 | 1 | no | no | C | D | Epoxy coated aluminum | 2025-01-02 | 6 | 3 | yes | piece | 1
GCVC PD 063.2/23-35 | GCVC PD | 063.2/23-35 | 4246892 | finoox | GCVC 063.2C/2x3-2400-K-D/3/64/2.10/2700/EXS/1/015023 | 12613 | 3 | 2 | 2400 | Axial | 90219 | 89836 | 270.99 | 26019 | 490 | VT01442 | 0.97 | 0.34 | C | 34.72 | 66.46 | 2025-09-23 | VerticalCompact-BCD_2x3 | 2784 | 800 | 1761 |  |  | 324.9 | 35 | 35 | 630 | AC motor | 60 | K | no | no | C | D | Epoxy coated aluminum | 2025-01-02 | 6 | 3 | yes | piece | 1
GCVC PD 045.2/24-47 | GCVC PD | 045.2/24-47 | 4244727 | finoox | GCVC 045.2C/2x4-2527-1-D/4/64/2.10/3600/AXS/1/015023 | 15243 | 4 | 2 | 2527 | Axial | 137426 | 138.03 | 481.75 | 30765 | 975 | VT03007U.1 | 1224 | 0.68 | C | 46.99 | 78.85 | 41.4 | VerticalCompact-BCD_2x4 | 3684 | 800 | 1761 |  |  | 410.3 | 42 | 42 | 450 | EC motor | 5060 | 1 | no | no | C | D | Aluminum | 2025-01-02 | 4 | 4 | yes | piece | 1
GCVC PD 063.2/11-61 | GCVC PD | 063.2/11-61 | 4250998 | finoox | GCVC 063.2C/1x1-2551-2-D/3/32/2.10/900/AXS/1/015023 | 4759 | 1 | 1 | 2551 | Axial | 30735 | 30989 | 45.16 | 13413 | 1360 | VT03143U.1 | 2478 | 4 | E | 60.53 | 91.8 | 2025-02-04 | VerticalCompact-BCD_1x1 | 984 | 611 | 953 |  |  | 83 | 22 | 22 | 630 | EC motor | 5060 | 2 | no | no | C | D | Aluminum | 2025-01-02 | 8 | 3 | yes | piece | 1
GCVC PD 063.2/13-34 | GCVC PD | 063.2/13-34 | 4251363 | finoox | GCVC 063.2C/1x3-2506-1-D/6/32/2.10/2700/EXS/1/015023 | 9996 | 3 | 1 | 2506 | Axial | 55008 | 55189 | 270.99 | 10310 | 540 | VT03145U.1 | 0.278 | 0.45 | A | 33.99 | 65.5 | 22 | VerticalCompact-BCD_1x3 | 2784 | 615 | 953 |  |  | 199.6 | 28 | 28 | 630 | EC motor | 5060 | 1 | no | no | C | D | Epoxy coated aluminum | 2025-01-02 | 8 | 6 | yes | piece | 1
GCVC PD 063.2/22-45 | GCVC PD | 063.2/22-45 | 4247738 | finoox | GCVC 063.2D/2x2-2558-2-D/6/80/2.10/2400/AXS/1/015023 | 18063 | 2 | 2 | 2558 | Axial | 185015 | 185854 | 602.19 | 37415 | 950 | VT03144U.1 | 2179 | 1 | C | 45.39 | 77.19 | 55.2 | VerticalCompact-BCD_2x2 | 2484 | 800 | 2161 |  |  | 409.5 | 54 | 54 | 630 | EC motor | 5060 | 2 | no | no | D | D | Aluminum | 2025-01-02 | 6 | 6 | yes | piece | 1
GCVC PD 045.2/12-48 | GCVC PD | 045.2/12-48 | 4243928 | finoox | GCVC 045.2B/1x2-2531-1-D/3/24/2.10/1440/AXS/1/015023 | 3843 | 2 | 1 | 2531 | Axial | 26636 | 26661 | 54.2 | 9027 | 1275 | VT03007U.1 | 0.669 | 2025-04-01 | D | 47.87 | 79.16 | 2025-07-04 | VerticalCompact-BCD_1x2 | 1524 | 535 | 753 |  |  | 75.8 | 22 | 22 | 450 | EC motor | 5060 | 1 | no | no | B | D | Aluminum | 2025-01-02 | 8 | 3 | yes | piece | 1
GCVC PD 080.2/12-13 | GCVC PD | 080.2/12-13 | 4252766 | finoox | GCVC 080.2D/1x2-2488-1-D/3/40/2.10/2400/AXS/1/015023 | 6943 | 2 | 1 | 2488 | Axial | 28264 | 28244 | 150.55 | 6199 | 195 | VT03062U.1 | 0.048 | 0.12 | A+ | 1951-12-01 | 44.04 | 2025-04-12 | VerticalCompact-BCD_1x2 | 2484 | 608 | 1153 |  |  | 164.2 | 22 | 22 | 800 | EC motor | 5060 | 1 | no | no | D | D | Aluminum | 2025-01-02 | 8 | 3 | yes | piece | 1
GCVC PD 045.2/21-36 | GCVC PD | 045.2/21-36 | 4244441 | finoox | GCVC 045.2C/2x1-2524-1-D/3/64/2.10/900/EXS/1/015023 | 4913 | 1 | 2 | 2524 | Axial | 23836 | 23897 | 90.33 | 6036 | 750 | VT03007U.1 | 0.15 | 0.37 | B | 35.64 | 67.15 | 8 | VerticalCompact-BCD_2x1 | 984 | 800 | 1761 |  |  | 113.2 | 18 | 18 | 450 | EC motor | 5060 | 1 | no | no | C | D | Epoxy coated aluminum | 2025-01-02 | 12 | 3 | yes | piece | 1
GCVC PD 050.2/22-59 | GCVC PD | 050.2/22-59 | 4246181 | finoox | GCVC 050.2D/2x2-2563-2-D/4/80/2.10/2400/AXS/1/015023 | 13308 | 2 | 2 | 2563 | Axial | 151289 | 151464 | 401.46 | 39177 | 1680 | VT03013U.1 | 3986 | 1975-01-01 | E | 58.52 | 90.32 | 39.4 | VerticalCompact-BCD_2x2 | 2484 | 800 | 2161 |  |  | 346.7 | 54 | 54 | 500 | EC motor | 5060 | 2 | no | no | D | D | Aluminum | 2025-01-02 | 6 | 4 | yes | piece | 1
GCVC PD 050.2/12-32 | GCVC PD | 050.2/12-32 | 4244215 | finoox | GCVC 050.2B/1x2-2513-1-D/4/24/2.10/1440/EXS/1/015023 | 4072 | 2 | 1 | 2513 | Axial | 21.87 | 21921 | 72.26 | 5127 | 630 | VT03011U.1 | 0.146 | 0.37 | B | 32.23 | 63.52 | 6 | VerticalCompact-BCD_1x2 | 1524 | 586 | 753 |  |  | 84.6 | 18 | 18 | 500 | EC motor | 5060 | 1 | no | no | B | D | Epoxy coated aluminum | 2025-01-02 | 8 | 4 | yes | piece | 1
GCVC PD 050.2/13-42 | GCVC PD | 050.2/13-42 | 4250779 | finoox | GCVC 050.2D/1x3-2518-1-D/6/40/2.10/3600/EXS/1/015023 | 10641 | 3 | 1 | 2518 | Axial | 86236 | 86572 | 451.65 | 15845 | 945 | VT03011U.1 | 0.588 | 1 | B | 41.55 | 73.22 | 36.9 | VerticalCompact-BCD_1x3 | 3684 | 586 | 1153 |  |  | 288.1 | 35 | 35 | 500 | EC motor | 5060 | 1 | no | no | D | D | Epoxy coated aluminum | 2025-01-02 | 6 | 6 | yes | piece | 1
GCVC PD 050.2/12-51 | GCVC PD | 050.2/12-51 | 4249646 | finoox | GCVC 050.2C/1x2-2790-K-D/3/32/2.10/1800/EXS/1/015023 | 3556 | 2 | 1 | 2790 | Axial | 47308 | 47364 | 90.33 | 17915 | 1640 | VT03150U | 1985 | 1964-01-01 | E | 51.29 | 82.67 | 8 | VerticalCompact-BCD_1x2 | 1884 | 569 | 953 |  |  | 117.7 | 28 | 28 | 500 | AC motor | 60 | K | no | no | C | D | Epoxy coated aluminum | 2025-01-02 | 6 | 3 | yes | piece | 1
GCVC PD 080.3/11-51 | GCVC PD | 080.3/11-51 | 6097117 | finoox | GCVC 080.3D/1x1-3561-2-D/3/40/2.10/1200/AXS/1/015023 | 5585 | 1 | 1 | 3561 | Axial | 44485 | 44631 | 75.27 | 17220 | 930 | VT01445U.3 | 1654 | 1975-02-01 | E | 51.04 | 82.41 | 2025-01-07 | VerticalCompact-BCD_1x1 | 1284 | 620 | 1153 |  |  | 110.7 | 28 | 28 | 800 | EC motor | 5060 | 2 | no | no | D | D | Aluminum | 2025-01-02 | 8 | 3 | yes | piece | 1
GCVC PD 050.2/21-38 | GCVC PD | 050.2/21-38 | 4245722 | finoox | GCVC 050.2D/2x1-2332-D-D/4/80/2.10/1200/EXS/1/015023 | 5519 | 1 | 2 | 2332 | Axial | 50.02 | 50165 | 200.73 | 10959 | 850 | VT01435 | 0.498 | 0.74 | C | 38.4 | 70.05 | 2025-01-18 | VerticalCompact-BCD_2x1 | 1284 | 800 | 2161 |  |  | 187 | 28 | 28 | 500 | AC motor | 50 | D | no | no | D | D | Epoxy coated aluminum | 2025-01-02 | 10 | 4 | yes | piece | 1
GCVC PD 050.2/12-50 | GCVC PD | 050.2/12-50 | 4250402 | finoox | GCVC 050.2D/1x2-2349-I-D/3/40/2.10/2400/AXS/1/015023 | 4138 | 2 | 1 | 2349 | Axial | 61393 | 61341 | 150.55 | 19146 | 1590 | VT03150U | 1622 | 2025-07-01 | D | 50.21 | 81.73 | 2025-09-12 | VerticalCompact-BCD_1x2 | 2484 | 569 | 1153 |  |  | 161.1 | 28 | 28 | 500 | AC motor | 60 | I | no | no | D | D | Aluminum | 2025-01-02 | 6 | 3 | yes | piece | 1
GCVC PD 050.2/12-54 | GCVC PD | 050.2/12-54 | 4244202 | finoox | GCVC 050.2B/1x2-2420-2-D/3/24/2.10/1440/EXS/1/015023 | 4895 | 2 | 1 | 2420 | Axial | 33063 | 33003 | 54.2 | 15493 | 1600 | VT03013U.1 | 1994 | 1965-01-01 | E | 53.8 | 85.09 | 2025-07-04 | VerticalCompact-BCD_1x2 | 1524 | 607 | 753 |  |  | 88.4 | 22 | 22 | 500 | EC motor | 5060 | 2 | no | no | B | D | Epoxy coated aluminum | 2025-01-02 | 8 | 3 | yes | piece | 1
GCVC PD 050.2/13-46 | GCVC PD | 050.2/13-46 | 4250638 | finoox | GCVC 050.2D/1x3-2348-S-D/6/40/2.10/3600/AXS/1/015023 | 8343 | 3 | 1 | 2348 | Axial | 108638 | 108914 | 451.65 | 21263 | 1180 | VT03150U | 1553 | 0.9 | D | 46.13 | 77.8 | 37.7 | VerticalCompact-BCD_1x3 | 3684 | 569 | 1153 |  |  | 303.3 | 42 | 42 | 500 | AC motor | 50 | S | no | no | D | D | Aluminum | 2025-01-02 | 6 | 6 | yes | piece | 1
GCVC PD 080.2/23-40 | GCVC PD | 080.2/23-40 | 4248615 | finoox | GCVC 080.2D/2x3-2485-1-D/4/80/2.10/3600/AXS/1/015023 | 25500 | 3 | 2 | 2485 | Axial | 210296 | 210.64 | 602.19 | 51744 | 535 | VT03061U.1 | 1787 | 1935-01-01 | B | 40.21 | 72.17 | 54.8 | VerticalCompact-BCD_2x3 | 3684 | 800 | 2161 |  |  | 516.6 | 54 | 54 | 800 | EC motor | 5060 | 1 | no | no | D | D | Aluminum | 2025-01-02 | 4 | 4 | yes | piece | 1
GCVC PD 063.2/14-37 | GCVC PD | 063.2/14-37 | 4251588 | finoox | GCVC 063.2C/1x4-2510-1-D/3/32/2.10/3600/AXS/1/015023 | 10093 | 4 | 1 | 2510 | Axial | 72278 | 72247 | 180.66 | 22162 | 695 | VT03145U.1 | 0.682 | 0.9 | C | 36.74 | 68.37 | 2025-05-15 | VerticalCompact-BCD_1x4 | 3684 | 615 | 953 |  |  | 210 | 35 | 35 | 630 | EC motor | 5060 | 1 | no | no | C | D | Aluminum | 2025-01-02 | 4 | 3 | yes | piece | 1
GCVC PD 063.2/21-63 | GCVC PD | 063.2/21-63 | 4247454 | finoox | GCVC 063.2D/2x1-2552-2-D/3/80/2.10/1200/AXS/1/015023 | 9913 | 1 | 2 | 2552 | Axial | 87892 | 88176 | 150.55 | 33622 | 1435 | VT03143U.1 | 5402 | 2025-03-04 | E | 62.73 | 94.38 | 2025-04-15 | VerticalCompact-BCD_2x1 | 1284 | 800 | 2161 |  |  | 209.9 | 35 | 35 | 630 | EC motor | 5060 | 2 | no | no | D | D | Aluminum | 2025-01-02 | 8 | 3 | yes | piece | 1
GCVC PD 080.2/12-17 | GCVC PD | 080.2/12-17 | 4252774 | finoox | GCVC 080.2D/1x2-2490-1-D/3/40/2.10/2400/AXS/1/015023 | 6943 | 2 | 1 | 2490 | Axial | 33656 | 33617 | 150.55 | 7883 | 245 | VT03062U.1 | 0.074 | 0.2 | A+ | 17.19 | 48.72 | 2025-04-12 | VerticalCompact-BCD_1x2 | 2484 | 608 | 1153 |  |  | 164.2 | 22 | 22 | 800 | EC motor | 5060 | 1 | no | no | D | D | Aluminum | 2025-01-02 | 8 | 3 | yes | piece | 1
GCVC PD 063.2/12-34 | GCVC PD | 063.2/12-34 | 4252072 | finoox | GCVC 063.2D/1x2-2511-1-D/3/40/2.10/2400/AXS/1/015023 | 6675 | 2 | 1 | 2511 | Axial | 50977 | 50944 | 150.55 | 13950 | 730 | VT03145U.1 | 0.35 | 1 | B | 34.1 | 65.63 | 2025-09-12 | VerticalCompact-BCD_1x2 | 2484 | 615 | 1153 |  |  | 153.7 | 28 | 28 | 630 | EC motor | 5060 | 1 | no | no | D | D | Aluminum | 2025-01-02 | 6 | 3 | yes | piece | 1
GCVC PD 050.2/11-34 | GCVC PD | 050.2/11-34 | 4244088 | finoox | GCVC 050.2B/1x1-2516-1-D/3/24/2.10/720/AXS/1/015023 | 2331 | 1 | 1 | 2516 | Axial | 11616 | 11708 | 2025-01-27 | 3669 | 820 | VT03011U.1 | 0.146 | 0.68 | C | 33.9 | 65.08 | 2025-04-02 | VerticalCompact-BCD_1x1 | 804 | 586 | 753 |  |  | 44.1 | 16 | 16 | 500 | EC motor | 5060 | 1 | no | no | B | D | Aluminum | 2025-01-02 | 8 | 3 | yes | piece | 1
GCVC PD 050.2/12-37 | GCVC PD | 050.2/12-37 | 4250523 | finoox | GCVC 050.2D/1x2-2516-1-D/4/40/2.10/2400/AXS/1/015023 | 5506 | 2 | 1 | 2516 | Axial | 44951 | 45 | 200.73 | 9464 | 820 | VT03011U.1 | 0.255 | 0.68 | B | 37.14 | 68.67 | 2025-08-16 | VerticalCompact-BCD_1x2 | 2484 | 586 | 1153 |  |  | 166.4 | 28 | 28 | 500 | EC motor | 5060 | 1 | no | no | D | D | Aluminum | 2025-01-02 | 8 | 4 | yes | piece | 1
GCVC PD 063.2/22-43 | GCVC PD | 063.2/22-43 | 4247718 | finoox | GCVC 063.2D/2x2-2555-2-D/3/80/2.10/2400/AXS/1/015023 | 14208 | 2 | 2 | 2555 | Axial | 115234 | 115161 | 301.1 | 34193 | 800 | VT03144U.1 | 1222 | 0.69 | C | 43.18 | 74.99 | 2025-04-28 | VerticalCompact-BCD_2x2 | 2484 | 800 | 2161 |  |  | 313.6 | 42 | 42 | 630 | EC motor | 5060 | 2 | no | no | D | D | Aluminum | 2025-01-02 | 6 | 3 | yes | piece | 1
GCVC PD 050.2/22-54 | GCVC PD | 050.2/22-54 | 4245217 | finoox | GCVC 050.2C/2x2-2560-2-D/6/64/2.10/1800/EXS/1/015023 | 13159 | 2 | 2 | 2560 | Axial | 125847 | 126283 | 361.32 | 27918 | 1415 | VT03013U.1 | 2649 | 2021-01-01 | D | 53.9 | 85.53 | 32.4 | VerticalCompact-BCD_2x2 | 1884 | 800 | 1761 |  |  | 281.4 | 42 | 42 | 500 | EC motor | 5060 | 2 | no | no | C | D | Epoxy coated aluminum | 2025-01-02 | 8 | 6 | yes | piece | 1
GCVC PD 063.2/12-25 | GCVC PD | 063.2/12-25 | 4251135 | finoox | GCVC 063.2C/1x2-2503-1-D/4/32/2.10/1800/AXS/1/015023 | 6045 | 2 | 1 | 2503 | Axial | 28838 | 28929 | 120.44 | 6079 | 425 | VT03145U.1 | 0.098 | 0.25 | A+ | 24.94 | 56.33 | 10 | VerticalCompact-BCD_1x2 | 1884 | 615 | 953 |  |  | 118.3 | 22 | 22 | 630 | EC motor | 5060 | 1 | no | no | C | D | Aluminum | 2025-01-02 | 8 | 4 | yes | piece | 1
GCVC PD 050.2/11-28 | GCVC PD | 050.2/11-28 | 4249322 | finoox | GCVC 050.2C/1x1-2513-1-D/4/32/2.10/900/EXS/1/015023 | 2826 | 1 | 1 | 2513 | Axial | 14.53 | 14623 | 60.22 | 3233 | 630 | VT03011U.1 | 0.069 | 0.37 | A | 27.85 | 59.12 | 2025-01-05 | VerticalCompact-BCD_1x1 | 984 | 586 | 953 |  |  | 63.6 | 16 | 16 | 500 | EC motor | 5060 | 1 | no | no | C | D | Epoxy coated aluminum | 2025-01-02 | 8 | 4 | yes | piece | 1
GCVC PD 045.2/13-41 | GCVC PD | 045.2/13-41 | 4249038 | finoox | GCVC 045.2C/1x3-2526-1-D/3/32/2.10/2700/AXS/1/015023 | 6005 | 3 | 1 | 2526 | Axial | 41385 | 41321 | 135.49 | 10921 | 900 | VT03007U.1 | 0.364 | 0.58 | B | 41.39 | 72.89 | 2025-05-11 | VerticalCompact-BCD_1x3 | 2784 | 535 | 953 |  |  | 152.9 | 28 | 28 | 450 | EC motor | 5060 | 1 | no | no | C | D | Aluminum | 2025-01-02 | 6 | 3 | yes | piece | 1
GCVC PD 050.2/12-44 | GCVC PD | 050.2/12-44 | 4244246 | finoox | GCVC 050.2B/1x2-2521-1-D/3/24/2.10/1440/EXS/1/015023 | 3925 | 2 | 1 | 2521 | Axial | 27672 | 27644 | 54.2 | 10404 | 1135 | VT03011U.1 | 0.736 | 1965-01-01 | E | 43.72 | 75 | 2025-07-04 | VerticalCompact-BCD_1x2 | 1524 | 586 | 753 |  |  | 79.2 | 22 | 22 | 500 | EC motor | 5060 | 1 | no | no | B | D | Epoxy coated aluminum | 2025-01-02 | 8 | 3 | yes | piece | 1
GCVC PD 080.3/23-63 | GCVC PD | 080.3/23-63 | 6158034 | finoox | GCVC 080.3D/2x3-3558-2-D/6/80/2.10/3600/AXS/1/015023 | 38338 | 3 | 2 | 3558 | Axial | 402415 | 403.38 | 903.29 | 99023 | 1060 | VT01445U.3 | 15383 | 2025-04-04 | E | 63.08 | 95.04 | 86.5 | VerticalCompact-BCD_2x3 | 3684 | 800 | 2161 |  |  | 744.8 | 76.1 | 76.1 | 800 | EC motor | 5060 | 2 | no | no | D | D | Aluminum | 2025-01-02 | 4 | 6 | yes | piece | 1
GCVC PD 040.2/12-45 | GCVC PD | 040.2/12-45 | 4243701 | finoox | GCVC 040.2A/1x2-1735-X-D/3/20/2.10/1200/AXS/2/015023 | 1679 | 2 | 1 | 1735 | Axial | 18979 | 18.98 | 37.64 | 6689 | 1450 | VT0605 | 0.554 | 2025-01-01 | E | 44.9 | 76.05 | 2025-02-03 | VerticalCompact-A_1x2 | 1260 | 288 | 507 |  |  | 33.9 | 16 | 16 | 400 | AC motor | 60 | X | no | no | A | D | Aluminum | 2025-01-02 | 10 | 3 | yes | piece | 1
GCVC PD 050.2/11-35 | GCVC PD | 050.2/11-35 | 4249183 | finoox | GCVC 050.2C/1x1-2332-D-D/4/32/2.10/900/AXS/1/015023 | 2222 | 1 | 1 | 2332 | Axial | 20199 | 20318 | 60.22 | 4901 | 850 | VT01435 | 0.264 | 0.74 | C | 34.98 | 66.25 | 2025-02-05 | VerticalCompact-BCD_1x1 | 984 | 596 | 953 |  |  | 68.7 | 18 | 18 | 500 | AC motor | 50 | D | no | no | C | D | Aluminum | 2025-01-02 | 8 | 4 | yes | piece | 1
GCVC PD 050.2/21-54 | GCVC PD | 050.2/21-54 | 4245840 | finoox | GCVC 050.2D/2x1-2420-2-D/6/80/2.10/1200/AXS/1/015023 | 8458 | 1 | 2 | 2420 | Axial | 93.11 | 93683 | 301.1 | 18889 | 1600 | VT03013U.1 | 1799 | 1965-01-01 | D | 53.68 | 85.33 | 2025-04-27 | VerticalCompact-BCD_2x1 | 1284 | 800 | 2161 |  |  | 218.6 | 35 | 35 | 500 | EC motor | 5060 | 2 | no | no | D | D | Aluminum | 2025-01-02 | 10 | 6 | yes | piece | 1
GCVC PD 050.2/13-45 | GCVC PD | 050.2/13-45 | 4250737 | finoox | GCVC 050.2D/1x3-2421-1-D/6/40/2.10/3600/EXS/1/015023 | 10641 | 3 | 1 | 2421 | Axial | 102743 | 103089 | 451.65 | 20089 | 1150 | VT03011U.1 | 1038 | 1975-01-01 | C | 44.97 | 76.64 | 36.9 | VerticalCompact-BCD_1x3 | 3684 | 586 | 1153 |  |  | 288.1 | 35 | 35 | 500 | EC motor | 5060 | 1 | no | no | D | D | Epoxy coated aluminum | 2025-01-02 | 6 | 6 | yes | piece | 1
GCVC PD 050.2/21-56 | GCVC PD | 050.2/21-56 | 4244881 | finoox | GCVC 050.2C/2x1-2410-2-D/4/64/2.10/900/AXS/1/015023 | 6404 | 1 | 2 | 2410 | Axial | 62643 | 63147 | 120.44 | 18921 | 1770 | VT03013U.1 | 2475 | 2025-01-02 | E | 55.96 | 87.47 | 2025-04-11 | VerticalCompact-BCD_2x1 | 984 | 800 | 1761 |  |  | 136.8 | 28 | 28 | 500 | EC motor | 5060 | 2 | no | no | C | D | Aluminum | 2025-01-02 | 8 | 4 | yes | piece | 1
GCVC PD 050.2/21-56 | GCVC PD | 050.2/21-56 | 4244885 | finoox | GCVC 050.2C/2x1-2410-2-D/6/64/2.10/900/EXS/1/015023 | 7493 | 1 | 2 | 2410 | Axial | 74005 | 73745 | 180.66 | 17666 | 1770 | VT03013U.1 | 2556 | 2025-01-02 | E | 55.83 | 87.34 | 2025-04-17 | VerticalCompact-BCD_2x1 | 984 | 800 | 1761 |  |  | 155.5 | 35 | 35 | 500 | EC motor | 5060 | 2 | no | no | C | D | Epoxy coated aluminum | 2025-01-02 | 8 | 6 | yes | piece | 1
GCVC PD 080.2/11-14 | GCVC PD | 080.2/11-14 | 4252502 | finoox | GCVC 080.2D/1x1-2490-1-D/3/40/2.10/1200/EXS/1/015023 | 4394 | 1 | 1 | 2490 | Axial | 16808 | 16.82 | 75.27 | 3941 | 245 | VT03062U.1 | 0.037 | 0.2 | A+ | 14.34 | 45.71 | 2025-03-06 | VerticalCompact-BCD_1x1 | 1284 | 608 | 1153 |  |  | 88 | 16 | 16 | 800 | EC motor | 5060 | 1 | no | no | D | D | Epoxy coated aluminum | 2025-01-02 | 10 | 3 | yes | piece | 1
GCVC PD 080.2/13-51 | GCVC PD | 080.2/13-51 | 4253118 | finoox | GCVC 080.2D/1x3-2539-2-D/3/40/2.10/3600/AXS/1/015023 | 12909 | 3 | 1 | 2539 | Axial | 116.06 | 115343 | 225.82 | 45479 | 850 | VT03059U.2 | 3537 | 2019-02-01 | E | 51.12 | 82.81 | 2025-01-20 | VerticalCompact-BCD_1x3 | 3684 | 650 | 1153 |  |  | 279 | 42 | 42 | 800 | EC motor | 5060 | 2 | no | no | D | D | Aluminum | 2025-01-02 | 4 | 3 | yes | piece | 1
GCVC PD 080.2/21-52 | GCVC PD | 080.2/21-52 | 4248175 | finoox | GCVC 080.2D/2x1-2541-2-D/4/80/2.10/1200/AXS/1/015023 | 10012 | 1 | 2 | 2541 | Axial | 103088 | 103179 | 200.73 | 31947 | 950 | VT03059U.2 | 1933-03-01 | 1982-02-01 | E | 52.37 | 84.02 | 2025-09-20 | VerticalCompact-BCD_2x1 | 1284 | 800 | 2161 |  |  | 217.3 | 42 | 42 | 800 | EC motor | 5060 | 2 | no | no | D | D | Aluminum | 2025-01-02 | 10 | 4 | yes | piece | 1
GCVC PD 080.2/22-50 | GCVC PD | 080.2/22-50 | 4248428 | finoox | GCVC 080.2D/2x2-2537-2-D/4/80/2.10/2400/EXS/1/015023 | 22782 | 2 | 2 | 2537 | Axial | 168146 | 167899 | 401.46 | 49463 | 750 | VT03059U.2 | 3312 | 2025-05-01 | D | 50.31 | 82.12 | 39.4 | VerticalCompact-BCD_2x2 | 2484 | 800 | 2161 |  |  | 401.4 | 54 | 54 | 800 | EC motor | 5060 | 2 | no | no | D | D | Epoxy coated aluminum | 2025-01-02 | 6 | 4 | yes | piece | 1
GCVC PD 080.2/12-59 | GCVC PD | 080.2/12-59 | 4252925 | finoox | GCVC 080.2D/1x2-2659-L-D/4/40/2.10/2400/AXS/1/015023 | 7097 | 2 | 1 | 2659 | Axial | 106199 | 106695 | 200.73 | 32071 | 1070 | VT01384U | 3569 | 2025-03-03 | E | 58.92 | 90.45 | 2025-03-18 | VerticalCompact-BCD_1x2 | 2484 | 641 | 1153 |  |  | 210.9 | 42 | 42 | 800 | AC motor | 60 | L | no | no | D | D | Aluminum | 2025-01-02 | 4 | 4 | yes | piece | 1
GCVC PD 050.2/24-57 | GCVC PD | 050.2/24-57 | 4245710 | finoox | GCVC 050.2C/2x4-2790-K-D/3/64/2.10/3600/EXS/1/015023 | 12589 | 4 | 2 | 2790 | Axial | 178.16 | 177713 | 361.32 | 71658 | 1640 | VT03150U | 7938 | 1964-01-01 | E | 56.83 | 88.69 | 34.6 | VerticalCompact-BCD_2x4 | 3684 | 800 | 1761 |  |  | 431 | 54 | 54 | 500 | AC motor | 60 | K | no | no | C | D | Epoxy coated aluminum | 2025-01-02 | 4 | 3 | yes | piece | 1
GCVC PD 080.3/23-54 | GCVC PD | 080.3/23-54 | 6075373 | finoox | GCVC 080.3D/2x3-3481-D-D/3/80/2.10/3600/AXS/1/015023 | 20880 | 3 | 2 | 3481 | Axial | 240428 | 239041 | 451.65 | 98709 | 850 | VT01526 | 10274 | 2025-03-03 | E | 54.15 | 86.11 | 46.4 | VerticalCompact-BCD_2x3 | 3684 | 800 | 2161 |  |  | 597.8 | 64 | 64 | 800 | AC motor | 50 | D | no | no | D | D | Aluminum | 2025-01-02 | 4 | 3 | yes | piece | 1
GCVC PD 080.3/11-47 | GCVC PD | 080.3/11-47 | 6194428 | finoox | GCVC 080.3D/1x1-3481-D-D/3/40/2.10/1200/EXS/1/015023 | 4216 | 1 | 1 | 3481 | Axial | 41.71 | 41814 | 75.27 | 16451 | 850 | VT01526 | 1712 | 2025-03-03 | E | 46.96 | 78.33 | 2025-01-07 | VerticalCompact-BCD_1x1 | 1284 | 611 | 1153 |  |  | 110.1 | 28 | 28 | 800 | AC motor | 50 | D | no | no | D | D | Epoxy coated aluminum | 2025-01-02 | 8 | 3 | yes | piece | 1
GCVC PD 080.3/22-40 | GCVC PD | 080.3/22-40 | 6130098 | finoox | GCVC 080.3D/2x2-3489-J-D/3/80/2.10/2400/EXS/1/015023 | 15124 | 2 | 2 | 3489 | Axial | 113838 | 113698 | 301.1 | 35030 | 480 | VT01371 | 2283 | 2025-01-01 | D | 40.33 | 72.14 | 2025-04-28 | VerticalCompact-BCD_2x2 | 2484 | 800 | 2161 |  |  | 406.5 | 42 | 42 | 800 | AC motor | 60 | J | no | no | D | D | Epoxy coated aluminum | 2025-01-02 | 6 | 3 | yes | piece | 1
GCVC PD 080.3/21-54 | GCVC PD | 080.3/21-54 | 6074022 | finoox | GCVC 080.3D/2x1-3561-2-D/3/80/2.10/1200/AXS/1/015023 | 10030 | 1 | 2 | 3561 | Axial | 88971 | 89258 | 150.55 | 34439 | 930 | VT01445U.3 | 3308 | 1975-02-01 | E | 53.76 | 85.42 | 2025-04-15 | VerticalCompact-BCD_2x1 | 1284 | 800 | 2161 |  |  | 218.9 | 35 | 35 | 800 | EC motor | 5060 | 2 | no | no | D | D | Aluminum | 2025-01-02 | 8 | 3 | yes | piece | 1
GCVC PD 080.3/22-53 | GCVC PD | 080.3/22-53 | 6070002 | finoox | GCVC 080.3D/2x2-3562-2-D/4/80/2.10/2400/AXS/1/015023 | 23201 | 2 | 2 | 3562 | Axial | 183937 | 183794 | 401.46 | 55127 | 800 | VT01445U.3 | 1935-04-01 | 1985-01-01 | D | 52.61 | 84.42 | 39.4 | VerticalCompact-BCD_2x2 | 2484 | 800 | 2161 |  |  | 439 | 54 | 54 | 800 | EC motor | 5060 | 2 | no | no | D | D | Aluminum | 2025-01-02 | 6 | 4 | yes | piece | 1
GCVC PD 045.2/21-51 | GCVC PD | 045.2/21-51 | 4244409 | finoox | GCVC 045.2C/2x1-0423-X-D/4/64/2.10/900/AXS/1/015023 | 3704 | 1 | 2 | 423 | Axial | 47324 | 47661 | 120.44 | 12269 | 1460 | VT0326U | 1206 | 3 | E | 51.13 | 82.64 | 2025-04-11 | VerticalCompact-BCD_2x1 | 984 | 800 | 1761 |  |  | 131.6 | 28 | 28 | 450 | AC motor | 60 | X | no | no | C | D | Aluminum | 2025-01-02 | 8 | 4 | yes | piece | 1
GCVC PD 050.2/14-31 | GCVC PD | 050.2/14-31 | 4249958 | finoox | GCVC 050.2C/1x4-2385-J-D/4/32/2.10/3600/EXS/1/015023 | 6972 | 4 | 1 | 2385 | Axial | 49346 | 49397 | 240.88 | 10478 | 430 | VT01435 | 0.532 | 0.32 | C | 31.04 | 62.67 | 2025-06-19 | VerticalCompact-BCD_1x4 | 3684 | 596 | 953 |  |  | 242.1 | 28 | 28 | 500 | AC motor | 60 | J | no | no | C | D | Epoxy coated aluminum | 2025-01-02 | 6 | 4 | yes | piece | 1
GCVC PD 050.2/13-38 | GCVC PD | 050.2/13-38 | 4244309 | finoox | GCVC 050.2B/1x3-2355-X-D/4/24/2.10/2160/EXS/1/015023 | 4365 | 3 | 1 | 2355 | Axial | 39939 | 40002 | 108.39 | 10379 | 810 | VT03093U | 0.895 | 2025-03-01 | D | 37.57 | 68.95 | 2025-09-08 | VerticalCompact-BCD_1x3a | 2244 | 569 | 753 |  |  | 132.1 | 22 | 22 | 500 | AC motor | 60 | X | no | no | B | D | Epoxy coated aluminum | 2025-01-02 | 6 | 4 | yes | piece | 1
GCVC PD 050.2/23-54 | GCVC PD | 050.2/23-54 | 4245447 | finoox | GCVC 050.2C/2x3-2559-2-D/6/64/2.10/2700/EXS/1/015023 | 19981 | 3 | 2 | 2559 | Axial | 178264 | 178732 | 541.97 | 39114 | 1330 | VT03013U.1 | 2029-03-01 | 2025-08-01 | D | 54.15 | 85.9 | 48.8 | VerticalCompact-BCD_2x3 | 2784 | 800 | 1761 |  |  | 413.3 | 54 | 54 | 500 | EC motor | 5060 | 2 | no | no | C | D | Epoxy coated aluminum | 2025-01-02 | 6 | 6 | yes | piece | 1
GCVC PD 063.2/21-32 | GCVC PD | 063.2/21-32 | 4247406 | finoox | GCVC 063.2D/2x1-2509-1-D/3/80/2.10/1200/AXS/1/015023 | 7569 | 1 | 2 | 2509 | Axial | 47.5 | 47.55 | 150.55 | 12434 | 655 | VT03145U.1 | 0.257 | 0.75 | A | 31.55 | 63.2 | 14 | VerticalCompact-BCD_2x1 | 1284 | 800 | 2161 |  |  | 164.3 | 28 | 28 | 630 | EC motor | 5060 | 1 | no | no | D | D | Aluminum | 2025-01-02 | 10 | 3 | yes | piece | 1
GCVC PD 045.2/12-36 | GCVC PD | 045.2/12-36 | 4248940 | finoox | GCVC 045.2C/1x2-2524-1-D/4/32/2.10/1800/EXS/1/015023 | 4871 | 2 | 1 | 2524 | Axial | 27608 | 27689 | 120.44 | 5860 | 750 | VT03007U.1 | 0.151 | 0.37 | A | 35.75 | 67.14 | 10 | VerticalCompact-BCD_1x2 | 1884 | 535 | 953 |  |  | 113.1 | 22 | 22 | 450 | EC motor | 5060 | 1 | no | no | C | D | Epoxy coated aluminum | 2025-01-02 | 8 | 4 | yes | piece | 1
GCVC PD 080.2/21-29 | GCVC PD | 080.2/21-29 | 4248121 | finoox | GCVC 080.2D/2x1-2497-1-D/4/80/2.10/1200/AXS/1/015023 | 7771 | 1 | 2 | 2497 | Axial | 57923 | 58163 | 200.73 | 13038 | 415 | VT03062U.1 | 0.286 | 0.7 | A | 28.87 | 60.52 | 2025-01-18 | VerticalCompact-BCD_2x1 | 1284 | 800 | 2161 |  |  | 190.1 | 28 | 28 | 800 | EC motor | 5060 | 1 | no | no | D | D | Aluminum | 2025-01-02 | 10 | 4 | yes | piece | 1
GCVC PD 050.2/12-53 | GCVC PD | 050.2/12-53 | 4249629 | finoox | GCVC 050.2C/1x2-2561-2-D/3/32/2.10/1800/EXS/1/015023 | 5520 | 2 | 1 | 2561 | Axial | 45365 | 45415 | 90.33 | 16488 | 1505 | VT03013U.1 | 1505 | 1938-01-01 | E | 52.72 | 84.12 | 8 | VerticalCompact-BCD_1x2 | 1884 | 607 | 953 |  |  | 117.7 | 28 | 28 | 500 | EC motor | 5060 | 2 | no | no | C | D | Epoxy coated aluminum | 2025-01-02 | 6 | 3 | yes | piece | 1
GCVC PD 063.2/13-20 | GCVC PD | 063.2/13-20 | 4252260 | finoox | GCVC 063.2D/1x3-2501-1-D/6/40/2.10/3600/AXS/1/015023 | 11634 | 3 | 1 | 2501 | Axial | 51048 | 51363 | 451.65 | 8499 | 345 | VT03145U.1 | 0.091 | 0.15 | A+ | 2025-11-20 | 51.8 | 36.2 | VerticalCompact-BCD_1x3 | 3684 | 615 | 1153 |  |  | 290.1 | 28 | 28 | 630 | EC motor | 5060 | 1 | no | no | D | D | Aluminum | 2025-01-02 | 8 | 6 | yes | piece | 1
GCVC PD 063.2/22-26 | GCVC PD | 063.2/22-26 | 4246721 | finoox | GCVC 063.2C/2x2-2502-1-D/4/64/2.10/1800/AXS/1/015023 | 11744 | 2 | 2 | 2502 | Axial | 53206 | 53.37 | 240.88 | 10962 | 385 | VT03145U.1 | 0.158 | 0.2 | A+ | 25.79 | 57.42 | 2025-06-20 | VerticalCompact-BCD_2x2 | 1884 | 800 | 1761 |  |  | 227.7 | 28 | 28 | 630 | EC motor | 5060 | 1 | no | no | C | D | Aluminum | 2025-01-02 | 8 | 4 | yes | piece | 1
GCVC PD 045.2/23-49 | GCVC PD | 045.2/23-49 | 4244650 | finoox | GCVC 045.2C/2x3-2529-1-D/6/64/2.10/2700/AXS/1/015023 | 13484 | 3 | 2 | 2529 | Axial | 132.67 | 133428 | 541.97 | 25131 | 1125 | VT03007U.1 | 1394 | 1 | C | 49.12 | 80.87 | 46.3 | VerticalCompact-BCD_2x3 | 2784 | 800 | 1761 |  |  | 370.6 | 42 | 42 | 450 | EC motor | 5060 | 1 | no | no | C | D | Aluminum | 2025-01-02 | 6 | 6 | yes | piece | 1
GCVC PD 050.3/13-49 | GCVC PD | 050.3/13-49 | 6067253 | finoox | GCVC 050.3C/1x3-3617-X-D/6/32/2.10/2700/EXS/1/015023 | 6666 | 3 | 1 | 3617 | Axial | 90532 | 90761 | 270.99 | 20050 | 1260 | VT01524 | 2911 | 2025-04-04 | E | 48.69 | 80.2 | 2025-06-22 | VerticalCompact-BCD_1x3 | 2784 | 596 | 953 |  |  | 215.2 | 35 | 35 | 500 | AC motor | 60 | X | no | no | C | D | Epoxy coated aluminum | 2025-01-02 | 6 | 6 | yes | piece | 1
GCVC PD 050.3/13-49 | GCVC PD | 050.3/13-49 | 6188322 | finoox | GCVC 050.3D/1x3-3616-W-D/3/40/2.10/3600/EXS/1/015023 | 6431 | 3 | 1 | 3616 | Axial | 80189 | 80112 | 225.82 | 23500 | 1240 | VT01524 | 1921 | 2025-02-03 | D | 48.85 | 80.53 | 2025-03-19 | VerticalCompact-BCD_1x3 | 3684 | 596 | 1153 |  |  | 240.6 | 35 | 35 | 500 | AC motor | 50 | W | no | no | D | D | Epoxy coated aluminum | 2025-01-02 | 4 | 3 | yes | piece | 1
GCVC PD 050.2/22-33 | GCVC PD | 050.2/22-33 | 4245017 | finoox | GCVC 050.2C/2x2-2333-S-D/4/64/2.10/1800/AXS/1/015023 | 6798 | 2 | 2 | 2333 | Axial | 60621 | 60812 | 240.88 | 12999 | 530 | VT01435 | 0.597 | 0.35 | C | 32.54 | 64.17 | 2025-06-20 | VerticalCompact-BCD_2x2 | 1884 | 800 | 1761 |  |  | 244.3 | 28 | 28 | 500 | AC motor | 50 | S | no | no | C | D | Aluminum | 2025-01-02 | 8 | 4 | yes | piece | 1
GCVC PD 050.2/11-39 | GCVC PD | 050.2/11-39 | 4250189 | finoox | GCVC 050.2D/1x1-2384-I-D/3/40/2.10/1200/EXS/1/015023 | 2660 | 1 | 1 | 2384 | Axial | 22212 | 22188 | 75.27 | 5802 | 790 | VT01435 | 0.352 | 0.88 | D | 39.03 | 70.4 | 2025-04-06 | VerticalCompact-BCD_1x1 | 1284 | 596 | 1153 |  |  | 86.6 | 18 | 18 | 500 | AC motor | 60 | I | no | no | D | D | Epoxy coated aluminum | 2025-01-02 | 10 | 3 | yes | piece | 1
GCVC PD 063.2/11-15 | GCVC PD | 063.2/11-15 | 4250885 | finoox | GCVC 063.2C/1x1-2399-J-D/4/32/2.10/900/EXS/1/015023 | 3307 | 1 | 1 | 2399 | Axial | 11706 | 11774 | 60.22 | 2452 | 290 | VT01442 | 0.072 | 0.14 | B | 14.98 | 46.25 | 2025-01-05 | VerticalCompact-BCD_1x1 | 984 | 598 | 953 |  |  | 67.9 | 16 | 16 | 630 | AC motor | 60 | J | no | no | C | D | Epoxy coated aluminum | 2025-01-02 | 8 | 4 | yes | piece | 1
GCVC PD 063.2/22-34 | GCVC PD | 063.2/22-34 | 4247569 | finoox | GCVC 063.2D/2x2-2400-K-D/4/80/2.10/2400/AXS/1/015023 | 11570 | 2 | 2 | 2400 | Axial | 94082 | 94153 | 401.46 | 20154 | 490 | VT01442 | 0.612 | 0.34 | B | 33.88 | 65.69 | 34.8 | VerticalCompact-BCD_2x2 | 2484 | 800 | 2161 |  |  | 336.9 | 35 | 35 | 630 | AC motor | 60 | K | no | no | D | D | Aluminum | 2025-01-02 | 8 | 4 | yes | piece | 1
GCVC PD 063.2/13-64 | GCVC PD | 063.2/13-64 | 4252350 | finoox | GCVC 063.2D/1x3-2551-2-D/6/40/2.10/3600/AXS/1/015023 | 15172 | 3 | 1 | 2551 | Axial | 184832 | 185431 | 451.65 | 42860 | 1360 | VT03143U.1 | 7283 | 4 | E | 64.24 | 95.92 | 39.4 | VerticalCompact-BCD_1x3 | 3684 | 611 | 1153 |  |  | 362 | 54 | 54 | 630 | EC motor | 5060 | 2 | no | no | D | D | Aluminum | 2025-01-02 | 4 | 6 | yes | piece | 1
GCVC PD 080.2/23-24 | GCVC PD | 080.2/23-24 | 4248645 | finoox | GCVC 080.2D/2x3-2491-1-D/4/80/2.10/3600/AXS/1/015023 | 23472 | 3 | 2 | 2491 | Axial | 119116 | 119.2 | 602.19 | 24397 | 270 | VT03062U.1 | 0.281 | 0.25 | A+ | 24.34 | 56.3 | 51.6 | VerticalCompact-BCD_2x3 | 3684 | 800 | 2161 |  |  | 506.8 | 42 | 42 | 800 | EC motor | 5060 | 1 | no | no | D | D | Aluminum | 2025-01-02 | 6 | 4 | yes | piece | 1
GCVC PD 050.2/21-42 | GCVC PD | 050.2/21-42 | 4245895 | finoox | GCVC 050.2D/2x1-2519-1-D/3/80/2.10/1200/EXS/1/015023 | 6180 | 1 | 2 | 2519 | Axial | 45107 | 45091 | 150.55 | 11884 | 1010 | VT03011U.1 | 0.451 | 2015-01-01 | C | 41.73 | 73.38 | 14 | VerticalCompact-BCD_2x1 | 1284 | 800 | 2161 |  |  | 162.4 | 28 | 28 | 500 | EC motor | 5060 | 1 | no | no | D | D | Epoxy coated aluminum | 2025-01-02 | 10 | 3 | yes | piece | 1
GCVC PD 063.2/14-44 | GCVC PD | 063.2/14-44 | 4251644 | finoox | GCVC 063.2C/1x4-2556-2-D/6/32/2.10/3600/AXS/1/015023 | 13410 | 4 | 1 | 2556 | Axial | 124764 | 125317 | 361.32 | 26479 | 850 | VT03144U.1 | 1808 | 0.77 | D | 44.24 | 75.87 | 31.4 | VerticalCompact-BCD_1x4 | 3684 | 623 | 953 |  |  | 282.2 | 42 | 42 | 630 | EC motor | 5060 | 2 | no | no | C | D | Aluminum | 2025-01-02 | 4 | 6 | yes | piece | 1
GCVC PD 050.2/22-56 | GCVC PD | 050.2/22-56 | 4246171 | finoox | GCVC 050.2D/2x2-2561-2-D/3/80/2.10/2400/EXS/1/015023 | 12739 | 2 | 2 | 2561 | Axial | 114.6 | 114459 | 301.1 | 35454 | 1505 | VT03013U.1 | 2835 | 1938-01-01 | D | 56.31 | 88.12 | 2025-04-28 | VerticalCompact-BCD_2x2 | 2484 | 800 | 2161 |  |  | 311.4 | 42 | 42 | 500 | EC motor | 5060 | 2 | no | no | D | D | Epoxy coated aluminum | 2025-01-02 | 6 | 3 | yes | piece | 1
GCVC PD 063.2/11-18 | GCVC PD | 063.2/11-18 | 4250912 | finoox | GCVC 063.2C/1x1-2500-1-D/6/32/2.10/900/AXS/1/015023 | 4206 | 1 | 1 | 2500 | Axial | 10924 | 11026 | 90.33 | 1854 | 310 | VT03145U.1 | 0.026 | 0.13 | A+ | 18.39 | 49.66 | 2025-06-07 | VerticalCompact-BCD_1x1 | 984 | 615 | 953 |  |  | 73.2 | 16 | 16 | 630 | EC motor | 5060 | 1 | no | no | C | D | Aluminum | 2025-01-02 | 12 | 6 | yes | piece | 1
GCVC PD 050.2/24-49 | GCVC PD | 050.2/24-49 | 4245671 | finoox | GCVC 050.2C/2x4-2521-1-D/6/64/2.10/3600/EXS/1/015023 | 21469 | 4 | 2 | 2521 | Axial | 216197 | 216971 | 722.63 | 44398 | 1135 | VT03011U.1 | 2872 | 1965-01-01 | C | 48.98 | 80.84 | 62.7 | VerticalCompact-BCD_2x4 | 3684 | 800 | 1761 |  |  | 499.9 | 54 | 54 | 500 | EC motor | 5060 | 1 | no | no | C | D | Epoxy coated aluminum | 2025-01-02 | 4 | 6 | yes | piece | 1
GCVC PD 080.3/21-33 | GCVC PD | 080.3/21-33 | 6218499 | finoox | GCVC 080.3D/2x1-3564-2-D/3/80/2.10/1200/AXS/1/015023 | 10005 | 1 | 2 | 3564 | Axial | 54922 | 54958 | 150.55 | 15422 | 440 | VT01445U.3 | 0.427 | 0.6 | B | 33.11 | 64.77 | 14 | VerticalCompact-BCD_2x1 | 1284 | 800 | 2161 |  |  | 217.7 | 28 | 28 | 800 | EC motor | 5060 | 2 | no | no | D | D | Aluminum | 2025-01-02 | 10 | 3 | yes | piece | 1
GCVC PD 050.2/11-24 | GCVC PD | 050.2/11-24 | 4249203 | finoox | GCVC 050.2C/1x1-2337-S-D/3/32/2.10/900/EXS/1/015023 | 2216 | 1 | 1 | 2337 | Axial | 11695 | 11724 | 45.16 | 2939 | 510 | VT01437 | 0.079 | 0.16 | B | 24.25 | 55.52 | 2025-09-03 | VerticalCompact-BCD_1x1 | 984 | 596 | 953 |  |  | 61.6 | 16 | 16 | 500 | AC motor | 50 | S | no | no | C | D | Epoxy coated aluminum | 2025-01-02 | 12 | 3 | yes | piece | 1
GCVC PD 050.2/14-49 | GCVC PD | 050.2/14-49 | 4250003 | finoox | GCVC 050.2C/1x4-2411-1-D/4/32/2.10/3600/AXS/1/015023 | 8815 | 4 | 1 | 2411 | Axial | 97999 | 98126 | 240.88 | 26662 | 1260 | VT03011U.1 | 1874 | 2025-02-02 | D | 48.7 | 80.32 | 2025-02-20 | VerticalCompact-BCD_1x4 | 3684 | 586 | 953 |  |  | 222.7 | 35 | 35 | 500 | EC motor | 5060 | 1 | no | no | C | D | Aluminum | 2025-01-02 | 4 | 4 | yes | piece | 1
GCVC PD 063.2/12-24 | GCVC PD | 063.2/12-24 | 4251096 | finoox | GCVC 063.2C/1x2-2401-L-D/3/32/2.10/1800/AXS/1/015023 | 4630 | 2 | 1 | 2401 | Axial | 24616 | 24609 | 90.33 | 6060 | 340 | VT01442 | 0.178 | 0.16 | B | 23.73 | 55.13 | 2025-05-07 | VerticalCompact-BCD_1x2 | 1884 | 598 | 953 |  |  | 115.9 | 18 | 18 | 630 | AC motor | 60 | L | no | no | C | D | Aluminum | 2025-01-02 | 8 | 3 | yes | piece | 1
GCVC PD 063.2/11-60 | GCVC PD | 063.2/11-60 | 4251865 | finoox | GCVC 063.2D/1x1-2552-2-D/3/40/2.10/1200/EXS/1/015023 | 5356 | 1 | 1 | 2552 | Axial | 42.16 | 42264 | 75.27 | 16811 | 1435 | VT03143U.1 | 2701 | 2025-03-04 | E | 60.01 | 91.37 | 2025-01-07 | VerticalCompact-BCD_1x1 | 1284 | 611 | 1153 |  |  | 106.1 | 28 | 28 | 630 | EC motor | 5060 | 2 | no | no | D | D | Epoxy coated aluminum | 2025-01-02 | 8 | 3 | yes | piece | 1
GCVC PD 050.2/12-36 | GCVC PD | 050.2/12-36 | 4244221 | finoox | GCVC 050.2B/1x2-2515-1-D/4/24/2.10/1440/AXS/1/015023 | 3924 | 2 | 1 | 2515 | Axial | 25672 | 25755 | 72.26 | 6257 | 755 | VT03011U.1 | 0.237 | 0.58 | C | 35.93 | 67.22 | 6 | VerticalCompact-BCD_1x2 | 1524 | 586 | 753 |  |  | 84.6 | 18 | 18 | 500 | EC motor | 5060 | 1 | no | no | B | D | Aluminum | 2025-01-02 | 8 | 4 | yes | piece | 1
GCVC PD 063.2/21-40 | GCVC PD | 063.2/21-40 | 4247473 | finoox | GCVC 063.2D/2x1-2555-2-D/4/80/2.10/1200/AXS/1/015023 | 8715 | 1 | 2 | 2555 | Axial | 68824 | 69041 | 200.73 | 16627 | 800 | VT03144U.1 | 0.628 | 0.69 | C | 39.7 | 71.35 | 2025-04-19 | VerticalCompact-BCD_2x1 | 1284 | 800 | 2161 |  |  | 188.5 | 35 | 35 | 630 | EC motor | 5060 | 2 | no | no | D | D | Aluminum | 2025-01-02 | 10 | 4 | yes | piece | 1
GCVC PD 050.2/14-41 | GCVC PD | 050.2/14-41 | 4250051 | finoox | GCVC 050.2C/1x4-2517-1-D/4/32/2.10/3600/AXS/1/015023 | 8815 | 4 | 1 | 2517 | Axial | 77854 | 77975 | 240.88 | 18385 | 880 | VT03011U.1 | 0.676 | 0.84 | B | 40.88 | 72.5 | 2025-02-20 | VerticalCompact-BCD_1x4 | 3684 | 586 | 953 |  |  | 222.7 | 35 | 35 | 500 | EC motor | 5060 | 1 | no | no | C | D | Aluminum | 2025-01-02 | 4 | 4 | yes | piece | 1
GCVC PD 050.2/22-41 | GCVC PD | 050.2/22-41 | 4245175 | finoox | GCVC 050.2C/2x2-2517-1-D/6/64/2.10/1800/EXS/1/015023 | 10946 | 2 | 2 | 2517 | Axial | 88319 | 88807 | 361.32 | 17014 | 880 | VT03011U.1 | 0.702 | 0.84 | B | 40.75 | 72.38 | 31.2 | VerticalCompact-BCD_2x2 | 1884 | 800 | 1761 |  |  | 260.8 | 35 | 35 | 500 | EC motor | 5060 | 1 | no | no | C | D | Epoxy coated aluminum | 2025-01-02 | 8 | 6 | yes | piece | 1
GCVC PD 045.2/12-43 | GCVC PD | 045.2/12-43 | 4248961 | finoox | GCVC 045.2C/1x2-2528-1-D/4/32/2.10/1800/AXS/1/015023 | 4609 | 2 | 1 | 2528 | Axial | 36253 | 36288 | 120.44 | 8304 | 1050 | VT03007U.1 | 0.377 | 0.84 | C | 43.05 | 74.44 | 10 | VerticalCompact-BCD_1x2 | 1884 | 535 | 953 |  |  | 113.1 | 22 | 22 | 450 | EC motor | 5060 | 1 | no | no | C | D | Aluminum | 2025-01-02 | 8 | 4 | yes | piece | 1
GCVC PD 080.3/11-30 | GCVC PD | 080.3/11-30 | 6174652 | finoox | GCVC 080.3D/1x1-3564-2-D/4/40/2.10/1200/AXS/1/015023 | 5769 | 1 | 1 | 3564 | Axial | 31181 | 31271 | 100.37 | 7215 | 440 | VT01445U.3 | 0.216 | 0.6 | B | 30.43 | 61.79 | 2025-06-08 | VerticalCompact-BCD_1x1 | 1284 | 620 | 1153 |  |  | 117.2 | 22 | 22 | 800 | EC motor | 5060 | 2 | no | no | D | D | Aluminum | 2025-01-02 | 10 | 4 | yes | piece | 1
GCVC PD 050.3/14-51 | GCVC PD | 050.3/14-51 | 6097145 | finoox | GCVC 050.3C/1x4-3617-X-D/4/32/2.10/3600/EXS/1/015023 | 6996 | 4 | 1 | 3617 | Axial | 100425 | 100341 | 240.88 | 29256 | 1260 | VT01524 | 3805 | 2025-04-04 | E | 50.81 | 82.43 | 2025-02-20 | VerticalCompact-BCD_1x4 | 3684 | 596 | 953 |  |  | 246.3 | 35 | 35 | 500 | AC motor | 60 | X | no | no | C | D | Epoxy coated aluminum | 2025-01-02 | 4 | 4 | yes | piece | 1
GCVC PD 063.2/12-29 | GCVC PD | 063.2/12-29 | 4251052 | finoox | GCVC 063.2C/1x2-2358-D-D/3/32/2.10/1800/EXS/1/015023 | 4825 | 2 | 1 | 2358 | Axial | 27651 | 27637 | 90.33 | 7417 | 430 | VT01442 | 0.238 | 0.32 | B | 28.71 | 60.1 | 2025-06-07 | VerticalCompact-BCD_1x2 | 1884 | 598 | 953 |  |  | 116.4 | 22 | 22 | 630 | AC motor | 50 | D | no | no | C | D | Epoxy coated aluminum | 2025-01-02 | 8 | 3 | yes | piece | 1
GCVC PD 063.2/24-24 | GCVC PD | 063.2/24-24 | 4247060 | finoox | GCVC 063.2C/2x4-2359-S-D/3/64/2.10/3600/EXS/1/015023 | 16144 | 4 | 2 | 2359 | Axial | 92637 | 92564 | 361.32 | 22730 | 320 | VT01442 | 0.52 | 0.14 | A | 24.38 | 56.24 | 2025-08-30 | VerticalCompact-BCD_2x4 | 3684 | 800 | 1761 |  |  | 421.4 | 35 | 35 | 630 | AC motor | 50 | S | no | no | C | D | Epoxy coated aluminum | 2025-01-02 | 4 | 3 | yes | piece | 1
GCVC PD 050.2/12-54 | GCVC PD | 050.2/12-54 | 4249540 | finoox | GCVC 050.2C/1x2-2420-2-D/4/32/2.10/1800/EXS/1/015023 | 5803 | 2 | 1 | 2420 | Axial | 55579 | 55285 | 120.44 | 17792 | 1600 | VT03013U.1 | 1876 | 1965-01-01 | E | 53.56 | 84.95 | 2025-04-10 | VerticalCompact-BCD_1x2 | 1884 | 607 | 953 |  |  | 126.3 | 28 | 28 | 500 | EC motor | 5060 | 2 | no | no | C | D | Epoxy coated aluminum | 2025-01-02 | 8 | 4 | yes | piece | 1
GCVC PD 063.2/21-27 | GCVC PD | 063.2/21-27 | 4247388 | finoox | GCVC 063.2D/2x1-2506-1-D/3/80/2.10/1200/AXS/1/015023 | 7569 | 1 | 2 | 2506 | Axial | 41218 | 41258 | 150.55 | 10169 | 540 | VT03145U.1 | 0.154 | 0.45 | A+ | 2025-03-27 | 58.95 | 14 | VerticalCompact-BCD_2x1 | 1284 | 800 | 2161 |  |  | 164.3 | 28 | 28 | 630 | EC motor | 5060 | 1 | no | no | D | D | Aluminum | 2025-01-02 | 10 | 3 | yes | piece | 1
GCVC PD 063.2/13-34 | GCVC PD | 063.2/13-34 | 4252311 | finoox | GCVC 063.2D/1x3-2509-1-D/6/40/2.10/3600/EXS/1/015023 | 12544 | 3 | 1 | 2509 | Axial | 89807 | 90127 | 451.65 | 16704 | 655 | VT03145U.1 | 0.421 | 0.75 | A | 33.53 | 65.21 | 36.9 | VerticalCompact-BCD_1x3 | 3684 | 615 | 1153 |  |  | 290.7 | 35 | 35 | 630 | EC motor | 5060 | 1 | no | no | D | D | Epoxy coated aluminum | 2025-01-02 | 6 | 6 | yes | piece | 1
GCVC PD 050.2/12-45 | GCVC PD | 050.2/12-45 | 4250563 | finoox | GCVC 050.2D/1x2-2522-1-D/6/40/2.10/2400/EXS/1/015023 | 6970 | 2 | 1 | 2522 | Axial | 69741 | 70027 | 301.1 | 13468 | 1200 | VT03011U.1 | 0.771 | 2025-09-01 | C | 45.13 | 76.65 | 2025-03-25 | VerticalCompact-BCD_1x2 | 2484 | 586 | 1153 |  |  | 196 | 35 | 35 | 500 | EC motor | 5060 | 1 | no | no | D | D | Epoxy coated aluminum | 2025-01-02 | 8 | 6 | yes | piece | 1
GCVC PD 050.2/11-51 | GCVC PD | 050.2/11-51 | 4250336 | finoox | GCVC 050.2D/1x1-2561-2-D/3/40/2.10/1200/AXS/1/015023 | 3472 | 1 | 1 | 2561 | Axial | 29987 | 30012 | 75.27 | 8863 | 1505 | VT03013U.1 | 0.709 | 1938-01-01 | D | 50.73 | 82.1 | 2025-06-06 | VerticalCompact-BCD_1x1 | 1284 | 607 | 1153 |  |  | 86.9 | 22 | 22 | 500 | EC motor | 5060 | 2 | no | no | D | D | Aluminum | 2025-01-02 | 10 | 3 | yes | piece | 1
GCVC PD 045.2/22-51 | GCVC PD | 045.2/22-51 | 4244581 | finoox | GCVC 045.2C/2x2-2532-1-D/6/64/2.10/1800/EXS/1/015023 | 10183 | 2 | 2 | 2532 | Axial | 100875 | 101339 | 361.32 | 20286 | 1350 | VT03007U.1 | 1574 | 1965-01-01 | D | 51.4 | 83.03 | 31.2 | VerticalCompact-BCD_2x2 | 1884 | 800 | 1761 |  |  | 253.8 | 35 | 35 | 450 | EC motor | 5060 | 1 | no | no | C | D | Epoxy coated aluminum | 2025-01-02 | 8 | 6 | yes | piece | 1
GCVC PD 080.2/22-49 | GCVC PD | 080.2/22-49 | 4248419 | finoox | GCVC 080.2D/2x2-2536-2-D/4/80/2.10/2400/AXS/1/015023 | 21754 | 2 | 2 | 2536 | Axial | 166069 | 165.95 | 401.46 | 45896 | 700 | VT03059U.2 | 2704 | 2025-04-01 | D | 48.88 | 80.69 | 39.4 | VerticalCompact-BCD_2x2 | 2484 | 800 | 2161 |  |  | 401.4 | 54 | 54 | 800 | EC motor | 5060 | 2 | no | no | D | D | Aluminum | 2025-01-02 | 6 | 4 | yes | piece | 1
GCVC PD 063.2/13-27 | GCVC PD | 063.2/13-27 | 4252282 | finoox | GCVC 063.2D/1x3-2505-1-D/3/40/2.10/3600/AXS/1/015023 | 9245 | 3 | 1 | 2505 | Axial | 58702 | 58681 | 225.82 | 14125 | 500 | VT03145U.1 | 0.192 | 0.39 | A+ | 27.41 | 59.09 | 2025-06-18 | VerticalCompact-BCD_1x3 | 3684 | 615 | 1153 |  |  | 225 | 28 | 28 | 630 | EC motor | 5060 | 1 | no | no | D | D | Aluminum | 2025-01-02 | 4 | 3 | yes | piece | 1
GCVC PD 080.2/22-36 | GCVC PD | 080.2/22-36 | 4248332 | finoox | GCVC 080.2D/2x2-2483-1-D/4/80/2.10/2400/EXS/1/015023 | 18647 | 2 | 2 | 2483 | Axial | 125279 | 125372 | 401.46 | 30131 | 470 | VT03061U.1 | 0.835 | 0.9 | B | 36.03 | 67.84 | 36.3 | VerticalCompact-BCD_2x2 | 2484 | 800 | 2161 |  |  | 350.9 | 42 | 42 | 800 | EC motor | 5060 | 1 | no | no | D | D | Epoxy coated aluminum | 2025-01-02 | 6 | 4 | yes | piece | 1
GCVC PD 080.3/23-58 | GCVC PD | 080.3/23-58 | 6195715 | finoox | GCVC 080.3D/2x3-3561-2-D/4/80/2.10/3600/EXS/1/015023 | 35329 | 3 | 2 | 3561 | Axial | 291013 | 289.55 | 602.19 | 97438 | 930 | VT01445U.3 | 10125 | 1975-02-01 | E | 58.39 | 90.35 | 58.2 | VerticalCompact-BCD_2x3 | 3684 | 800 | 2161 |  |  | 645.3 | 64 | 64 | 800 | EC motor | 5060 | 2 | no | no | D | D | Epoxy coated aluminum | 2025-01-02 | 4 | 4 | yes | piece | 1
GCVC PD 050.3/11-43 | GCVC PD | 050.3/11-43 | 6144608 | finoox | GCVC 050.3B/1x1-3617-X-D/4/24/2.10/720/AXS/1/015023 | 1861 | 1 | 1 | 3617 | Axial | 18547 | 18748 | 36.13 | 5707 | 1260 | VT01524 | 0.995 | 2025-04-04 | E | 43.33 | 74.52 | 2025-02-03 | VerticalCompact-BCD_1x1 | 804 | 596 | 753 |  |  | 53.2 | 16 | 16 | 500 | AC motor | 60 | X | no | no | B | D | Aluminum | 2025-01-02 | 8 | 4 | yes | piece | 1
GCVC PD 050.3/13-48 | GCVC PD | 050.3/13-48 | 6145053 | finoox | GCVC 050.3C/1x3-3616-W-D/4/32/2.10/2700/AXS/1/015023 | 5268 | 3 | 1 | 3616 | Axial | 77911 | 78164 | 180.66 | 20749 | 1240 | VT01524 | 2025-03-02 | 2025-02-03 | E | 48.25 | 79.76 | 2025-06-15 | VerticalCompact-BCD_1x3 | 2784 | 596 | 953 |  |  | 189.2 | 35 | 35 | 500 | AC motor | 50 | W | no | no | C | D | Aluminum | 2025-01-02 | 4 | 4 | yes | piece | 1
GCVC PD 050.2/22-46 | GCVC PD | 050.2/22-46 | 4246033 | finoox | GCVC 050.2D/2x2-2386-K-D/3/80/2.10/2400/EXS/1/015023 | 8371 | 2 | 2 | 2386 | Axial | 94154 | 94094 | 301.1 | 25504 | 910 | VT01435 | 1553 | 0.92 | D | 46.17 | 77.98 | 2025-09-26 | VerticalCompact-BCD_2x2 | 2484 | 800 | 2161 |  |  | 310.3 | 35 | 35 | 500 | AC motor | 60 | K | no | no | D | D | Epoxy coated aluminum | 2025-01-02 | 6 | 3 | yes | piece | 1
GCVC PD 063.2/21-43 | GCVC PD | 063.2/21-43 | 4246493 | finoox | GCVC 063.2C/2x1-2413-2-D/3/64/2.10/900/EXS/1/015023 | 7539 | 1 | 2 | 2413 | Axial | 48822 | 49103 | 90.33 | 18734 | 1000 | VT03144U.1 | 1316 | 2025-01-01 | E | 43.33 | 74.84 | 9 | VerticalCompact-BCD_2x1 | 984 | 800 | 1761 |  |  | 129 | 28 | 28 | 630 | EC motor | 5060 | 2 | no | no | C | D | Epoxy coated aluminum | 2025-01-02 | 8 | 3 | yes | piece | 1
GCVC PD 050.2/22-44 | GCVC PD | 050.2/22-44 | 4246012 | finoox | GCVC 050.2D/2x2-2355-X-D/3/80/2.10/2400/AXS/1/015023 | 7761 | 2 | 2 | 2355 | Axial | 89.53 | 89387 | 301.1 | 22823 | 810 | VT03093U | 1128 | 2025-03-01 | C | 43.85 | 75.66 | 2025-09-26 | VerticalCompact-BCD_2x2 | 2484 | 800 | 2161 |  |  | 302.8 | 35 | 35 | 500 | AC motor | 60 | X | no | no | D | D | Aluminum | 2025-01-02 | 6 | 3 | yes | piece | 1
GCVC PD 063.2/22-30 | GCVC PD | 063.2/22-30 | 4247634 | finoox | GCVC 063.2D/2x2-2506-1-D/3/80/2.10/2400/AXS/1/015023 | 12994 | 2 | 2 | 2506 | Axial | 82.59 | 82562 | 301.1 | 20338 | 540 | VT03145U.1 | 0.308 | 0.45 | A+ | 30.15 | 61.96 | 2025-09-26 | VerticalCompact-BCD_2x2 | 2484 | 800 | 2161 |  |  | 294.2 | 35 | 35 | 630 | EC motor | 5060 | 1 | no | no | D | D | Aluminum | 2025-01-02 | 6 | 3 | yes | piece | 1
GCVC PD 063.2/21-37 | GCVC PD | 063.2/21-37 | 4247464 | finoox | GCVC 063.2D/2x1-2553-2-D/4/80/2.10/1200/EXS/1/015023 | 9101 | 1 | 2 | 2553 | Axial | 61215 | 61341 | 200.73 | 14480 | 700 | VT03144U.1 | 0.43 | 0.52 | B | 36.71 | 68.36 | 2025-01-18 | VerticalCompact-BCD_2x1 | 1284 | 800 | 2161 |  |  | 187.3 | 28 | 28 | 630 | EC motor | 5060 | 2 | no | no | D | D | Epoxy coated aluminum | 2025-01-02 | 10 | 4 | yes | piece | 1
GCVC PD 050.2/22-57 | GCVC PD | 050.2/22-57 | 4245227 | finoox | GCVC 050.2C/2x2-2562-2-D/3/64/2.10/1800/EXS/1/015023 | 11027 | 2 | 2 | 2562 | Axial | 93489 | 93591 | 180.66 | 34978 | 1595 | VT03013U.1 | 1956-03-01 | 1965-01-01 | E | 56.75 | 88.38 | 17 | VerticalCompact-BCD_2x2 | 1884 | 800 | 1761 |  |  | 226.4 | 35 | 35 | 500 | EC motor | 5060 | 2 | no | no | C | D | Epoxy coated aluminum | 2025-01-02 | 6 | 3 | yes | piece | 1
GCVC PD 080.2/22-33 | GCVC PD | 080.2/22-33 | 4248399 | finoox | GCVC 080.2D/2x2-2498-1-D/4/80/2.10/2400/AXS/1/015023 | 16537 | 2 | 2 | 2498 | Axial | 121037 | 121149 | 401.46 | 27738 | 440 | VT03062U.1 | 0.67 | 0.85 | A | 32.91 | 64.72 | 36.3 | VerticalCompact-BCD_2x2 | 2484 | 800 | 2161 |  |  | 348.5 | 42 | 42 | 800 | EC motor | 5060 | 1 | no | no | D | D | Aluminum | 2025-01-02 | 6 | 4 | yes | piece | 1
GCVC PD 080.3/11-55 | GCVC PD | 080.3/11-55 | 6218368 | finoox | GCVC 080.3D/1x1-3558-2-D/3/40/2.10/1200/EXS/1/015023 | 5765 | 1 | 1 | 3558 | Axial | 45468 | 45583 | 75.27 | 19719 | 1060 | VT01445U.3 | 2432 | 2025-04-04 | E | 54.54 | 85.91 | 2025-01-07 | VerticalCompact-BCD_1x1 | 1284 | 620 | 1153 |  |  | 110.7 | 28 | 28 | 800 | EC motor | 5060 | 2 | no | no | D | D | Epoxy coated aluminum | 2025-01-02 | 8 | 3 | yes | piece | 1
GCVC PD 050.3/13-51 | GCVC PD | 050.3/13-51 | 6061220 | finoox | GCVC 050.3D/1x3-3617-X-D/3/40/2.10/3600/AXS/1/015023 | 6022 | 3 | 1 | 3617 | Axial | 85623 | 85595 | 225.82 | 25197 | 1260 | VT01524 | 2742 | 2025-04-04 | E | 50.9 | 82.58 | 2025-03-19 | VerticalCompact-BCD_1x3 | 3684 | 596 | 1153 |  |  | 240.6 | 35 | 35 | 500 | AC motor | 60 | X | no | no | D | D | Aluminum | 2025-01-02 | 4 | 3 | yes | piece | 1
GCVC PD 050.2/11-30 | GCVC PD | 050.2/11-30 | 4244010 | finoox | GCVC 050.2B/1x1-2336-D-D/3/24/2.10/720/AXS/1/015023 | 1827 | 1 | 1 | 2336 | Axial | 10205 | 10279 | 2025-01-27 | 3013 | 660 | VT01437 | 0.13 | 0.33 | C | 30.45 | 61.64 | 2025-04-02 | VerticalCompact-BCD_1x1 | 804 | 596 | 753 |  |  | 46.5 | 16 | 16 | 500 | AC motor | 50 | D | no | no | B | D | Aluminum | 2025-01-02 | 8 | 3 | yes | piece | 1
GCVC PD 050.2/11-25 | GCVC PD | 050.2/11-25 | 4249248 | finoox | GCVC 050.2C/1x1-2385-J-D/6/32/2.10/900/AXS/1/015023 | 2556 | 1 | 1 | 2385 | Axial | 13372 | 13505 | 90.33 | 2333 | 430 | VT01435 | 0.133 | 0.32 | C | 24.61 | 55.88 | 2025-06-07 | VerticalCompact-BCD_1x1 | 984 | 596 | 953 |  |  | 77.3 | 16 | 16 | 500 | AC motor | 60 | J | no | no | C | D | Aluminum | 2025-01-02 | 12 | 6 | yes | piece | 1
GCVC PD 080.2/23-37 | GCVC PD | 080.2/23-37 | 4248585 | finoox | GCVC 080.2D/2x3-2447-1-D/4/80/2.10/3600/EXS/1/015023 | 25263 | 3 | 2 | 2447 | Axial | 192249 | 192421 | 602.19 | 46617 | 490 | VT03062U.1 | 1349 | 2025-01-01 | B | 36.72 | 68.68 | 54.8 | VerticalCompact-BCD_2x3 | 3684 | 800 | 2161 |  |  | 513 | 54 | 54 | 800 | EC motor | 5060 | 1 | no | no | D | D | Epoxy coated aluminum | 2025-01-02 | 4 | 4 | yes | piece | 1
GCVC PD 063.2/22-62 | GCVC PD | 063.2/22-62 | 4247502 | finoox | GCVC 063.2D/2x2-2356-D-D/3/80/2.10/2400/AXS/1/015023 | 12900 | 2 | 2 | 2356 | Axial | 177396 | 177815 | 301.1 | 67694 | 1330 | VT01441 | 9642 | 5 | E | 61.52 | 93.33 | 31.6 | VerticalCompact-BCD_2x2 | 2484 | 800 | 2161 |  |  | 393.4 | 54 | 54 | 630 | AC motor | 50 | D | no | no | D | D | Aluminum | 2025-01-02 | 4 | 3 | yes | piece | 1
GCVC PD 063.2/11-49 | GCVC PD | 063.2/11-49 | 4251670 | finoox | GCVC 063.2D/1x1-2357-S-D/3/40/2.10/1200/AXS/1/015023 | 3998 | 1 | 1 | 2357 | Axial | 38.07 | 38183 | 75.27 | 12891 | 1040 | VT01441 | 1503 | 3 | E | 49.29 | 80.65 | 2025-06-06 | VerticalCompact-BCD_1x1 | 1284 | 606 | 1153 |  |  | 105.8 | 22 | 22 | 630 | AC motor | 50 | S | no | no | D | D | Aluminum | 2025-01-02 | 8 | 3 | yes | piece | 1
GCVC PD 063.2/23-49 | GCVC PD | 063.2/23-49 | 4247836 | finoox | GCVC 063.2D/2x3-2413-2-D/4/80/2.10/3600/EXS/1/015023 | 23508 | 3 | 2 | 2413 | Axial | 230704 | 230889 | 602.19 | 62825 | 1000 | VT03144U.1 | 3595 | 2025-01-01 | D | 49.17 | 81.13 | 54.8 | VerticalCompact-BCD_2x3 | 3684 | 800 | 2161 |  |  | 504.5 | 54 | 54 | 630 | EC motor | 5060 | 2 | no | no | D | D | Epoxy coated aluminum | 2025-01-02 | 4 | 4 | yes | piece | 1
GCVC PD 050.2/12-54 | GCVC PD | 050.2/12-54 | 4250487 | finoox | GCVC 050.2D/1x2-2420-2-D/4/40/2.10/2400/AXS/1/015023 | 6503 | 2 | 1 | 2420 | Axial | 74876 | 74948 | 200.73 | 19459 | 1600 | VT03013U.1 | 1751 | 1965-01-01 | D | 54.16 | 85.69 | 2025-05-17 | VerticalCompact-BCD_1x2 | 2484 | 607 | 1153 |  |  | 176.2 | 35 | 35 | 500 | EC motor | 5060 | 2 | no | no | D | D | Aluminum | 2025-01-02 | 6 | 4 | yes | piece | 1
GCVC PD 045.2/14-44 | GCVC PD | 045.2/14-44 | 4249138 | finoox | GCVC 045.2C/1x4-2527-1-D/4/32/2.10/3600/EXS/1/015023 | 8632 | 4 | 1 | 2527 | Axial | 67512 | 67598 | 240.88 | 15382 | 975 | VT03007U.1 | 0.612 | 0.68 | C | 44.22 | 75.84 | 2025-02-20 | VerticalCompact-BCD_1x4 | 3684 | 535 | 953 |  |  | 217 | 35 | 35 | 450 | EC motor | 5060 | 1 | no | no | C | D | Epoxy coated aluminum | 2025-01-02 | 4 | 4 | yes | piece | 1
GCVC PD 063.2/23-42 | GCVC PD | 063.2/23-42 | 4246976 | finoox | GCVC 063.2C/2x3-2510-1-D/6/64/2.10/2700/AXS/1/015023 | 18972 | 3 | 2 | 2510 | Axial | 141028 | 141688 | 541.97 | 27180 | 695 | VT03145U.1 | 1104 | 0.9 | B | 41.75 | 73.5 | 46.3 | VerticalCompact-BCD_2x3 | 2784 | 800 | 1761 |  |  | 385.9 | 42 | 42 | 630 | EC motor | 5060 | 1 | no | no | C | D | Aluminum | 2025-01-02 | 6 | 6 | yes | piece | 1
GCVC PD 063.2/24-40 | GCVC PD | 063.2/24-40 | 4247180 | finoox | GCVC 063.2C/2x4-2510-1-D/3/64/2.10/3600/AXS/1/015023 | 20245 | 4 | 2 | 2510 | Axial | 144555 | 144497 | 361.32 | 44325 | 695 | VT03145U.1 | 1365 | 0.9 | C | 39.52 | 71.38 | 32 | VerticalCompact-BCD_2x4 | 3684 | 800 | 1761 |  |  | 396.4 | 42 | 42 | 630 | EC motor | 5060 | 1 | no | no | C | D | Aluminum | 2025-01-02 | 4 | 3 | yes | piece | 1
GCVC PD 063.2/12-33 | GCVC PD | 063.2/12-33 | 4252069 | finoox | GCVC 063.2D/1x2-2510-1-D/3/40/2.10/2400/EXS/1/015023 | 6990 | 2 | 1 | 2510 | Axial | 48144 | 48064 | 150.55 | 13192 | 695 | VT03145U.1 | 0.301 | 0.9 | B | 32.92 | 64.45 | 2025-09-12 | VerticalCompact-BCD_1x2 | 2484 | 615 | 1153 |  |  | 153.7 | 28 | 28 | 630 | EC motor | 5060 | 1 | no | no | D | D | Epoxy coated aluminum | 2025-01-02 | 6 | 3 | yes | piece | 1
GCVC PD 063.2/12-27 | GCVC PD | 063.2/12-27 | 4251144 | finoox | GCVC 063.2C/1x2-2504-1-D/4/32/2.10/1800/EXS/1/015023 | 6306 | 2 | 1 | 2504 | Axial | 30432 | 30485 | 120.44 | 6682 | 460 | VT03145U.1 | 0.12 | 0.3 | A+ | 26.69 | 58.09 | 10 | VerticalCompact-BCD_1x2 | 1884 | 615 | 953 |  |  | 118.3 | 22 | 22 | 630 | EC motor | 5060 | 1 | no | no | C | D | Epoxy coated aluminum | 2025-01-02 | 8 | 4 | yes | piece | 1
GCVC PD 080.2/12-52 | GCVC PD | 080.2/12-52 | 4252857 | finoox | GCVC 080.2D/1x2-2541-2-D/4/40/2.10/2400/AXS/1/015023 | 9684 | 2 | 1 | 2541 | Axial | 105965 | 106458 | 200.73 | 31947 | 950 | VT03059U.2 | 1933-03-01 | 1982-02-01 | E | 52.49 | 84.02 | 2025-03-18 | VerticalCompact-BCD_1x2 | 2484 | 650 | 1153 |  |  | 204.9 | 42 | 42 | 800 | EC motor | 5060 | 2 | no | no | D | D | Aluminum | 2025-01-02 | 4 | 4 | yes | piece | 1
GCVC PD 050.2/24-57 | GCVC PD | 050.2/24-57 | 4245688 | finoox | GCVC 050.2C/2x4-2560-2-D/4/64/2.10/3600/EXS/1/015023 | 23041 | 4 | 2 | 2560 | Axial | 203569 | 203.36 | 481.75 | 60024 | 1415 | VT03013U.1 | 5133 | 2021-01-01 | D | 56.74 | 88.6 | 44 | VerticalCompact-BCD_2x4 | 3684 | 800 | 1761 |  |  | 465.9 | 54 | 54 | 500 | EC motor | 5060 | 2 | no | no | C | D | Epoxy coated aluminum | 2025-01-02 | 4 | 4 | yes | piece | 1
GCVC PD 050.2/24-47 | GCVC PD | 050.2/24-47 | 4245658 | finoox | GCVC 050.2C/2x4-2519-1-D/4/64/2.10/3600/EXS/1/015023 | 18559 | 4 | 2 | 2519 | Axial | 166.52 | 166665 | 481.75 | 42266 | 1010 | VT03011U.1 | 1997-01-01 | 2015-01-01 | C | 46.58 | 78.44 | 44 | VerticalCompact-BCD_2x4 | 3684 | 800 | 1761 |  |  | 429.1 | 54 | 54 | 500 | EC motor | 5060 | 1 | no | no | C | D | Epoxy coated aluminum | 2025-01-02 | 4 | 4 | yes | piece | 1
GCVC PD 063.2/22-59 | GCVC PD | 063.2/22-59 | 4247674 | finoox | GCVC 063.2D/2x2-2547-2-D/4/80/2.10/2400/EXS/1/015023 | 19929 | 2 | 2 | 2547 | Axial | 164005 | 164025 | 401.46 | 47307 | 1055 | VT03143U.1 | 4462 | 2025-01-02 | E | 59.31 | 91.12 | 39.4 | VerticalCompact-BCD_2x2 | 2484 | 800 | 2161 |  |  | 420.9 | 54 | 54 | 630 | EC motor | 5060 | 2 | no | no | D | D | Epoxy coated aluminum | 2025-01-02 | 6 | 4 | yes | piece | 1
GCVC PD 080.2/11-21 | GCVC PD | 080.2/11-21 | 4252513 | finoox | GCVC 080.2D/1x1-2493-1-D/4/40/2.10/1200/AXS/1/015023 | 4404 | 1 | 1 | 2493 | Axial | 23.25 | 23335 | 100.37 | 4875 | 320 | VT03062U.1 | 0.07 | 0.35 | A+ | 20.59 | 51.95 | 2025-04-08 | VerticalCompact-BCD_1x1 | 1284 | 608 | 1153 |  |  | 95.4 | 18 | 18 | 800 | EC motor | 5060 | 1 | no | no | D | D | Aluminum | 2025-01-02 | 10 | 4 | yes | piece | 1
GCVC PD 080.2/12-28 | GCVC PD | 080.2/12-28 | 4252799 | finoox | GCVC 080.2D/1x2-2496-1-D/4/40/2.10/2400/AXS/1/015023 | 7442 | 2 | 1 | 2496 | Axial | 53699 | 53647 | 200.73 | 12211 | 390 | VT03062U.1 | 0.242 | 0.6 | A | 27.73 | 59.26 | 2025-08-16 | VerticalCompact-BCD_1x2 | 2484 | 608 | 1153 |  |  | 179.4 | 28 | 28 | 800 | EC motor | 5060 | 1 | no | no | D | D | Aluminum | 2025-01-02 | 8 | 4 | yes | piece | 1
GCVC PD 080.2/11-41 | GCVC PD | 080.2/11-41 | 4252607 | finoox | GCVC 080.2D/1x1-2546-2-D/4/40/2.10/1200/EXS/1/015023 | 5253 | 1 | 1 | 2546 | Axial | 42889 | 42948 | 100.37 | 12220 | 730 | VT03060U.1 | 0.748 | 2025-03-01 | D | 41.08 | 72.45 | 2025-01-09 | VerticalCompact-BCD_1x1 | 1284 | 613 | 1153 |  |  | 100.3 | 28 | 28 | 800 | EC motor | 5060 | 2 | no | no | D | D | Epoxy coated aluminum | 2025-01-02 | 10 | 4 | yes | piece | 1
GCVC PD 080.3/12-38 | GCVC PD | 080.3/12-38 | 6088796 | finoox | GCVC 080.3D/1x2-3489-J-D/3/40/2.10/2400/AXS/1/015023 | 6610 | 2 | 1 | 3489 | Axial | 58.42 | 58381 | 150.55 | 17515 | 480 | VT01371 | 1141 | 2025-01-01 | D | 37.6 | 69.13 | 2025-09-12 | VerticalCompact-BCD_1x2 | 2484 | 605 | 1153 |  |  | 208.5 | 28 | 28 | 800 | AC motor | 60 | J | no | no | D | D | Aluminum | 2025-01-02 | 6 | 3 | yes | piece | 1
GCVC PD 080.3/13-60 | GCVC PD | 080.3/13-60 | 6201247 | finoox | GCVC 080.3D/1x3-3557-2-D/3/40/2.10/3600/EXS/1/015023 | 14327 | 3 | 1 | 3557 | Axial | 126074 | 124559 | 225.82 | 61449 | 1100 | VT01445U.3 | 8124 | 2025-02-04 | E | 59.95 | 91.63 | 2025-01-20 | VerticalCompact-BCD_1x3 | 3684 | 620 | 1153 |  |  | 307.2 | 42 | 42 | 800 | EC motor | 5060 | 2 | no | no | D | D | Epoxy coated aluminum | 2025-01-02 | 4 | 3 | yes | piece | 1
GCVC PD 050.3/13-48 | GCVC PD | 050.3/13-48 | 6155074 | finoox | GCVC 050.3B/1x3-3617-X-D/4/24/2.10/2160/EXS/1/015023 | 4436 | 3 | 1 | 3617 | Axial | 52.72 | 52754 | 108.39 | 17120 | 1260 | VT01524 | 2984 | 2025-04-04 | E | 47.9 | 79.29 | 2025-02-09 | VerticalCompact-BCD_1x3a | 2244 | 596 | 753 |  |  | 141 | 28 | 28 | 500 | AC motor | 60 | X | no | no | B | D | Epoxy coated aluminum | 2025-01-02 | 6 | 4 | yes | piece | 1
GCVC PD 080.2/11-30 | GCVC PD | 080.2/11-30 | 4252443 | finoox | GCVC 080.2D/1x1-2447-1-D/4/40/2.10/1200/AXS/1/015023 | 4427 | 1 | 1 | 2447 | Axial | 32839 | 32938 | 100.37 | 7769 | 490 | VT03062U.1 | 0.225 | 2025-01-01 | B | 29.53 | 60.9 | 2025-06-08 | VerticalCompact-BCD_1x1 | 1284 | 608 | 1153 |  |  | 96.1 | 22 | 22 | 800 | EC motor | 5060 | 1 | no | no | D | D | Aluminum | 2025-01-02 | 10 | 4 | yes | piece | 1
GCVC PD 050.2/12-42 | GCVC PD | 050.2/12-42 | 4250427 | finoox | GCVC 050.2D/1x2-2384-I-D/4/40/2.10/2400/AXS/1/015023 | 4482 | 2 | 1 | 2384 | Axial | 51152 | 51174 | 200.73 | 11369 | 790 | VT01435 | 0.709 | 0.88 | C | 41.76 | 73.29 | 2025-08-16 | VerticalCompact-BCD_1x2 | 2484 | 596 | 1153 |  |  | 176.3 | 28 | 28 | 500 | AC motor | 60 | I | no | no | D | D | Aluminum | 2025-01-02 | 8 | 4 | yes | piece | 1
GCVC PD 063.2/23-29 | GCVC PD | 063.2/23-29 | 4247823 | finoox | GCVC 063.2D/2x3-2401-L-D/3/80/2.10/3600/EXS/1/015023 | 15645 | 3 | 2 | 2401 | Axial | 97053 | 96836 | 451.65 | 23294 | 340 | VT01442 | 0.512 | 0.16 | A | 2025-06-28 | 60.56 | 38.5 | VerticalCompact-BCD_2x3 | 3684 | 800 | 2161 |  |  | 447.1 | 35 | 35 | 630 | AC motor | 60 | L | no | no | D | D | Epoxy coated aluminum | 2025-01-02 | 6 | 3 | yes | piece | 1
GCVC PD 063.2/12-24 | GCVC PD | 063.2/12-24 | 4251987 | finoox | GCVC 063.2D/1x2-2401-L-D/6/40/2.10/2400/EXS/1/015023 | 7690 | 2 | 1 | 2401 | Axial | 39093 | 39457 | 301.1 | 6633 | 340 | VT01442 | 0.176 | 0.16 | A | 23.82 | 55.34 | 2025-02-24 | VerticalCompact-BCD_1x2 | 2484 | 598 | 1153 |  |  | 203.2 | 22 | 22 | 630 | AC motor | 60 | L | no | no | D | D | Epoxy coated aluminum | 2025-01-02 | 8 | 6 | yes | piece | 1
GCVC PD 050.2/24-40 | GCVC PD | 050.2/24-40 | 4245576 | finoox | GCVC 050.2C/2x4-2390-K-D/3/64/2.10/3600/AXS/1/015023 | 11477 | 4 | 2 | 2390 | Axial | 125443 | 125392 | 361.32 | 34799 | 760 | VT01437 | 1939-01-01 | 0.35 | C | 40.35 | 72.21 | 32 | VerticalCompact-BCD_2x4 | 3684 | 800 | 1761 |  |  | 408.5 | 42 | 42 | 500 | AC motor | 60 | K | no | no | C | D | Aluminum | 2025-01-02 | 4 | 3 | yes | piece | 1
GCVC PD 050.2/11-48 | GCVC PD | 050.2/11-48 | 4250324 | finoox | GCVC 050.2D/1x1-2559-2-D/3/40/2.10/1200/AXS/1/015023 | 3472 | 1 | 1 | 2559 | Axial | 27685 | 2025-07-27 | 75.27 | 7807 | 1330 | VT03013U.1 | 0.491 | 2025-08-01 | D | 47.98 | 79.35 | 2025-06-06 | VerticalCompact-BCD_1x1 | 1284 | 607 | 1153 |  |  | 86.9 | 22 | 22 | 500 | EC motor | 5060 | 2 | no | no | D | D | Aluminum | 2025-01-02 | 10 | 3 | yes | piece | 1
GCVC PD 063.2/14-40 | GCVC PD | 063.2/14-40 | 4251590 | finoox | GCVC 063.2C/1x4-2510-1-D/6/32/2.10/3600/AXS/1/015023 | 12084 | 4 | 1 | 2510 | Axial | 90788 | 90959 | 361.32 | 18120 | 695 | VT03145U.1 | 0.736 | 0.9 | B | 40.11 | 71.74 | 2025-05-29 | VerticalCompact-BCD_1x4 | 3684 | 615 | 953 |  |  | 261.9 | 35 | 35 | 630 | EC motor | 5060 | 1 | no | no | C | D | Aluminum | 2025-01-02 | 6 | 6 | yes | piece | 1
GCVC PD 080.2/23-55 | GCVC PD | 080.2/23-55 | 4248719 | finoox | GCVC 080.2D/2x3-2540-2-D/3/80/2.10/3600/EXS/1/015023 | 30548 | 3 | 2 | 2540 | Axial | 230064 | 228922 | 451.65 | 96703 | 900 | VT03059U.2 | 8377 | 1952-02-01 | E | 55.07 | 87.03 | 43.1 | VerticalCompact-BCD_2x3 | 3684 | 800 | 2161 |  |  | 539.4 | 54 | 54 | 800 | EC motor | 5060 | 2 | no | no | D | D | Epoxy coated aluminum | 2025-01-02 | 4 | 3 | yes | piece | 1
GCVC PD 063.2/13-62 | GCVC PD | 063.2/13-62 | 4252341 | finoox | GCVC 063.2D/1x3-2549-2-D/6/40/2.10/3600/EXS/1/015023 | 16059 | 3 | 1 | 2549 | Axial | 166225 | 166599 | 451.65 | 37846 | 1210 | VT03143U.1 | 5138 | 1986-02-01 | E | 61.74 | 93.43 | 39.4 | VerticalCompact-BCD_1x3 | 3684 | 611 | 1153 |  |  | 362 | 54 | 54 | 630 | EC motor | 5060 | 2 | no | no | D | D | Epoxy coated aluminum | 2025-01-02 | 4 | 6 | yes | piece | 1
GCVC PD 063.2/12-34 | GCVC PD | 063.2/12-34 | 4251174 | finoox | GCVC 063.2C/1x2-2509-1-D/4/32/2.10/1800/EXS/1/015023 | 6306 | 2 | 1 | 2509 | Axial | 39462 | 39491 | 120.44 | 9747 | 655 | VT03145U.1 | 0.3 | 0.75 | B | 33.77 | 65.16 | 10 | VerticalCompact-BCD_1x2 | 1884 | 615 | 953 |  |  | 118.3 | 22 | 22 | 630 | EC motor | 5060 | 1 | no | no | C | D | Epoxy coated aluminum | 2025-01-02 | 8 | 4 | yes | piece | 1
GCVC PD 050.2/24-40 | GCVC PD | 050.2/24-40 | 4245635 | finoox | GCVC 050.2C/2x4-2515-1-D/6/64/2.10/3600/EXS/1/015023 | 21215 | 4 | 2 | 2515 | Axial | 152352 | 152811 | 722.63 | 28895 | 755 | VT03011U.1 | 0.917 | 0.58 | B | 40.2 | 72.06 | 60.1 | VerticalCompact-BCD_2x4 | 3684 | 800 | 1761 |  |  | 494.8 | 42 | 42 | 500 | EC motor | 5060 | 1 | no | no | C | D | Epoxy coated aluminum | 2025-01-02 | 6 | 6 | yes | piece | 1
GCVC PD 045.2/23-52 | GCVC PD | 045.2/23-52 | 4244665 | finoox | GCVC 045.2C/2x3-2531-1-D/6/64/2.10/2700/EXS/1/015023 | 14498 | 3 | 2 | 2531 | Axial | 144234 | 144647 | 541.97 | 28659 | 1275 | VT03007U.1 | 1999 | 2025-04-01 | D | 51.81 | 83.56 | 46.3 | VerticalCompact-BCD_2x3 | 2784 | 800 | 1761 |  |  | 370.6 | 42 | 42 | 450 | EC motor | 5060 | 1 | no | no | C | D | Epoxy coated aluminum | 2025-01-02 | 6 | 6 | yes | piece | 1
GCVC PD 045.2/24-53 | GCVC PD | 045.2/24-53 | 4244753 | finoox | GCVC 045.2C/2x4-2531-1-D/3/64/2.10/3600/EXS/1/015023 | 14977 | 4 | 2 | 2531 | Axial | 136016 | 135884 | 361.32 | 41644 | 1275 | VT03007U.1 | 2594 | 2025-04-01 | D | 52.88 | 84.75 | 32 | VerticalCompact-BCD_2x4 | 3684 | 800 | 1761 |  |  | 375.5 | 42 | 42 | 450 | EC motor | 5060 | 1 | no | no | C | D | Epoxy coated aluminum | 2025-01-02 | 4 | 3 | yes | piece | 1
GCVC PD 050.2/11-53 | GCVC PD | 050.2/11-53 | 4250351 | finoox | GCVC 050.2D/1x1-2563-2-D/3/40/2.10/1200/EXS/1/015023 | 3625 | 1 | 1 | 2563 | Axial | 31.16 | 31153 | 75.27 | 9921 | 1680 | VT03013U.1 | 0.984 | 1975-01-01 | E | 53.18 | 84.54 | 2025-06-06 | VerticalCompact-BCD_1x1 | 1284 | 607 | 1153 |  |  | 86.9 | 22 | 22 | 500 | EC motor | 5060 | 2 | no | no | D | D | Epoxy coated aluminum | 2025-01-02 | 10 | 3 | yes | piece | 1
GCVC PD 080.2/13-45 | GCVC PD | 080.2/13-45 | 4253152 | finoox | GCVC 080.2D/1x3-2546-2-D/3/40/2.10/3600/AXS/1/015023 | 11450 | 3 | 1 | 2546 | Axial | 108185 | 107743 | 225.82 | 38966 | 730 | VT03060U.1 | 2172 | 2025-03-01 | D | 44.88 | 76.56 | 2025-01-20 | VerticalCompact-BCD_1x3 | 3684 | 613 | 1153 |  |  | 254.4 | 42 | 42 | 800 | EC motor | 5060 | 2 | no | no | D | D | Aluminum | 2025-01-02 | 4 | 3 | yes | piece | 1
GCVC PD 080.3/13-50 | GCVC PD | 080.3/13-50 | 6129546 | finoox | GCVC 080.3D/1x3-3490-K-D/4/40/2.10/3600/AXS/1/015023 | 10110 | 3 | 1 | 3490 | Axial | 137892 | 137884 | 301.1 | 41073 | 770 | VT01371 | 3978 | 2025-04-02 | E | 49.55 | 81.23 | 26 | VerticalCompact-BCD_1x3 | 3684 | 605 | 1153 |  |  | 331 | 42 | 42 | 800 | AC motor | 60 | K | no | no | D | D | Aluminum | 2025-01-02 | 4 | 4 | yes | piece | 1
GCVC PD 080.3/22-49 | GCVC PD | 080.3/22-49 | 6084272 | finoox | GCVC 080.3D/2x2-3488-I-D/4/80/2.10/2400/EXS/1/015023 | 16903 | 2 | 2 | 3488 | Axial | 170.73 | 170433 | 401.46 | 50930 | 720 | VT01371 | 4733 | 1935-02-01 | E | 49.18 | 80.98 | 39.4 | VerticalCompact-BCD_2x2 | 2484 | 800 | 2161 |  |  | 441.8 | 54 | 54 | 800 | AC motor | 60 | I | no | no | D | D | Epoxy coated aluminum | 2025-01-02 | 6 | 4 | yes | piece | 1
GCVC PD 050.2/13-36 | GCVC PD | 050.2/13-36 | 4250695 | finoox | GCVC 050.2D/1x3-2388-I-D/6/40/2.10/3600/EXS/1/015023 | 8925 | 3 | 1 | 2388 | Axial | 72783 | 73212 | 451.65 | 12832 | 710 | VT01437 | 0.468 | 0.34 | B | 35.79 | 67.47 | 36.9 | VerticalCompact-BCD_1x3 | 3684 | 596 | 1153 |  |  | 295.3 | 35 | 35 | 500 | AC motor | 60 | I | no | no | D | D | Epoxy coated aluminum | 2025-01-02 | 6 | 6 | yes | piece | 1
GCVC PD 063.2/21-37 | GCVC PD | 063.2/21-37 | 4246497 | finoox | GCVC 063.2C/2x1-2414-1-D/4/64/2.10/900/AXS/1/015023 | 6993 | 1 | 2 | 2414 | Axial | 45576 | 45898 | 120.44 | 11618 | 770 | VT03145U.1 | 0.473 | 2015-01-01 | C | 36.97 | 68.48 | 2025-04-11 | VerticalCompact-BCD_2x1 | 984 | 800 | 1761 |  |  | 129.4 | 28 | 28 | 630 | EC motor | 5060 | 1 | no | no | C | D | Aluminum | 2025-01-02 | 8 | 4 | yes | piece | 1
GCVC PD 050.2/22-24 | GCVC PD | 050.2/22-24 | 4245098 | finoox | GCVC 050.2C/2x2-2389-J-D/3/64/2.10/1800/AXS/1/015023 | 6254 | 2 | 2 | 2389 | Axial | 42961 | 42985 | 180.66 | 10036 | 450 | VT01437 | 0.328 | 0.17 | B | 23.89 | 55.52 | 2025-09-15 | VerticalCompact-BCD_2x2 | 1884 | 800 | 1761 |  |  | 216.6 | 28 | 28 | 500 | AC motor | 60 | J | no | no | C | D | Aluminum | 2025-01-02 | 8 | 3 | yes | piece | 1
GCVC PD 050.2/21-43 | GCVC PD | 050.2/21-43 | 4244902 | finoox | GCVC 050.2C/2x1-2421-1-D/4/64/2.10/900/EXS/1/015023 | 5594 | 1 | 2 | 2421 | Axial | 46.59 | 46884 | 120.44 | 12508 | 1150 | VT03011U.1 | 0.718 | 1975-01-01 | D | 43.01 | 74.52 | 2025-04-11 | VerticalCompact-BCD_2x1 | 984 | 800 | 1761 |  |  | 127.6 | 28 | 28 | 500 | EC motor | 5060 | 1 | no | no | C | D | Epoxy coated aluminum | 2025-01-02 | 8 | 4 | yes | piece | 1
GCVC PD 063.2/23-35 | GCVC PD | 063.2/23-35 | 4247818 | finoox | GCVC 063.2D/2x3-2400-K-D/4/80/2.10/3600/EXS/1/015023 | 17661 | 3 | 2 | 2400 | Axial | 136564 | 136488 | 602.19 | 30231 | 490 | VT01442 | 0.918 | 0.34 | B | 35.49 | 67.45 | 51.6 | VerticalCompact-BCD_2x3 | 3684 | 800 | 2161 |  |  | 493.5 | 42 | 42 | 630 | AC motor | 60 | K | no | no | D | D | Epoxy coated aluminum | 2025-01-02 | 6 | 4 | yes | piece | 1
GCVC PD 045.2/13-44 | GCVC PD | 045.2/13-44 | 4243973 | finoox | GCVC 045.2B/1x3-2527-1-D/4/24/2.10/2160/AXS/1/015023 | 5434 | 3 | 1 | 2527 | Axial | 38838 | 38927 | 108.39 | 9556 | 975 | VT03007U.1 | 0.465 | 0.68 | C | 44.44 | 75.82 | 2025-09-08 | VerticalCompact-BCD_1x3a | 2244 | 535 | 753 |  |  | 117.7 | 22 | 22 | 450 | EC motor | 5060 | 1 | no | no | B | D | Aluminum | 2025-01-02 | 6 | 4 | yes | piece | 1
GCVC PD 063.2/21-62 | GCVC PD | 063.2/21-62 | 4247449 | finoox | GCVC 063.2D/2x1-2551-2-D/4/80/2.10/1200/AXS/1/015023 | 10425 | 1 | 2 | 2551 | Axial | 100992 | 101068 | 200.73 | 30740 | 1360 | VT03143U.1 | 4692 | 4 | E | 61.83 | 93.48 | 2025-04-19 | VerticalCompact-BCD_2x1 | 1284 | 800 | 2161 |  |  | 224.5 | 35 | 35 | 630 | EC motor | 5060 | 2 | no | no | D | D | Aluminum | 2025-01-02 | 10 | 4 | yes | piece | 1
GCVC PD 063.2/21-64 | GCVC PD | 063.2/21-64 | 4246593 | finoox | GCVC 063.2C/2x1-2551-2-D/4/64/2.10/900/EXS/1/015023 | 9662 | 1 | 2 | 2551 | Axial | 70551 | 71097 | 120.44 | 25132 | 1360 | VT03143U.1 | 5014 | 4 | E | 63.98 | 95.49 | 2025-05-12 | VerticalCompact-BCD_2x1 | 984 | 800 | 1761 |  |  | 174.8 | 35 | 35 | 630 | EC motor | 5060 | 2 | no | no | C | D | Epoxy coated aluminum | 2025-01-02 | 8 | 4 | yes | piece | 1
GCVC PD 080.2/12-36 | GCVC PD | 080.2/12-36 | 4252757 | finoox | GCVC 080.2D/1x2-2486-1-D/3/40/2.10/2400/EXS/1/015023 | 7760 | 2 | 1 | 2486 | Axial | 60429 | 60346 | 150.55 | 19563 | 565 | VT03061U.1 | 0.681 | 1955-01-01 | C | 36.26 | 67.79 | 2025-09-12 | VerticalCompact-BCD_1x2 | 2484 | 608 | 1153 |  |  | 166.1 | 28 | 28 | 800 | EC motor | 5060 | 1 | no | no | D | D | Epoxy coated aluminum | 2025-01-02 | 6 | 3 | yes | piece | 1
GCVC PD 050.2/12-55 | GCVC PD | 050.2/12-55 | 4244268 | finoox | GCVC 050.2B/1x2-2563-2-D/3/24/2.10/1440/AXS/1/015023 | 4766 | 2 | 1 | 2563 | Axial | 34554 | 34677 | 54.2 | 15716 | 1680 | VT03013U.1 | 2024-02-01 | 1975-01-01 | E | 55.2 | 86.49 | 2025-07-04 | VerticalCompact-BCD_1x2 | 1524 | 607 | 753 |  |  | 88.4 | 22 | 22 | 500 | EC motor | 5060 | 2 | no | no | B | D | Aluminum | 2025-01-02 | 8 | 3 | yes | piece | 1
GCVC PD 050.2/24-58 | GCVC PD | 050.2/24-58 | 4245694 | finoox | GCVC 050.2C/2x4-2561-2-D/4/64/2.10/3600/EXS/1/015023 | 23041 | 4 | 2 | 2561 | Axial | 210.26 | 210247 | 481.75 | 63930 | 1505 | VT03013U.1 | 6132 | 1938-01-01 | E | 58.07 | 89.93 | 44 | VerticalCompact-BCD_2x4 | 3684 | 800 | 1761 |  |  | 465.9 | 54 | 54 | 500 | EC motor | 5060 | 2 | no | no | C | D | Epoxy coated aluminum | 2025-01-02 | 4 | 4 | yes | piece | 1
GCVC PD 080.2/13-26 | GCVC PD | 080.2/13-26 | 4253066 | finoox | GCVC 080.2D/1x3-2494-1-D/3/40/2.10/3600/EXS/1/015023 | 10262 | 3 | 1 | 2494 | Axial | 65402 | 65374 | 225.82 | 16966 | 340 | VT03062U.1 | 0.248 | 0.45 | A+ | 2025-09-25 | 57.58 | 2025-03-19 | VerticalCompact-BCD_1x3 | 3684 | 608 | 1153 |  |  | 242.5 | 35 | 35 | 800 | EC motor | 5060 | 1 | no | no | D | D | Epoxy coated aluminum | 2025-01-02 | 4 | 3 | yes | piece | 1
GCVC PD 063.2/14-63 | GCVC PD | 063.2/14-63 | 4251605 | finoox | GCVC 063.2C/1x4-2548-2-D/4/32/2.10/3600/AXS/1/015023 | 15103 | 4 | 1 | 2548 | Axial | 123633 | 122728 | 240.88 | 41262 | 1135 | VT03143U.1 | 5829 | 1937-02-01 | E | 63.06 | 94.69 | 2025-08-20 | VerticalCompact-BCD_1x4 | 3684 | 611 | 953 |  |  | 317.2 | 42 | 42 | 630 | EC motor | 5060 | 2 | no | no | C | D | Aluminum | 2025-01-02 | 4 | 4 | yes | piece | 1
GCVC PD 050.2/12-29 | GCVC PD | 050.2/12-29 | 4250501 | finoox | GCVC 050.2D/1x2-2512-1-D/3/40/2.10/2400/EXS/1/015023 | 5372 | 2 | 1 | 2512 | Axial | 29289 | 29268 | 150.55 | 6619 | 565 | VT03011U.1 | 0.098 | 0.28 | A+ | 29.26 | 60.79 | 2025-04-12 | VerticalCompact-BCD_1x2 | 2484 | 586 | 1153 |  |  | 151.1 | 22 | 22 | 500 | EC motor | 5060 | 1 | no | no | D | D | Epoxy coated aluminum | 2025-01-02 | 8 | 3 | yes | piece | 1
GCVC PD 045.2/21-44 | GCVC PD | 045.2/21-44 | 4244469 | finoox | GCVC 045.2C/2x1-2529-1-D/4/64/2.10/900/AXS/1/015023 | 4872 | 1 | 2 | 2529 | Axial | 37742 | 37971 | 120.44 | 8918 | 1125 | VT03007U.1 | 0.458 | 1 | C | 44.43 | 75.94 | 2025-07-10 | VerticalCompact-BCD_2x1 | 984 | 800 | 1761 |  |  | 123 | 22 | 22 | 450 | EC motor | 5060 | 1 | no | no | C | D | Aluminum | 2025-01-02 | 8 | 4 | yes | piece | 1
GCVC PD 080.2/23-51 | GCVC PD | 080.2/23-51 | 4248698 | finoox | GCVC 080.2D/2x3-2537-2-D/3/80/2.10/3600/AXS/1/015023 | 29337 | 3 | 2 | 2537 | Axial | 218512 | 217477 | 451.65 | 79531 | 750 | VT03059U.2 | 4891 | 2025-05-01 | D | 51.22 | 83.18 | 43.1 | VerticalCompact-BCD_2x3 | 3684 | 800 | 2161 |  |  | 539.4 | 54 | 54 | 800 | EC motor | 5060 | 2 | no | no | D | D | Aluminum | 2025-01-02 | 4 | 3 | yes | piece | 1
GCVC PD 050.3/22-50 | GCVC PD | 050.3/22-50 | 6153229 | finoox | GCVC 050.3C/2x2-3617-X-D/6/64/2.10/1800/AXS/1/015023 | 8147 | 2 | 2 | 3617 | Axial | 125275 | 125799 | 361.32 | 26734 | 1260 | VT01524 | 3881 | 2025-04-04 | E | 49.82 | 81.45 | 32.4 | VerticalCompact-BCD_2x2 | 1884 | 800 | 1761 |  |  | 286.6 | 42 | 42 | 500 | AC motor | 60 | X | no | no | C | D | Aluminum | 2025-01-02 | 8 | 6 | yes | piece | 1
GCVC PD 045.2/11-48 | GCVC PD | 045.2/11-48 | 4248821 | finoox | GCVC 045.2C/1x1-0423-X-D/6/32/2.10/900/EXS/1/015023 | 2663 | 1 | 1 | 423 | Axial | 27451 | 27634 | 90.33 | 5760 | 1460 | VT0326U | 0.626 | 3 | D | 47.77 | 79.03 | 2025-08-07 | VerticalCompact-BCD_1x1 | 984 | 521 | 953 |  |  | 74.9 | 22 | 22 | 450 | AC motor | 60 | X | no | no | C | D | Epoxy coated aluminum | 2025-01-02 | 12 | 6 | yes | piece | 1
GCVC PD 063.2/23-26 | GCVC PD | 063.2/23-26 | 4247766 | finoox | GCVC 063.2D/2x3-2359-S-D/3/80/2.10/3600/AXS/1/015023 | 14697 | 3 | 2 | 2359 | Axial | 93507 | 93367 | 451.65 | 21592 | 320 | VT01442 | 0.371 | 0.14 | A+ | 26.35 | 58.32 | 38.5 | VerticalCompact-BCD_2x3 | 3684 | 800 | 2161 |  |  | 447.1 | 35 | 35 | 630 | AC motor | 50 | S | no | no | D | D | Aluminum | 2025-01-02 | 6 | 3 | yes | piece | 1
GCVC PD 050.2/23-33 | GCVC PD | 050.2/23-33 | 4245310 | finoox | GCVC 050.2C/2x3-2385-J-D/3/64/2.10/2700/AXS/1/015023 | 9100 | 3 | 2 | 2385 | Axial | 68859 | 68797 | 270.99 | 16590 | 430 | VT01435 | 0.797 | 0.32 | C | 33.12 | 64.87 | 2025-09-23 | VerticalCompact-BCD_2x3 | 2784 | 800 | 1761 |  |  | 329.1 | 35 | 35 | 500 | AC motor | 60 | J | no | no | C | D | Aluminum | 2025-01-02 | 6 | 3 | yes | piece | 1
GCVC PD 063.2/12-41 | GCVC PD | 063.2/12-41 | 4251239 | finoox | GCVC 063.2C/1x2-2557-2-D/3/32/2.10/1800/EXS/1/015023 | 6579 | 2 | 1 | 2557 | Axial | 45747 | 45798 | 90.33 | 16759 | 900 | VT03144U.1 | 0.969 | 0.85 | D | 41.13 | 72.52 | 8 | VerticalCompact-BCD_1x2 | 1884 | 623 | 953 |  |  | 118.7 | 28 | 28 | 630 | EC motor | 5060 | 2 | no | no | C | D | Epoxy coated aluminum | 2025-01-02 | 6 | 3 | yes | piece | 1
GCVC PD 045.2/11-43 | GCVC PD | 045.2/11-43 | 4248885 | finoox | GCVC 045.2C/1x1-2530-1-D/3/32/2.10/900/EXS/1/015023 | 2770 | 1 | 1 | 2530 | Axial | 16543 | 16.61 | 45.16 | 4892 | 1200 | VT03007U.1 | 0.272 | 2025-01-01 | D | 43.13 | 74.39 | 2025-09-03 | VerticalCompact-BCD_1x1 | 984 | 535 | 953 |  |  | 57.5 | 16 | 16 | 450 | EC motor | 5060 | 1 | no | no | C | D | Epoxy coated aluminum | 2025-01-02 | 8 | 3 | yes | piece | 1
GCVC PD 050.2/14-37 | GCVC PD | 050.2/14-37 | 4250043 | finoox | GCVC 050.2C/1x4-2515-1-D/6/32/2.10/3600/EXS/1/015023 | 10656 | 4 | 1 | 2515 | Axial | 76176 | 76409 | 361.32 | 14448 | 755 | VT03011U.1 | 0.459 | 0.58 | B | 37.43 | 69.05 | 2025-05-29 | VerticalCompact-BCD_1x4 | 3684 | 586 | 953 |  |  | 257.3 | 35 | 35 | 500 | EC motor | 5060 | 1 | no | no | C | D | Epoxy coated aluminum | 2025-01-02 | 6 | 6 | yes | piece | 1
GCVC PD 063.2/14-24 | GCVC PD | 063.2/14-24 | 4251533 | finoox | GCVC 063.2C/1x4-2500-1-D/6/32/2.10/3600/EXS/1/015023 | 12771 | 4 | 1 | 2500 | Axial | 44075 | 44451 | 361.32 | 7416 | 310 | VT03145U.1 | 0.104 | 0.13 | A+ | 2025-06-24 | 55.68 | 29 | VerticalCompact-BCD_1x4 | 3684 | 615 | 953 |  |  | 261.3 | 28 | 28 | 630 | EC motor | 5060 | 1 | no | no | C | D | Epoxy coated aluminum | 2025-01-02 | 6 | 6 | yes | piece | 1
GCVC PD 063.2/13-25 | GCVC PD | 063.2/13-25 | 4251335 | finoox | GCVC 063.2C/1x3-2502-1-D/4/32/2.10/2700/AXS/1/015023 | 8331 | 3 | 1 | 2502 | Axial | 38887 | 38902 | 180.66 | 8221 | 385 | VT03145U.1 | 0.118 | 0.2 | A+ | 24.65 | 56.17 | 2025-06-14 | VerticalCompact-BCD_1x3 | 2784 | 615 | 953 |  |  | 173 | 22 | 22 | 630 | EC motor | 5060 | 1 | no | no | C | D | Aluminum | 2025-01-02 | 8 | 4 | yes | piece | 1
GCVC PD 050.2/13-35 | GCVC PD | 050.2/13-35 | 4250755 | finoox | GCVC 050.2D/1x3-2514-1-D/6/40/2.10/3600/EXS/1/015023 | 10641 | 3 | 1 | 2514 | Axial | 66417 | 66903 | 451.65 | 11514 | 695 | VT03011U.1 | 0.252 | 0.47 | A+ | 34.73 | 66.41 | 36.9 | VerticalCompact-BCD_1x3 | 3684 | 586 | 1153 |  |  | 288.1 | 35 | 35 | 500 | EC motor | 5060 | 1 | no | no | D | D | Epoxy coated aluminum | 2025-01-02 | 6 | 6 | yes | piece | 1
GCVC PD 080.3/23-52 | GCVC PD | 080.3/23-52 | 6094886 | finoox | GCVC 080.3D/2x3-3490-K-D/4/80/2.10/3600/AXS/1/015023 | 22880 | 3 | 2 | 3490 | Axial | 275786 | 275767 | 602.19 | 82147 | 770 | VT01371 | 7955 | 2025-04-02 | E | 52.28 | 84.24 | 58.2 | VerticalCompact-BCD_2x3 | 3684 | 800 | 2161 |  |  | 649.5 | 64 | 64 | 800 | AC motor | 60 | K | no | no | D | D | Aluminum | 2025-01-02 | 4 | 4 | yes | piece | 1
GCVC PD 080.3/11-45 | GCVC PD | 080.3/11-45 | 6185982 | finoox | GCVC 080.3D/1x1-3490-K-D/4/40/2.10/1200/EXS/1/015023 | 4506 | 1 | 1 | 3490 | Axial | 45769 | 45812 | 100.37 | 13691 | 770 | VT01371 | 1326 | 2025-04-02 | E | 45.09 | 76.46 | 2025-01-09 | VerticalCompact-BCD_1x1 | 1284 | 605 | 1153 |  |  | 118.6 | 28 | 28 | 800 | AC motor | 60 | K | no | no | D | D | Epoxy coated aluminum | 2025-01-02 | 10 | 4 | yes | piece | 1
GCVC PD 080.3/13-53 | GCVC PD | 080.3/13-53 | 6061792 | finoox | GCVC 080.3D/1x3-3559-2-D/4/40/2.10/3600/EXS/1/015023 | 15413 | 3 | 1 | 3559 | Axial | 158717 | 157.57 | 301.1 | 59878 | 1045 | VT01445U.3 | 7097 | 1965-03-01 | E | 52.99 | 84.67 | 2025-07-27 | VerticalCompact-BCD_1x3 | 3684 | 620 | 1153 |  |  | 332.1 | 54 | 54 | 800 | EC motor | 5060 | 2 | no | no | D | D | Epoxy coated aluminum | 2025-01-02 | 4 | 4 | yes | piece | 1
GCVC PD 050.2/11-32 | GCVC PD | 050.2/11-32 | 4250213 | finoox | GCVC 050.2D/1x1-2388-I-D/3/40/2.10/1200/EXS/1/015023 | 2648 | 1 | 1 | 2388 | Axial | 18692 | 18705 | 75.27 | 4554 | 710 | VT01437 | 0.151 | 0.34 | B | 32.02 | 63.38 | 2025-03-06 | VerticalCompact-BCD_1x1 | 1284 | 596 | 1153 |  |  | 83.9 | 16 | 16 | 500 | AC motor | 60 | I | no | no | D | D | Epoxy coated aluminum | 2025-01-02 | 10 | 3 | yes | piece | 1
GCVC PD 063.2/22-42 | GCVC PD | 063.2/22-42 | 4246704 | finoox | GCVC 063.2C/2x2-2414-1-D/6/64/2.10/1800/AXS/1/015023 | 13309 | 2 | 2 | 2414 | Axial | 102842 | 103651 | 361.32 | 20341 | 770 | VT03145U.1 | 0.992 | 2015-01-01 | C | 42.2 | 73.83 | 31.2 | VerticalCompact-BCD_2x2 | 1884 | 800 | 1761 |  |  | 264.1 | 35 | 35 | 630 | EC motor | 5060 | 1 | no | no | C | D | Aluminum | 2025-01-02 | 8 | 6 | yes | piece | 1
GCVC PD 050.2/22-56 | GCVC PD | 050.2/22-56 | 4245129 | finoox | GCVC 050.2C/2x2-2420-2-D/4/64/2.10/1800/AXS/1/015023 | 11264 | 2 | 2 | 2420 | Axial | 120111 | 120512 | 240.88 | 35584 | 1600 | VT03013U.1 | 3752 | 1965-01-01 | E | 56.33 | 87.96 | 2025-09-22 | VerticalCompact-BCD_2x2 | 1884 | 800 | 1761 |  |  | 245.9 | 42 | 42 | 500 | EC motor | 5060 | 2 | no | no | C | D | Aluminum | 2025-01-02 | 6 | 4 | yes | piece | 1
GCVC PD 050.2/21-48 | GCVC PD | 050.2/21-48 | 4244803 | finoox | GCVC 050.2C/2x1-2347-D-D/6/64/2.10/900/EXS/1/015023 | 5308 | 1 | 2 | 2347 | Axial | 62491 | 63045 | 180.66 | 13859 | 1390 | VT03150U | 1943-01-01 | 1941-01-01 | D | 48.02 | 79.53 | 2025-03-16 | VerticalCompact-BCD_2x1 | 984 | 800 | 1761 |  |  | 154.5 | 28 | 28 | 500 | AC motor | 50 | D | no | no | C | D | Epoxy coated aluminum | 2025-01-02 | 8 | 6 | yes | piece | 1
GCVC PD 050.2/12-44 | GCVC PD | 050.2/12-44 | 4244159 | finoox | GCVC 050.2B/1x2-2348-S-D/4/24/2.10/1440/AXS/1/015023 | 2960 | 2 | 1 | 2348 | Axial | 34.95 | 35028 | 72.26 | 10173 | 1180 | VT03150U | 1142 | 0.9 | E | 43.84 | 75.13 | 2025-01-06 | VerticalCompact-BCD_1x2 | 1524 | 569 | 753 |  |  | 94.2 | 22 | 22 | 500 | AC motor | 50 | S | no | no | B | D | Aluminum | 2025-01-02 | 8 | 4 | yes | piece | 1
GCVC PD 050.2/13-58 | GCVC PD | 050.2/13-58 | 4249764 | finoox | GCVC 050.2C/1x3-2410-2-D/4/32/2.10/2700/EXS/1/015023 | 8894 | 3 | 1 | 2410 | Axial | 90608 | 90785 | 180.66 | 28382 | 1770 | VT03013U.1 | 3712 | 2025-01-02 | E | 57.72 | 89.23 | 2025-06-15 | VerticalCompact-BCD_1x3 | 2784 | 607 | 953 |  |  | 185.3 | 35 | 35 | 500 | EC motor | 5060 | 2 | no | no | C | D | Epoxy coated aluminum | 2025-01-02 | 4 | 4 | yes | piece | 1
GCVC PD 080.2/11-50 | GCVC PD | 080.2/11-50 | 4252581 | finoox | GCVC 080.2D/1x1-2540-2-D/6/40/2.10/1200/EXS/1/015023 | 6503 | 1 | 1 | 2540 | Axial | 57309 | 57.59 | 150.55 | 13132 | 900 | VT03059U.2 | 1452 | 1952-02-01 | D | 50.39 | 81.76 | 2025-01-13 | VerticalCompact-BCD_1x1 | 1284 | 650 | 1153 |  |  | 123 | 28 | 28 | 800 | EC motor | 5060 | 2 | no | no | D | D | Epoxy coated aluminum | 2025-01-02 | 10 | 6 | yes | piece | 1
GCVC PD 063.2/24-42 | GCVC PD | 063.2/24-42 | 4247176 | finoox | GCVC 063.2C/2x4-2509-1-D/6/64/2.10/3600/AXS/1/015023 | 24623 | 4 | 2 | 2509 | Axial | 173.87 | 174316 | 722.63 | 34035 | 655 | VT03145U.1 | 1255 | 0.75 | B | 41.75 | 73.61 | 62.7 | VerticalCompact-BCD_2x4 | 3684 | 800 | 1761 |  |  | 507 | 54 | 54 | 630 | EC motor | 5060 | 1 | no | no | C | D | Aluminum | 2025-01-02 | 6 | 6 | yes | piece | 1
GCVC PD 050.2/13-45 | GCVC PD | 050.2/13-45 | 4244379 | finoox | GCVC 050.2B/1x3-2520-1-D/4/24/2.10/2160/EXS/1/015023 | 6146 | 3 | 1 | 2520 | Axial | 46995 | 47054 | 108.39 | 13706 | 1070 | VT03011U.1 | 0.95 | 2025-04-01 | D | 44.77 | 76.15 | 2025-02-09 | VerticalCompact-BCD_1x3a | 2244 | 586 | 753 |  |  | 123.3 | 28 | 28 | 500 | EC motor | 5060 | 1 | no | no | B | D | Epoxy coated aluminum | 2025-01-02 | 6 | 4 | yes | piece | 1
GCVC PD 045.2/12-37 | GCVC PD | 045.2/12-37 | 4243903 | finoox | GCVC 045.2B/1x2-2524-1-D/4/24/2.10/1440/EXS/1/015023 | 4145 | 2 | 1 | 2524 | Axial | 20861 | 20931 | 72.26 | 4801 | 750 | VT03007U.1 | 0.152 | 0.37 | B | 37.29 | 68.57 | 6 | VerticalCompact-BCD_1x2 | 1524 | 535 | 753 |  |  | 81.2 | 18 | 18 | 450 | EC motor | 5060 | 1 | no | no | B | D | Epoxy coated aluminum | 2025-01-02 | 8 | 4 | yes | piece | 1
GCVC PD 045.2/12-39 | GCVC PD | 045.2/12-39 | 4243904 | finoox | GCVC 045.2B/1x2-2525-1-D/3/24/2.10/1440/AXS/1/015023 | 3842 | 2 | 1 | 2525 | Axial | 20.18 | 20195 | 54.2 | 5678 | 825 | VT03007U.1 | 0.197 | 0.47 | C | 38.66 | 69.94 | 2025-06-04 | VerticalCompact-BCD_1x2 | 1524 | 535 | 753 |  |  | 75.4 | 18 | 18 | 450 | EC motor | 5060 | 1 | no | no | B | D | Aluminum | 2025-01-02 | 8 | 3 | yes | piece | 1
GCVC PD 080.2/23-56 | GCVC PD | 080.2/23-56 | 4248712 | finoox | GCVC 080.2D/2x3-2539-2-D/6/80/2.10/3600/AXS/1/015023 | 35613 | 3 | 2 | 2539 | Axial | 335813 | 337222 | 903.29 | 73987 | 850 | VT03059U.2 | 7355 | 2019-02-01 | D | 56.44 | 88.4 | 81.5 | VerticalCompact-BCD_2x3 | 3684 | 800 | 2161 |  |  | 678.6 | 64 | 64 | 800 | EC motor | 5060 | 2 | no | no | D | D | Aluminum | 2025-01-02 | 4 | 6 | yes | piece | 1
GCVC PD 050.2/22-36 | GCVC PD | 050.2/22-36 | 4245156 | finoox | GCVC 050.2C/2x2-2514-1-D/4/64/2.10/1800/EXS/1/015023 | 9473 | 2 | 2 | 2514 | Axial | 63886 | 63983 | 240.88 | 14287 | 695 | VT03011U.1 | 0.351 | 0.47 | A | 35.59 | 67.22 | 2025-06-20 | VerticalCompact-BCD_2x2 | 1884 | 800 | 1761 |  |  | 224.4 | 28 | 28 | 500 | EC motor | 5060 | 1 | no | no | C | D | Epoxy coated aluminum | 2025-01-02 | 8 | 4 | yes | piece | 1
GCVC PD 080.3/22-47 | GCVC PD | 080.3/22-47 | 6139851 | finoox | GCVC 080.3D/2x2-3482-S-D/3/80/2.10/2400/AXS/1/015023 | 14372 | 2 | 2 | 3482 | Axial | 139589 | 138439 | 301.1 | 48374 | 650 | VT01526 | 4059 | 2025-07-01 | E | 47.36 | 79.17 | 2025-04-28 | VerticalCompact-BCD_2x2 | 2484 | 800 | 2161 |  |  | 401.3 | 42 | 42 | 800 | AC motor | 50 | S | no | no | D | D | Aluminum | 2025-01-02 | 6 | 3 | yes | piece | 1
GCVC PD 080.3/22-61 | GCVC PD | 080.3/22-61 | 6189654 | finoox | GCVC 080.3D/2x2-3557-2-D/3/80/2.10/2400/AXS/1/015023 | 21943 | 2 | 2 | 3557 | Axial | 195315 | 195117 | 301.1 | 81932 | 1100 | VT01445U.3 | 10832 | 2025-02-04 | E | 61.07 | 92.88 | 31.6 | VerticalCompact-BCD_2x2 | 2484 | 800 | 2161 |  |  | 409.9 | 54 | 54 | 800 | EC motor | 5060 | 2 | no | no | D | D | Aluminum | 2025-01-02 | 4 | 3 | yes | piece | 1
GCVC PD 080.2/22-57 | GCVC PD | 080.2/22-57 | 4248269 | finoox | GCVC 080.2D/2x2-1656-2-D/4/80/2.10/2400/AXS/1/015023 | 21865 | 2 | 2 | 1656 | Axial | 225715 | 226762 | 401.46 | 71477 | 1000 | VT03059U.2 | 8624 | 2025-02-03 | E | 57.38 | 89.19 | 39.5 | VerticalCompact-BCD_2x2 | 2484 | 800 | 2161 |  |  | 401.5 | 54 | 54 | 800 | EC motor | 5060 | 2 | no | no | D | D | Aluminum | 2025-01-02 | 4 | 4 | yes | piece | 1
GCVC PD 063.2/22-21 | GCVC PD | 063.2/22-21 | 4246649 | finoox | GCVC 063.2C/2x2-2359-S-D/4/64/2.10/1800/EXS/1/015023 | 9806 | 2 | 2 | 2359 | Axial | 50603 | 50781 | 240.88 | 10483 | 320 | VT01442 | 0.264 | 0.14 | A | 21.41 | 53.04 | 2025-06-20 | VerticalCompact-BCD_2x2 | 1884 | 800 | 1761 |  |  | 241.3 | 28 | 28 | 630 | AC motor | 50 | S | no | no | C | D | Epoxy coated aluminum | 2025-01-02 | 8 | 4 | yes | piece | 1
GCVC PD 050.2/13-49 | GCVC PD | 050.2/13-49 | 4249691 | finoox | GCVC 050.2C/1x3-2349-I-D/4/32/2.10/2700/AXS/1/015023 | 5358 | 3 | 1 | 2349 | Axial | 87843 | 88159 | 180.66 | 25253 | 1590 | VT03150U | 2663 | 2025-07-01 | E | 49.49 | 81 | 2025-06-15 | VerticalCompact-BCD_1x3 | 2784 | 569 | 953 |  |  | 185.3 | 35 | 35 | 500 | AC motor | 60 | I | no | no | C | D | Aluminum | 2025-01-02 | 4 | 4 | yes | piece | 1
GCVC PD 050.2/23-29 | GCVC PD | 050.2/23-29 | 4245346 | finoox | GCVC 050.2C/2x3-2391-L-D/3/64/2.10/2700/AXS/1/015023 | 9037 | 3 | 2 | 2391 | Axial | 72203 | 72134 | 270.99 | 17760 | 520 | VT01437 | 0.615 | 0.18 | B | 2025-01-29 | 60.76 | 2025-09-23 | VerticalCompact-BCD_2x3 | 2784 | 800 | 1761 |  |  | 313.6 | 35 | 35 | 500 | AC motor | 60 | L | no | no | C | D | Aluminum | 2025-01-02 | 6 | 3 | yes | piece | 1
GCVC PD 063.2/13-20 | GCVC PD | 063.2/13-20 | 4252218 | finoox | GCVC 063.2D/1x3-2399-J-D/6/40/2.10/3600/AXS/1/015023 | 9915 | 3 | 1 | 2399 | Axial | 52638 | 52945 | 451.65 | 8808 | 290 | VT01442 | 0.214 | 0.14 | A | 19.75 | 51.43 | 36.2 | VerticalCompact-BCD_1x3 | 3684 | 598 | 1153 |  |  | 300.3 | 28 | 28 | 630 | AC motor | 60 | J | no | no | D | D | Aluminum | 2025-01-02 | 8 | 6 | yes | piece | 1
GCVC PD 050.2/11-54 | GCVC PD | 050.2/11-54 | 4244057 | finoox | GCVC 050.2B/1x1-2410-2-D/4/24/2.10/720/AXS/1/015023 | 2835 | 1 | 1 | 2410 | Axial | 22206 | 22477 | 36.13 | 7773 | 1770 | VT03013U.1 | 1321 | 2025-01-02 | E | 53.91 | 85.1 | 2025-02-03 | VerticalCompact-BCD_1x1 | 804 | 607 | 753 |  |  | 52 | 18 | 18 | 500 | EC motor | 5060 | 2 | no | no | B | D | Aluminum | 2025-01-02 | 8 | 4 | yes | piece | 1
GCVC PD 045.2/13-44 | GCVC PD | 045.2/13-44 | 4243975 | finoox | GCVC 045.2B/1x3-2527-1-D/4/24/2.10/2160/EXS/1/015023 | 5698 | 3 | 1 | 2527 | Axial | 37908 | 37968 | 108.39 | 9556 | 975 | VT03007U.1 | 0.465 | 0.68 | C | 44.44 | 75.82 | 2025-09-08 | VerticalCompact-BCD_1x3a | 2244 | 535 | 753 |  |  | 117.7 | 22 | 22 | 450 | EC motor | 5060 | 1 | no | no | B | D | Epoxy coated aluminum | 2025-01-02 | 6 | 4 | yes | piece | 1
GCVC PD 045.2/23-46 | GCVC PD | 045.2/23-46 | 4244640 | finoox | GCVC 045.2C/2x3-2527-1-D/4/64/2.10/2700/EXS/1/015023 | 12484 | 3 | 2 | 2527 | Axial | 99939 | 100091 | 361.32 | 23074 | 975 | VT03007U.1 | 0.918 | 0.68 | C | 45.85 | 77.6 | 2025-09-30 | VerticalCompact-BCD_2x3 | 2784 | 800 | 1761 |  |  | 315.3 | 35 | 35 | 450 | EC motor | 5060 | 1 | no | no | C | D | Epoxy coated aluminum | 2025-01-02 | 6 | 4 | yes | piece | 1
GCVC PD 050.2/13-52 | GCVC PD | 050.2/13-52 | 4250808 | finoox | GCVC 050.2D/1x3-2559-2-D/4/40/2.10/3600/EXS/1/015023 | 10526 | 3 | 1 | 2559 | Axial | 95578 | 95664 | 301.1 | 23105 | 1330 | VT03013U.1 | 1492 | 2025-08-01 | D | 52.19 | 83.87 | 2025-02-25 | VerticalCompact-BCD_1x3 | 3684 | 607 | 1153 |  |  | 258.4 | 35 | 35 | 500 | EC motor | 5060 | 2 | no | no | D | D | Epoxy coated aluminum | 2025-01-02 | 4 | 4 | yes | piece | 1
GCVC PD 045.2/11-47 | GCVC PD | 045.2/11-47 | 4243876 | finoox | GCVC 045.2B/1x1-2533-1-D/3/24/2.10/720/AXS/1/015023 | 2348 | 1 | 1 | 2533 | Axial | 14189 | 14319 | 2025-01-27 | 5079 | 1425 | VT03007U.1 | 0.463 | 2025-09-01 | E | 47.33 | 78.51 | 2025-04-02 | VerticalCompact-BCD_1x1 | 804 | 535 | 753 |  |  | 42.4 | 16 | 16 | 450 | EC motor | 5060 | 1 | no | no | B | D | Aluminum | 2025-01-02 | 8 | 3 | yes | piece | 1
GCVC PD 050.2/12-37 | GCVC PD | 050.2/12-37 | 4250524 | finoox | GCVC 050.2D/1x2-2516-1-D/6/40/2.10/2400/AXS/1/015023 | 6471 | 2 | 1 | 2516 | Axial | 51.85 | 52155 | 301.1 | 9117 | 820 | VT03011U.1 | 0.263 | 0.68 | A | 36.8 | 68.32 | 2025-06-24 | VerticalCompact-BCD_1x2 | 2484 | 586 | 1153 |  |  | 195.3 | 28 | 28 | 500 | EC motor | 5060 | 1 | no | no | D | D | Aluminum | 2025-01-02 | 8 | 6 | yes | piece | 1
GCVC PD 050.2/12-37 | GCVC PD | 050.2/12-37 | 4250526 | finoox | GCVC 050.2D/1x2-2516-1-D/4/40/2.10/2400/EXS/1/015023 | 5849 | 2 | 1 | 2516 | Axial | 44297 | 44.33 | 200.73 | 9464 | 820 | VT03011U.1 | 0.255 | 0.68 | B | 37.14 | 68.67 | 2025-08-16 | VerticalCompact-BCD_1x2 | 2484 | 586 | 1153 |  |  | 166.4 | 28 | 28 | 500 | EC motor | 5060 | 1 | no | no | D | D | Epoxy coated aluminum | 2025-01-02 | 8 | 4 | yes | piece | 1
GCVC PD 045.2/24-42 | GCVC PD | 045.2/24-42 | 4244710 | finoox | GCVC 045.2C/2x4-2524-1-D/6/64/2.10/3600/AXS/1/015023 | 17346 | 4 | 2 | 2524 | Axial | 123.92 | 124574 | 722.63 | 21864 | 750 | VT03007U.1 | 0.611 | 0.37 | A | 41.58 | 73.44 | 60.1 | VerticalCompact-BCD_2x4 | 3684 | 800 | 1761 |  |  | 481 | 42 | 42 | 450 | EC motor | 5060 | 1 | no | no | C | D | Aluminum | 2025-01-02 | 6 | 6 | yes | piece | 1
GCVC PD 050.2/21-31 | GCVC PD | 050.2/21-31 | 4245860 | finoox | GCVC 050.2D/2x1-2513-1-D/4/80/2.10/1200/EXS/1/015023 | 6568 | 1 | 2 | 2513 | Axial | 36163 | 36296 | 200.73 | 7240 | 630 | VT03011U.1 | 0.128 | 0.37 | A+ | 31.26 | 62.91 | 2025-02-17 | VerticalCompact-BCD_2x1 | 1284 | 800 | 2161 |  |  | 175.6 | 22 | 22 | 500 | EC motor | 5060 | 1 | no | no | D | D | Epoxy coated aluminum | 2025-01-02 | 10 | 4 | yes | piece | 1
GCVC PD 063.2/12-58 | GCVC PD | 063.2/12-58 | 4252084 | finoox | GCVC 063.2D/1x2-2548-2-D/3/40/2.10/2400/AXS/1/015023 | 8831 | 2 | 1 | 2548 | Axial | 72624 | 72211 | 150.55 | 26322 | 1135 | VT03143U.1 | 2682 | 1937-02-01 | E | 57.78 | 89.31 | 2025-05-13 | VerticalCompact-BCD_1x2 | 2484 | 611 | 1153 |  |  | 198.7 | 35 | 35 | 630 | EC motor | 5060 | 2 | no | no | D | D | Aluminum | 2025-01-02 | 6 | 3 | yes | piece | 1
GCVC PD 080.2/12-30 | GCVC PD | 080.2/12-30 | 4252806 | finoox | GCVC 080.2D/1x2-2498-1-D/3/40/2.10/2400/AXS/1/015023 | 6968 | 2 | 1 | 2498 | Axial | 52873 | 52843 | 150.55 | 14797 | 440 | VT03062U.1 | 0.324 | 0.85 | B | 29.64 | 61.17 | 2025-09-12 | VerticalCompact-BCD_1x2 | 2484 | 608 | 1153 |  |  | 164.9 | 28 | 28 | 800 | EC motor | 5060 | 1 | no | no | D | D | Aluminum | 2025-01-02 | 6 | 3 | yes | piece | 1
GCVC PD 063.2/12-28 | GCVC PD | 063.2/12-28 | 4251150 | finoox | GCVC 063.2C/1x2-2505-1-D/4/32/2.10/1800/EXS/1/015023 | 6306 | 2 | 1 | 2505 | Axial | 32407 | 32456 | 120.44 | 7289 | 500 | VT03145U.1 | 0.147 | 0.39 | A | 28.32 | 59.71 | 10 | VerticalCompact-BCD_1x2 | 1884 | 615 | 953 |  |  | 118.3 | 22 | 22 | 630 | EC motor | 5060 | 1 | no | no | C | D | Epoxy coated aluminum | 2025-01-02 | 8 | 4 | yes | piece | 1
GCVC PD 080.2/22-62 | GCVC PD | 080.2/22-62 | 4248518 | finoox | GCVC 080.2D/2x2-2659-L-D/3/80/2.10/2400/EXS/1/015023 | 15068 | 2 | 2 | 2659 | Axial | 171658 | 172117 | 301.1 | 69061 | 1070 | VT01384U | 7194 | 2025-03-03 | E | 61.65 | 93.46 | 31.6 | VerticalCompact-BCD_2x2 | 2484 | 800 | 2161 |  |  | 384.3 | 54 | 54 | 800 | AC motor | 60 | L | no | no | D | D | Epoxy coated aluminum | 2025-01-02 | 4 | 3 | yes | piece | 1
GCVC PD 050.2/24-39 | GCVC PD | 050.2/24-39 | 4245498 | finoox | GCVC 050.2C/2x4-2336-D-D/4/64/2.10/3600/EXS/1/015023 | 13593 | 4 | 2 | 2336 | Axial | 127821 | 128001 | 481.75 | 28484 | 660 | VT01437 | 2025-01-01 | 0.33 | B | 38.85 | 70.71 | 41.4 | VerticalCompact-BCD_2x4 | 3684 | 800 | 1761 |  |  | 443.3 | 42 | 42 | 500 | AC motor | 50 | D | no | no | C | D | Epoxy coated aluminum | 2025-01-02 | 4 | 4 | yes | piece | 1
GCVC PD 050.2/22-34 | GCVC PD | 050.2/22-34 | 4245968 | finoox | GCVC 050.2D/2x2-2333-S-D/4/80/2.10/2400/EXS/1/015023 | 9381 | 2 | 2 | 2333 | Axial | 75045 | 75149 | 401.46 | 15149 | 530 | VT01435 | 0.591 | 0.35 | B | 34.35 | 66.16 | 34.8 | VerticalCompact-BCD_2x2 | 2484 | 800 | 2161 |  |  | 339.5 | 35 | 35 | 500 | AC motor | 50 | S | no | no | D | D | Epoxy coated aluminum | 2025-01-02 | 8 | 4 | yes | piece | 1
GCVC PD 050.2/14-46 | GCVC PD | 050.2/14-46 | 4249962 | finoox | GCVC 050.2C/1x4-2386-K-D/6/32/2.10/3600/AXS/1/015023 | 7969 | 4 | 1 | 2386 | Axial | 103466 | 104069 | 361.32 | 20394 | 910 | VT01435 | 1971-01-01 | 0.92 | D | 45.89 | 77.52 | 2025-03-31 | VerticalCompact-BCD_1x4 | 3684 | 596 | 953 |  |  | 280.6 | 35 | 35 | 500 | AC motor | 60 | K | no | no | C | D | Aluminum | 2025-01-02 | 4 | 6 | yes | piece | 1
GCVC PD 063.2/11-21 | GCVC PD | 063.2/11-21 | 4250891 | finoox | GCVC 063.2C/1x1-2401-L-D/4/32/2.10/900/AXS/1/015023 | 3175 | 1 | 1 | 2401 | Axial | 13104 | 13189 | 60.22 | 2775 | 340 | VT01442 | 0.09 | 0.16 | B | 20.62 | 51.89 | 2025-01-05 | VerticalCompact-BCD_1x1 | 984 | 598 | 953 |  |  | 67.9 | 16 | 16 | 630 | AC motor | 60 | L | no | no | C | D | Aluminum | 2025-01-02 | 8 | 4 | yes | piece | 1
GCVC PD 050.2/23-58 | GCVC PD | 050.2/23-58 | 4245366 | finoox | GCVC 050.2C/2x3-2420-2-D/6/64/2.10/2700/AXS/1/015023 | 18949 | 3 | 2 | 2420 | Axial | 211965 | 212216 | 541.97 | 49607 | 1600 | VT03013U.1 | 5839 | 1965-01-01 | E | 57.93 | 89.68 | 48.8 | VerticalCompact-BCD_2x3 | 2784 | 800 | 1761 |  |  | 413.3 | 54 | 54 | 500 | EC motor | 5060 | 2 | no | no | C | D | Aluminum | 2025-01-02 | 6 | 6 | yes | piece | 1
GCVC PD 050.2/23-58 | GCVC PD | 050.2/23-58 | 4246323 | finoox | GCVC 050.2D/2x3-2420-2-D/6/80/2.10/3600/EXS/1/015023 | 25069 | 3 | 2 | 2420 | Axial | 274205 | 275264 | 903.29 | 56668 | 1600 | VT03013U.1 | 5396 | 1965-01-01 | D | 58.14 | 90.1 | 81.5 | VerticalCompact-BCD_2x3 | 3684 | 800 | 2161 |  |  | 596.9 | 64 | 64 | 500 | EC motor | 5060 | 2 | no | no | D | D | Epoxy coated aluminum | 2025-01-02 | 4 | 6 | yes | piece | 1
GCVC PD 050.2/21-43 | GCVC PD | 050.2/21-43 | 4244899 | finoox | GCVC 050.2C/2x1-2421-1-D/4/64/2.10/900/AXS/1/015023 | 5357 | 1 | 2 | 2421 | Axial | 47953 | 48295 | 120.44 | 12508 | 1150 | VT03011U.1 | 0.718 | 1975-01-01 | D | 43.01 | 74.52 | 2025-04-11 | VerticalCompact-BCD_2x1 | 984 | 800 | 1761 |  |  | 127.6 | 28 | 28 | 500 | EC motor | 5060 | 1 | no | no | C | D | Aluminum | 2025-01-02 | 8 | 4 | yes | piece | 1
GCVC PD 080.2/11-38 | GCVC PD | 080.2/11-38 | 4252488 | finoox | GCVC 080.2D/1x1-2487-1-D/6/40/2.10/1200/AXS/1/015023 | 5389 | 1 | 1 | 2487 | Axial | 42925 | 43312 | 150.55 | 8497 | 600 | VT03061U.1 | 0.428 | 1985-01-01 | C | 37.66 | 69.02 | 2025-01-13 | VerticalCompact-BCD_1x1 | 1284 | 608 | 1153 |  |  | 111.9 | 28 | 28 | 800 | EC motor | 5060 | 1 | no | no | D | D | Aluminum | 2025-01-02 | 10 | 6 | yes | piece | 1
GCVC PD 080.2/23-30 | GCVC PD | 080.2/23-30 | 4248660 | finoox | GCVC 080.2D/2x3-2495-1-D/3/80/2.10/3600/AXS/1/015023 | 21623 | 3 | 2 | 2495 | Axial | 140232 | 140275 | 451.65 | 36532 | 365 | VT03062U.1 | 0.593 | 0.5 | A+ | 2025-01-30 | 62.06 | 40 | VerticalCompact-BCD_2x3 | 3684 | 800 | 2161 |  |  | 463.1 | 42 | 42 | 800 | EC motor | 5060 | 1 | no | no | D | D | Aluminum | 2025-01-02 | 4 | 3 | yes | piece | 1
GCVC PD 063.2/22-39 | GCVC PD | 063.2/22-39 | 4246808 | finoox | GCVC 063.2C/2x2-2553-2-D/4/64/2.10/1800/EXS/1/015023 | 13554 | 2 | 2 | 2553 | Axial | 90185 | 90212 | 240.88 | 24234 | 700 | VT03144U.1 | 0.977 | 0.52 | C | 38.52 | 70.15 | 2025-07-21 | VerticalCompact-BCD_2x2 | 1884 | 800 | 1761 |  |  | 245.5 | 35 | 35 | 630 | EC motor | 5060 | 2 | no | no | C | D | Epoxy coated aluminum | 2025-01-02 | 8 | 4 | yes | piece | 1
GCVC PD 080.2/12-39 | GCVC PD | 080.2/12-39 | 4252867 | finoox | GCVC 080.2D/1x2-2543-2-D/4/40/2.10/2400/AXS/1/015023 | 8593 | 2 | 1 | 2543 | Axial | 73681 | 73.75 | 200.73 | 18944 | 575 | VT03060U.1 | 0.753 | 0.78 | C | 39.05 | 70.58 | 2025-05-17 | VerticalCompact-BCD_1x2 | 2484 | 613 | 1153 |  |  | 187 | 35 | 35 | 800 | EC motor | 5060 | 2 | no | no | D | D | Aluminum | 2025-01-02 | 6 | 4 | yes | piece | 1
GCVC PD 050.2/22-57 | GCVC PD | 050.2/22-57 | 4245224 | finoox | GCVC 050.2C/2x2-2562-2-D/3/64/2.10/1800/AXS/1/015023 | 10638 | 2 | 2 | 2562 | Axial | 97167 | 97249 | 180.66 | 34978 | 1595 | VT03013U.1 | 1956-03-01 | 1965-01-01 | E | 56.75 | 88.38 | 17 | VerticalCompact-BCD_2x2 | 1884 | 800 | 1761 |  |  | 226.4 | 35 | 35 | 500 | EC motor | 5060 | 2 | no | no | C | D | Aluminum | 2025-01-02 | 6 | 3 | yes | piece | 1
GCVC PD 050.2/14-57 | GCVC PD | 050.2/14-57 | 4250108 | finoox | GCVC 050.2C/1x4-2562-2-D/4/32/2.10/3600/EXS/1/015023 | 11449 | 4 | 1 | 2562 | Axial | 108688 | 108237 | 240.88 | 33921 | 1595 | VT03013U.1 | 3627 | 1965-01-01 | E | 56.54 | 88.17 | 2025-08-20 | VerticalCompact-BCD_1x4 | 3684 | 607 | 953 |  |  | 242.3 | 42 | 42 | 500 | EC motor | 5060 | 2 | no | no | C | D | Epoxy coated aluminum | 2025-01-02 | 4 | 4 | yes | piece | 1
GCVC PD 063.2/11-37 | GCVC PD | 063.2/11-37 | 4251025 | finoox | GCVC 063.2C/1x1-2556-2-D/4/32/2.10/900/AXS/1/015023 | 4079 | 1 | 1 | 2556 | Axial | 26966 | 27167 | 60.22 | 7458 | 850 | VT03144U.1 | 0.426 | 0.77 | D | 37 | 68.27 | 2025-04-05 | VerticalCompact-BCD_1x1 | 984 | 623 | 953 |  |  | 69.3 | 22 | 22 | 630 | EC motor | 5060 | 2 | no | no | C | D | Aluminum | 2025-01-02 | 8 | 4 | yes | piece | 1
GCVC PD 080.2/23-27 | GCVC PD | 080.2/23-27 | 4248654 | finoox | GCVC 080.2D/2x3-2493-1-D/3/80/2.10/3600/EXS/1/015023 | 22756 | 3 | 2 | 2493 | Axial | 123983 | 123875 | 451.65 | 31343 | 320 | VT03062U.1 | 0.409 | 0.35 | A+ | 2025-06-27 | 59.02 | 40 | VerticalCompact-BCD_2x3 | 3684 | 800 | 2161 |  |  | 463.1 | 42 | 42 | 800 | EC motor | 5060 | 1 | no | no | D | D | Epoxy coated aluminum | 2025-01-02 | 4 | 3 | yes | piece | 1
GCVC PD 080.2/11-21 | GCVC PD | 080.2/11-21 | 4252515 | finoox | GCVC 080.2D/1x1-2493-1-D/4/40/2.10/1200/EXS/1/015023 | 4614 | 1 | 1 | 2493 | Axial | 22894 | 22973 | 100.37 | 4875 | 320 | VT03062U.1 | 0.07 | 0.35 | A+ | 20.59 | 51.95 | 2025-04-08 | VerticalCompact-BCD_1x1 | 1284 | 608 | 1153 |  |  | 95.4 | 18 | 18 | 800 | EC motor | 5060 | 1 | no | no | D | D | Epoxy coated aluminum | 2025-01-02 | 10 | 4 | yes | piece | 1
GCVC PD 080.3/12-51 | GCVC PD | 080.3/12-51 | 6160277 | finoox | GCVC 080.3D/1x2-3559-2-D/4/40/2.10/2400/EXS/1/015023 | 10725 | 2 | 1 | 3559 | Axial | 114817 | 115261 | 200.73 | 39919 | 1045 | VT01445U.3 | 4731 | 1965-03-01 | E | 51.38 | 82.91 | 2025-03-18 | VerticalCompact-BCD_1x2 | 2484 | 620 | 1153 |  |  | 223.7 | 42 | 42 | 800 | EC motor | 5060 | 2 | no | no | D | D | Epoxy coated aluminum | 2025-01-02 | 4 | 4 | yes | piece | 1
GCVC PD 050.2/12-29 | GCVC PD | 050.2/12-29 | 4250435 | finoox | GCVC 050.2D/1x2-2385-J-D/3/40/2.10/2400/EXS/1/015023 | 4337 | 2 | 1 | 2385 | Axial | 28367 | 28312 | 150.55 | 6328 | 430 | VT01435 | 0.264 | 0.32 | C | 29.47 | 60.99 | 2025-04-12 | VerticalCompact-BCD_1x2 | 2484 | 596 | 1153 |  |  | 161.1 | 22 | 22 | 500 | AC motor | 60 | J | no | no | D | D | Epoxy coated aluminum | 2025-01-02 | 8 | 3 | yes | piece | 1
GCVC PD 050.2/21-49 | GCVC PD | 050.2/21-49 | 4245756 | finoox | GCVC 050.2D/2x1-2349-I-D/6/80/2.10/1200/AXS/1/015023 | 6335 | 1 | 2 | 2349 | Axial | 90156 | 90.63 | 301.1 | 18074 | 1590 | VT03150U | 1694 | 2025-07-01 | D | 48.74 | 80.39 | 2025-04-27 | VerticalCompact-BCD_2x1 | 1284 | 800 | 2161 |  |  | 218.6 | 35 | 35 | 500 | AC motor | 60 | I | no | no | D | D | Aluminum | 2025-01-02 | 10 | 6 | yes | piece | 1
GCVC PD 050.2/11-40 | GCVC PD | 050.2/11-40 | 4250202 | finoox | GCVC 050.2D/1x1-2386-K-D/4/40/2.10/1200/EXS/1/015023 | 2848 | 1 | 1 | 2386 | Axial | 27582 | 27668 | 100.37 | 6263 | 910 | VT01435 | 0.393 | 0.92 | D | 40.46 | 71.83 | 2025-06-08 | VerticalCompact-BCD_1x1 | 1284 | 596 | 1153 |  |  | 94.6 | 22 | 22 | 500 | AC motor | 60 | K | no | no | D | D | Epoxy coated aluminum | 2025-01-02 | 10 | 4 | yes | piece | 1
GCVC PD 050.2/11-32 | GCVC PD | 050.2/11-32 | 4250211 | finoox | GCVC 050.2D/1x1-2388-I-D/4/40/2.10/1200/AXS/1/015023 | 2647 | 1 | 1 | 2388 | Axial | 21668 | 21.78 | 100.37 | 4467 | 710 | VT01437 | 0.153 | 0.34 | B | 31.84 | 63.2 | 2025-04-08 | VerticalCompact-BCD_1x1 | 1284 | 596 | 1153 |  |  | 91.3 | 18 | 18 | 500 | AC motor | 60 | I | no | no | D | D | Aluminum | 2025-01-02 | 10 | 4 | yes | piece | 1
GCVC PD 050.2/21-22 | GCVC PD | 050.2/21-22 | 4245808 | finoox | GCVC 050.2D/2x1-2389-J-D/3/80/2.10/1200/AXS/1/015023 | 4744 | 1 | 2 | 2389 | Axial | 26.77 | 26812 | 150.55 | 5781 | 450 | VT01437 | 0.162 | 0.17 | B | 22.48 | 54.13 | 2025-02-13 | VerticalCompact-BCD_2x1 | 1284 | 800 | 2161 |  |  | 165.8 | 22 | 22 | 500 | AC motor | 60 | J | no | no | D | D | Aluminum | 2025-01-02 | 10 | 3 | yes | piece | 1
GCVC PD 063.2/14-32 | GCVC PD | 063.2/14-32 | 4251499 | finoox | GCVC 063.2C/1x4-2398-I-D/6/32/2.10/3600/EXS/1/015023 | 10489 | 4 | 1 | 2398 | Axial | 70184 | 70447 | 361.32 | 12961 | 460 | VT01442 | 0.588 | 0.32 | B | 32.3 | 63.92 | 2025-05-29 | VerticalCompact-BCD_1x4 | 3684 | 598 | 953 |  |  | 275.5 | 35 | 35 | 630 | AC motor | 60 | I | no | no | C | D | Epoxy coated aluminum | 2025-01-02 | 6 | 6 | yes | piece | 1
GCVC PD 050.2/13-58 | GCVC PD | 050.2/13-58 | 4249763 | finoox | GCVC 050.2C/1x3-2410-2-D/3/32/2.10/2700/EXS/1/015023 | 8394 | 3 | 1 | 2410 | Axial | 74149 | 74145 | 135.49 | 29243 | 1770 | VT03013U.1 | 3643 | 2025-01-02 | E | 57.94 | 89.45 | 12 | VerticalCompact-BCD_1x3 | 2784 | 607 | 953 |  |  | 172.4 | 35 | 35 | 500 | EC motor | 5060 | 2 | no | no | C | D | Epoxy coated aluminum | 2025-01-02 | 4 | 3 | yes | piece | 1
GCVC PD 063.2/21-33 | GCVC PD | 063.2/21-33 | 4247414 | finoox | GCVC 063.2D/2x1-2510-1-D/6/80/2.10/1200/AXS/1/015023 | 9363 | 1 | 2 | 2510 | Axial | 64262 | 64737 | 301.1 | 11831 | 695 | VT03145U.1 | 0.328 | 0.9 | A | 33.01 | 64.66 | 2025-01-26 | VerticalCompact-BCD_2x1 | 1284 | 800 | 2161 |  |  | 210 | 28 | 28 | 630 | EC motor | 5060 | 1 | no | no | D | D | Aluminum | 2025-01-02 | 10 | 6 | yes | piece | 1
GCVC PD 063.2/22-39 | GCVC PD | 063.2/22-39 | 4246805 | finoox | GCVC 063.2C/2x2-2553-2-D/4/64/2.10/1800/AXS/1/015023 | 13006 | 2 | 2 | 2553 | Axial | 92534 | 92614 | 240.88 | 24234 | 700 | VT03144U.1 | 0.977 | 0.52 | C | 38.52 | 70.15 | 2025-07-21 | VerticalCompact-BCD_2x2 | 1884 | 800 | 1761 |  |  | 245.5 | 35 | 35 | 630 | EC motor | 5060 | 2 | no | no | C | D | Aluminum | 2025-01-02 | 8 | 4 | yes | piece | 1
GCVC PD 063.2/23-48 | GCVC PD | 063.2/23-48 | 4247983 | finoox | GCVC 063.2D/2x3-2558-2-D/4/80/2.10/3600/AXS/1/015023 | 22219 | 3 | 2 | 2558 | Axial | 229492 | 229828 | 602.19 | 59582 | 950 | VT03144U.1 | 3096 | 1 | C | 48.02 | 79.98 | 54.8 | VerticalCompact-BCD_2x3 | 3684 | 800 | 2161 |  |  | 504.5 | 54 | 54 | 630 | EC motor | 5060 | 2 | no | no | D | D | Aluminum | 2025-01-02 | 4 | 4 | yes | piece | 1
GCVC PD 063.2/23-36 | GCVC PD | 063.2/23-36 | 4247903 | finoox | GCVC 063.2D/2x3-2509-1-D/6/80/2.10/3600/EXS/1/015023 | 25665 | 3 | 2 | 2509 | Axial | 179615 | 180253 | 903.29 | 33408 | 655 | VT03145U.1 | 0.842 | 0.75 | A | 36.26 | 68.22 | 78.2 | VerticalCompact-BCD_2x3 | 3684 | 800 | 2161 |  |  | 569.1 | 54 | 54 | 630 | EC motor | 5060 | 1 | no | no | D | D | Epoxy coated aluminum | 2025-01-02 | 6 | 6 | yes | piece | 1
GCVC PD 045.2/13-49 | GCVC PD | 045.2/13-49 | 4243987 | finoox | GCVC 045.2B/1x3-2530-1-D/4/24/2.10/2160/EXS/1/015023 | 5729 | 3 | 1 | 2530 | Axial | 43479 | 43541 | 108.39 | 11948 | 1200 | VT03007U.1 | 0.84 | 2025-01-01 | D | 48.8 | 80.18 | 2025-02-09 | VerticalCompact-BCD_1x3a | 2244 | 535 | 753 |  |  | 118.2 | 28 | 28 | 450 | EC motor | 5060 | 1 | no | no | B | D | Epoxy coated aluminum | 2025-01-02 | 6 | 4 | yes | piece | 1
GCVC PD 063.2/22-37 | GCVC PD | 063.2/22-37 | 4247668 | finoox | GCVC 063.2D/2x2-2511-1-D/4/80/2.10/2400/EXS/1/015023 | 15041 | 2 | 2 | 2511 | Axial | 116341 | 116541 | 401.46 | 26985 | 730 | VT03145U.1 | 0.722 | 1 | B | 36.73 | 68.54 | 36.3 | VerticalCompact-BCD_2x2 | 2484 | 800 | 2161 |  |  | 326 | 42 | 42 | 630 | EC motor | 5060 | 1 | no | no | D | D | Epoxy coated aluminum | 2025-01-02 | 6 | 4 | yes | piece | 1
GCVC PD 050.2/23-56 | GCVC PD | 050.2/23-56 | 4245448 | finoox | GCVC 050.2C/2x3-2560-2-D/3/64/2.10/2700/AXS/1/015023 | 15991 | 3 | 2 | 2560 | Axial | 136868 | 136922 | 270.99 | 46464 | 1415 | VT03013U.1 | 3778 | 2021-01-01 | E | 55.81 | 87.55 | 2025-01-25 | VerticalCompact-BCD_2x3 | 2784 | 800 | 1761 |  |  | 329 | 42 | 42 | 500 | EC motor | 5060 | 2 | no | no | C | D | Aluminum | 2025-01-02 | 4 | 3 | yes | piece | 1
GCVC PD 063.2/13-27 | GCVC PD | 063.2/13-27 | 4251341 | finoox | GCVC 063.2C/1x3-2503-1-D/4/32/2.10/2700/AXS/1/015023 | 8393 | 3 | 1 | 2503 | Axial | 43007 | 43096 | 180.66 | 9119 | 425 | VT03145U.1 | 0.147 | 0.25 | A+ | 26.58 | 58.09 | 15 | VerticalCompact-BCD_1x3 | 2784 | 615 | 953 |  |  | 173.6 | 28 | 28 | 630 | EC motor | 5060 | 1 | no | no | C | D | Aluminum | 2025-01-02 | 6 | 4 | yes | piece | 1
GCVC PD 063.2/21-22 | GCVC PD | 063.2/21-22 | 4247373 | finoox | GCVC 063.2D/2x1-2503-1-D/3/80/2.10/1200/EXS/1/015023 | 7905 | 1 | 2 | 2503 | Axial | 33731 | 33753 | 150.55 | 7918 | 425 | VT03145U.1 | 0.086 | 0.25 | A+ | 2025-03-22 | 53.68 | 2025-02-13 | VerticalCompact-BCD_2x1 | 1284 | 800 | 2161 |  |  | 162.9 | 22 | 22 | 630 | EC motor | 5060 | 1 | no | no | D | D | Epoxy coated aluminum | 2025-01-02 | 10 | 3 | yes | piece | 1
GCVC PD 080.2/12-48 | GCVC PD | 080.2/12-48 | 4252831 | finoox | GCVC 080.2D/1x2-2536-2-D/6/40/2.10/2400/EXS/1/015023 | 11366 | 2 | 1 | 2536 | Axial | 94748 | 95104 | 301.1 | 19914 | 700 | VT03059U.2 | 1382 | 2025-04-01 | D | 48.2 | 79.73 | 2025-04-25 | VerticalCompact-BCD_1x2 | 2484 | 650 | 1153 |  |  | 232.4 | 35 | 35 | 800 | EC motor | 5060 | 2 | no | no | D | D | Epoxy coated aluminum | 2025-01-02 | 6 | 6 | yes | piece | 1
GCVC PD 035.2/12-43 | GCVC PD | 035.2/12-43 | 4243750 | finoox | GCVC 035.2B/1x2-2724-X-D/3/24/2.10/1440/EXS/1/015023 | 2476 | 2 | 1 | 2724 | Axial | 19936 | 19941 | 54.2 | 5809 | 1550 | VT03167U | 0.442 | 0.95 | D | 42.56 | 73.84 | 2025-05-04 | VerticalCompact-BCD_1x2 | 1524 | 518 | 753 |  |  | 70.7 | 16 | 16 | 350 | AC motor | 60 | X | no | no | B | D | Epoxy coated aluminum | 2025-01-02 | 8 | 3 | yes | piece | 1
GCVC PD 050.2/23-36 | GCVC PD | 050.2/23-36 | 4246205 | finoox | GCVC 050.2D/2x3-2333-S-D/4/80/2.10/3600/AXS/1/015023 | 12958 | 3 | 2 | 2333 | Axial | 112973 | 113088 | 602.19 | 22724 | 530 | VT01435 | 0.887 | 0.35 | B | 35.96 | 67.92 | 51.6 | VerticalCompact-BCD_2x3 | 3684 | 800 | 2161 |  |  | 497.6 | 42 | 42 | 500 | AC motor | 50 | S | no | no | D | D | Aluminum | 2025-01-02 | 6 | 4 | yes | piece | 1
GCVC PD 050.2/12-29 | GCVC PD | 050.2/12-29 | 4250433 | finoox | GCVC 050.2D/1x2-2385-J-D/4/40/2.10/2400/AXS/1/015023 | 4441 | 2 | 1 | 2385 | Axial | 32249 | 32336 | 200.73 | 6167 | 430 | VT01435 | 0.265 | 0.32 | B | 29.36 | 60.88 | 2025-03-16 | VerticalCompact-BCD_1x2 | 2484 | 596 | 1153 |  |  | 175.6 | 22 | 22 | 500 | AC motor | 60 | J | no | no | D | D | Aluminum | 2025-01-02 | 8 | 4 | yes | piece | 1
GCVC PD 050.2/12-43 | GCVC PD | 050.2/12-43 | 4249491 | finoox | GCVC 050.2C/1x2-2386-K-D/3/32/2.10/1800/EXS/1/015023 | 3498 | 2 | 1 | 2386 | Axial | 35981 | 35916 | 90.33 | 11588 | 910 | VT01435 | 0.818 | 0.92 | D | 43.11 | 74.5 | 2025-06-07 | VerticalCompact-BCD_1x2 | 1884 | 596 | 953 |  |  | 117.8 | 22 | 22 | 500 | AC motor | 60 | K | no | no | C | D | Epoxy coated aluminum | 2025-01-02 | 8 | 3 | yes | piece | 1
GCVC PD 050.2/23-39 | GCVC PD | 050.2/23-39 | 4246282 | finoox | GCVC 050.2D/2x3-2388-I-D/3/80/2.10/3600/AXS/1/015023 | 11449 | 3 | 2 | 2388 | Axial | 114615 | 114574 | 451.65 | 27324 | 710 | VT01437 | 0.908 | 0.34 | B | 39.2 | 71.17 | 40 | VerticalCompact-BCD_2x3 | 3684 | 800 | 2161 |  |  | 438.4 | 42 | 42 | 500 | AC motor | 60 | I | no | no | D | D | Aluminum | 2025-01-02 | 4 | 3 | yes | piece | 1
GCVC PD 050.2/12-46 | GCVC PD | 050.2/12-46 | 4249530 | finoox | GCVC 050.2C/1x2-2411-1-D/3/32/2.10/1800/AXS/1/015023 | 4376 | 2 | 1 | 2411 | Axial | 42581 | 42648 | 90.33 | 13771 | 1260 | VT03011U.1 | 0.917 | 2025-02-02 | D | 46.14 | 77.53 | 8 | VerticalCompact-BCD_1x2 | 1884 | 586 | 953 |  |  | 108.5 | 28 | 28 | 500 | EC motor | 5060 | 1 | no | no | C | D | Aluminum | 2025-01-02 | 6 | 3 | yes | piece | 1
GCVC PD 063.2/11-21 | GCVC PD | 063.2/11-21 | 4251738 | finoox | GCVC 063.2D/1x1-2401-L-D/6/40/2.10/1200/AXS/1/015023 | 4323 | 1 | 1 | 2401 | Axial | 19556 | 19735 | 150.55 | 3317 | 340 | VT01442 | 0.088 | 0.16 | A | 20.97 | 52.33 | 2025-04-12 | VerticalCompact-BCD_1x1 | 1284 | 598 | 1153 |  |  | 107.6 | 16 | 16 | 630 | AC motor | 60 | L | no | no | D | D | Aluminum | 2025-01-02 | 12 | 6 | yes | piece | 1
GCVC PD 050.2/13-45 | GCVC PD | 050.2/13-45 | 4250736 | finoox | GCVC 050.2D/1x3-2421-1-D/4/40/2.10/3600/EXS/1/015023 | 8935 | 3 | 1 | 2421 | Axial | 89235 | 89179 | 301.1 | 20783 | 1150 | VT03011U.1 | 2025-01-01 | 1975-01-01 | C | 45.34 | 77.02 | 2025-02-25 | VerticalCompact-BCD_1x3 | 3684 | 586 | 1153 |  |  | 244.6 | 35 | 35 | 500 | EC motor | 5060 | 1 | no | no | D | D | Epoxy coated aluminum | 2025-01-02 | 4 | 4 | yes | piece | 1
GCVC PD 063.2/13-63 | GCVC PD | 063.2/13-63 | 4251402 | finoox | GCVC 063.2C/1x3-2549-2-D/3/32/2.10/2700/AXS/1/015023 | 11199 | 3 | 1 | 2549 | Axial | 84.73 | 84464 | 135.49 | 35478 | 1210 | VT03143U.1 | 2024-05-01 | 1986-02-01 | E | 62.58 | 94.1 | 12 | VerticalCompact-BCD_1x3 | 2784 | 611 | 953 |  |  | 227.8 | 35 | 35 | 630 | EC motor | 5060 | 2 | no | no | C | D | Aluminum | 2025-01-02 | 4 | 3 | yes | piece | 1
GCVC PD 063.2/14-40 | GCVC PD | 063.2/14-40 | 4251626 | finoox | GCVC 063.2C/1x4-2553-2-D/6/32/2.10/3600/AXS/1/015023 | 13410 | 4 | 1 | 2553 | Axial | 107459 | 107866 | 361.32 | 21425 | 700 | VT03144U.1 | 1036 | 0.52 | C | 40.43 | 72.06 | 31.4 | VerticalCompact-BCD_1x4 | 3684 | 623 | 953 |  |  | 282.2 | 42 | 42 | 630 | EC motor | 5060 | 2 | no | no | C | D | Aluminum | 2025-01-02 | 4 | 6 | yes | piece | 1
GCVC PD 063.2/22-45 | GCVC PD | 063.2/22-45 | 4246835 | finoox | GCVC 063.2C/2x2-2558-2-D/4/64/2.10/1800/AXS/1/015023 | 13108 | 2 | 2 | 2558 | Axial | 111561 | 111378 | 240.88 | 33597 | 950 | VT03144U.1 | 2349 | 1 | D | 45.05 | 76.68 | 2025-09-22 | VerticalCompact-BCD_2x2 | 1884 | 800 | 1761 |  |  | 247.6 | 42 | 42 | 630 | EC motor | 5060 | 2 | no | no | C | D | Aluminum | 2025-01-02 | 8 | 4 | yes | piece | 1
GCVC PD 063.2/22-67 | GCVC PD | 063.2/22-67 | 4247705 | finoox | GCVC 063.2D/2x2-2552-2-D/6/80/2.10/2400/EXS/1/015023 | 22746 | 2 | 2 | 2552 | Axial | 247838 | 247454 | 602.19 | 60504 | 1435 | VT03143U.1 | 11401 | 2025-03-04 | E | 66.5 | 98.31 | 55.2 | VerticalCompact-BCD_2x2 | 2484 | 800 | 2161 |  |  | 481.5 | 54 | 54 | 630 | EC motor | 5060 | 2 | no | no | D | D | Epoxy coated aluminum | 2025-01-02 | 6 | 6 | yes | piece | 1
GCVC PD 050.2/11-32 | GCVC PD | 050.2/11-32 | 4249330 | finoox | GCVC 050.2C/1x1-2515-1-D/3/32/2.10/900/AXS/1/015023 | 2639 | 1 | 1 | 2515 | Axial | 14949 | 15019 | 45.16 | 4057 | 755 | VT03011U.1 | 0.108 | 0.58 | B | 32.03 | 63.3 | 2025-09-03 | VerticalCompact-BCD_1x1 | 984 | 586 | 953 |  |  | 59.3 | 16 | 16 | 500 | EC motor | 5060 | 1 | no | no | C | D | Aluminum | 2025-01-02 | 8 | 3 | yes | piece | 1
GCVC PD 063.2/11-32 | GCVC PD | 063.2/11-32 | 4250979 | finoox | GCVC 063.2C/1x1-2511-1-D/3/32/2.10/900/EXS/1/015023 | 3790 | 1 | 1 | 2511 | Axial | 18.59 | 18682 | 45.16 | 5871 | 730 | VT03145U.1 | 0.199 | 1 | C | 32.2 | 63.47 | 2025-09-03 | VerticalCompact-BCD_1x1 | 984 | 615 | 953 |  |  | 60.1 | 16 | 16 | 630 | EC motor | 5060 | 1 | no | no | C | D | Epoxy coated aluminum | 2025-01-02 | 8 | 3 | yes | piece | 1
GCVC PD 050.2/13-39 | GCVC PD | 050.2/13-39 | 4250766 | finoox | GCVC 050.2D/1x3-2516-1-D/4/40/2.10/3600/EXS/1/015023 | 8935 | 3 | 1 | 2516 | Axial | 67542 | 67685 | 301.1 | 14197 | 820 | VT03011U.1 | 0.383 | 0.68 | B | 38.75 | 70.43 | 2025-02-25 | VerticalCompact-BCD_1x3 | 3684 | 586 | 1153 |  |  | 244.6 | 35 | 35 | 500 | EC motor | 5060 | 1 | no | no | D | D | Epoxy coated aluminum | 2025-01-02 | 4 | 4 | yes | piece | 1
GCVC PD 080.2/21-49 | GCVC PD | 080.2/21-49 | 4248162 | finoox | GCVC 080.2D/2x1-2539-2-D/3/80/2.10/1200/AXS/1/015023 | 9427 | 1 | 2 | 2539 | Axial | 83266 | 83531 | 150.55 | 30319 | 850 | VT03059U.2 | 2358 | 2019-02-01 | E | 49.4 | 81.05 | 2025-04-15 | VerticalCompact-BCD_2x1 | 1284 | 800 | 2161 |  |  | 200.1 | 35 | 35 | 800 | EC motor | 5060 | 2 | no | no | D | D | Aluminum | 2025-01-02 | 8 | 3 | yes | piece | 1
GCVC PD 080.2/23-54 | GCVC PD | 080.2/23-54 | 4248713 | finoox | GCVC 080.2D/2x3-2539-2-D/3/80/2.10/3600/EXS/1/015023 | 30548 | 3 | 2 | 2539 | Axial | 224184 | 223536 | 451.65 | 90958 | 850 | VT03059U.2 | 7074 | 2019-02-01 | E | 53.86 | 85.82 | 43.1 | VerticalCompact-BCD_2x3 | 3684 | 800 | 2161 |  |  | 539.4 | 54 | 54 | 800 | EC motor | 5060 | 2 | no | no | D | D | Epoxy coated aluminum | 2025-01-02 | 4 | 3 | yes | piece | 1
GCVC PD 063.2/22-33 | GCVC PD | 063.2/22-33 | 4247650 | finoox | GCVC 063.2D/2x2-2508-1-D/4/80/2.10/2400/EXS/1/015023 | 14876 | 2 | 2 | 2508 | Axial | 100061 | 100067 | 401.46 | 22559 | 615 | VT03145U.1 | 0.451 | 0.65 | A | 33 | 64.81 | 34.8 | VerticalCompact-BCD_2x2 | 2484 | 800 | 2161 |  |  | 323.3 | 35 | 35 | 630 | EC motor | 5060 | 1 | no | no | D | D | Epoxy coated aluminum | 2025-01-02 | 8 | 4 | yes | piece | 1
GCVC PD 050.2/22-44 | GCVC PD | 050.2/22-44 | 4245187 | finoox | GCVC 050.2C/2x2-2519-1-D/6/64/2.10/1800/EXS/1/015023 | 10946 | 2 | 2 | 2519 | Axial | 98295 | 98785 | 361.32 | 19599 | 1010 | VT03011U.1 | 1024 | 2015-01-01 | C | 43.64 | 75.27 | 31.2 | VerticalCompact-BCD_2x2 | 1884 | 800 | 1761 |  |  | 260.8 | 35 | 35 | 500 | EC motor | 5060 | 1 | no | no | C | D | Epoxy coated aluminum | 2025-01-02 | 8 | 6 | yes | piece | 1
GCVC PD 080.2/11-22 | GCVC PD | 080.2/11-22 | 4252519 | finoox | GCVC 080.2D/1x1-2494-1-D/4/40/2.10/1200/EXS/1/015023 | 4614 | 1 | 1 | 2494 | Axial | 24335 | 24405 | 100.37 | 5283 | 340 | VT03062U.1 | 0.085 | 0.45 | A+ | 2025-12-22 | 53.48 | 2025-04-08 | VerticalCompact-BCD_1x1 | 1284 | 608 | 1153 |  |  | 95.4 | 18 | 18 | 800 | EC motor | 5060 | 1 | no | no | D | D | Epoxy coated aluminum | 2025-01-02 | 10 | 4 | yes | piece | 1
GCVC PD 063.2/11-25 | GCVC PD | 063.2/11-25 | 4250941 | finoox | GCVC 063.2C/1x1-2505-1-D/4/32/2.10/900/AXS/1/015023 | 3759 | 1 | 1 | 2505 | Axial | 16201 | 16.31 | 60.22 | 3644 | 500 | VT03145U.1 | 0.074 | 0.39 | A | 25.43 | 56.7 | 2025-01-05 | VerticalCompact-BCD_1x1 | 984 | 615 | 953 |  |  | 64.5 | 16 | 16 | 630 | EC motor | 5060 | 1 | no | no | C | D | Aluminum | 2025-01-02 | 8 | 4 | yes | piece | 1
GCVC PD 050.2/11-30 | GCVC PD | 050.2/11-30 | 4249329 | finoox | GCVC 050.2C/1x1-2514-1-D/6/32/2.10/900/EXS/1/015023 | 3214 | 1 | 1 | 2514 | Axial | 17703 | 17866 | 90.33 | 3292 | 695 | VT03011U.1 | 0.091 | 0.47 | A | 29.89 | 61.16 | 2025-06-07 | VerticalCompact-BCD_1x1 | 984 | 586 | 953 |  |  | 72.3 | 16 | 16 | 500 | EC motor | 5060 | 1 | no | no | C | D | Epoxy coated aluminum | 2025-01-02 | 12 | 6 | yes | piece | 1
GCVC PD 050.2/23-48 | GCVC PD | 050.2/23-48 | 4246386 | finoox | GCVC 050.2D/2x3-2521-1-D/6/80/2.10/3600/AXS/1/015023 | 19747 | 3 | 2 | 2521 | Axial | 201237 | 201867 | 903.29 | 38225 | 1135 | VT03011U.1 | 1998-01-01 | 1965-01-01 | C | 48.28 | 80.24 | 78.2 | VerticalCompact-BCD_2x3 | 3684 | 800 | 2161 |  |  | 563.7 | 54 | 54 | 500 | EC motor | 5060 | 1 | no | no | D | D | Aluminum | 2025-01-02 | 6 | 6 | yes | piece | 1
GCVC PD 080.2/13-43 | GCVC PD | 080.2/13-43 | 4253146 | finoox | GCVC 080.2D/1x3-2544-2-D/3/40/2.10/3600/EXS/1/015023 | 11939 | 3 | 1 | 2544 | Axial | 98701 | 98549 | 225.82 | 34618 | 655 | VT03060U.1 | 1559 | 2025-05-01 | D | 42.52 | 74.21 | 2025-03-19 | VerticalCompact-BCD_1x3 | 3684 | 613 | 1153 |  |  | 253 | 35 | 35 | 800 | EC motor | 5060 | 2 | no | no | D | D | Epoxy coated aluminum | 2025-01-02 | 4 | 3 | yes | piece | 1
GCVC PD 080.3/11-47 | GCVC PD | 080.3/11-47 | 6094544 | finoox | GCVC 080.3D/1x1-3560-2-D/4/40/2.10/1200/AXS/1/015023 | 5835 | 1 | 1 | 3560 | Axial | 57796 | 58065 | 100.37 | 18843 | 990 | VT01445U.3 | 2017 | 2025-01-03 | E | 47.39 | 78.76 | 2025-01-09 | VerticalCompact-BCD_1x1 | 1284 | 620 | 1153 |  |  | 117.9 | 28 | 28 | 800 | EC motor | 5060 | 2 | no | no | D | D | Aluminum | 2025-01-02 | 8 | 4 | yes | piece | 1
GCVC PD 050.2/12-38 | GCVC PD | 050.2/12-38 | 4249422 | finoox | GCVC 050.2C/1x2-2332-D-D/4/32/2.10/1800/EXS/1/015023 | 3759 | 2 | 1 | 2332 | Axial | 39601 | 39625 | 120.44 | 9801 | 850 | VT01435 | 0.529 | 0.74 | C | 37.87 | 69.26 | 10 | VerticalCompact-BCD_1x2 | 1884 | 596 | 953 |  |  | 126.5 | 22 | 22 | 500 | AC motor | 50 | D | no | no | C | D | Epoxy coated aluminum | 2025-01-02 | 8 | 4 | yes | piece | 1
GCVC PD 050.2/12-30 | GCVC PD | 050.2/12-30 | 4249428 | finoox | GCVC 050.2C/1x2-2333-S-D/4/32/2.10/1800/EXS/1/015023 | 3759 | 2 | 1 | 2333 | Axial | 29818 | 29891 | 120.44 | 6500 | 530 | VT01435 | 0.298 | 0.35 | C | 29.77 | 61.16 | 10 | VerticalCompact-BCD_1x2 | 1884 | 596 | 953 |  |  | 126.5 | 22 | 22 | 500 | AC motor | 50 | S | no | no | C | D | Epoxy coated aluminum | 2025-01-02 | 8 | 4 | yes | piece | 1
GCVC PD 063.2/13-23 | GCVC PD | 063.2/13-23 | 4252178 | finoox | GCVC 063.2D/1x3-2359-S-D/4/40/2.10/3600/EXS/1/015023 | 8819 | 3 | 1 | 2359 | Axial | 51557 | 51634 | 301.1 | 10289 | 320 | VT01442 | 0.188 | 0.14 | A+ | 22.77 | 54.45 | 2025-05-24 | VerticalCompact-BCD_1x3 | 3684 | 598 | 1153 |  |  | 256.8 | 28 | 28 | 630 | AC motor | 50 | S | no | no | D | D | Epoxy coated aluminum | 2025-01-02 | 6 | 4 | yes | piece | 1
GCVC PD 050.2/21-25 | GCVC PD | 050.2/21-25 | 4245825 | finoox | GCVC 050.2D/2x1-2391-L-D/6/80/2.10/1200/EXS/1/015023 | 6630 | 1 | 2 | 2391 | Axial | 36685 | 37014 | 301.1 | 6222 | 520 | VT01437 | 0.204 | 0.18 | B | 24.81 | 56.46 | 2025-03-25 | VerticalCompact-BCD_2x1 | 1284 | 800 | 2161 |  |  | 211.5 | 22 | 22 | 500 | AC motor | 60 | L | no | no | D | D | Epoxy coated aluminum | 2025-01-02 | 12 | 6 | yes | piece | 1
GCVC PD 050.2/23-39 | GCVC PD | 050.2/23-39 | 4246299 | finoox | GCVC 050.2D/2x3-2390-K-D/6/80/2.10/3600/EXS/1/015023 | 17537 | 3 | 2 | 2390 | Axial | 152298 | 153047 | 903.29 | 27098 | 760 | VT01437 | 1025 | 0.35 | B | 39.46 | 71.42 | 75.1 | VerticalCompact-BCD_2x3 | 3684 | 800 | 2161 |  |  | 571.9 | 42 | 42 | 500 | AC motor | 60 | K | no | no | D | D | Epoxy coated aluminum | 2025-01-02 | 6 | 6 | yes | piece | 1
GCVC PD 063.2/12-37 | GCVC PD | 063.2/12-37 | 4251181 | finoox | GCVC 063.2C/1x2-2510-1-D/6/32/2.10/1800/EXS/1/015023 | 7230 | 2 | 1 | 2510 | Axial | 46355 | 46607 | 180.66 | 9060 | 695 | VT03145U.1 | 0.368 | 0.9 | B | 37.33 | 68.73 | 2025-01-15 | VerticalCompact-BCD_1x2 | 1884 | 615 | 953 |  |  | 136.3 | 28 | 28 | 630 | EC motor | 5060 | 1 | no | no | C | D | Epoxy coated aluminum | 2025-01-02 | 8 | 6 | yes | piece | 1
GCVC PD 063.2/11-33 | GCVC PD | 063.2/11-33 | 4251009 | finoox | GCVC 063.2C/1x1-2553-2-D/3/32/2.10/900/EXS/1/015023 | 4073 | 1 | 1 | 2553 | Axial | 19644 | 19747 | 45.16 | 6421 | 700 | VT03144U.1 | 0.236 | 0.52 | C | 32.73 | 64 | 2025-09-03 | VerticalCompact-BCD_1x1 | 984 | 623 | 953 |  |  | 64.3 | 16 | 16 | 630 | EC motor | 5060 | 2 | no | no | C | D | Epoxy coated aluminum | 2025-01-02 | 8 | 3 | yes | piece | 1
GCVC PD 063.2/22-46 | GCVC PD | 063.2/22-46 | 4247730 | finoox | GCVC 063.2D/2x2-2557-2-D/3/80/2.10/2400/AXS/1/015023 | 14208 | 2 | 2 | 2557 | Axial | 123312 | 123209 | 301.1 | 38595 | 900 | VT03144U.1 | 1716 | 0.85 | C | 45.81 | 77.62 | 2025-04-28 | VerticalCompact-BCD_2x2 | 2484 | 800 | 2161 |  |  | 313.6 | 42 | 42 | 630 | EC motor | 5060 | 2 | no | no | D | D | Aluminum | 2025-01-02 | 6 | 3 | yes | piece | 1
GCVC PD 063.2/12-41 | GCVC PD | 063.2/12-41 | 4251240 | finoox | GCVC 063.2C/1x2-2557-2-D/4/32/2.10/1800/EXS/1/015023 | 6924 | 2 | 1 | 2557 | Axial | 52316 | 52249 | 120.44 | 15856 | 900 | VT03144U.1 | 1004 | 0.85 | D | 41.11 | 72.5 | 2025-04-10 | VerticalCompact-BCD_1x2 | 1884 | 623 | 953 |  |  | 127.3 | 28 | 28 | 630 | EC motor | 5060 | 2 | no | no | C | D | Epoxy coated aluminum | 2025-01-02 | 8 | 4 | yes | piece | 1
GCVC PD 063.2/11-39 | GCVC PD | 063.2/11-39 | 4251036 | finoox | GCVC 063.2C/1x1-2558-2-D/3/32/2.10/900/AXS/1/015023 | 3962 | 1 | 1 | 2558 | Axial | 24684 | 24847 | 45.16 | 8873 | 950 | VT03144U.1 | 0.567 | 1 | D | 39.43 | 70.7 | 4 | VerticalCompact-BCD_1x1 | 984 | 623 | 953 |  |  | 64.4 | 18 | 18 | 630 | EC motor | 5060 | 2 | no | no | C | D | Aluminum | 2025-01-02 | 8 | 3 | yes | piece | 1
GCVC PD 080.2/11-17 | GCVC PD | 080.2/11-17 | 4252507 | finoox | GCVC 080.2D/1x1-2491-1-D/4/40/2.10/1200/EXS/1/015023 | 4598 | 1 | 1 | 2491 | Axial | 19829 | 19906 | 100.37 | 4066 | 270 | VT03062U.1 | 0.047 | 0.25 | A+ | 17.15 | 48.52 | 2025-03-08 | VerticalCompact-BCD_1x1 | 1284 | 608 | 1153 |  |  | 95.3 | 16 | 16 | 800 | EC motor | 5060 | 1 | no | no | D | D | Epoxy coated aluminum | 2025-01-02 | 10 | 4 | yes | piece | 1
GCVC PD 063.2/21-34 | GCVC PD | 063.2/21-34 | 4246560 | finoox | GCVC 063.2C/2x1-2509-1-D/4/64/2.10/900/EXS/1/015023 | 7189 | 1 | 2 | 2509 | Axial | 39297 | 39.5 | 120.44 | 9747 | 655 | VT03145U.1 | 0.3 | 0.75 | B | 33.66 | 65.16 | 2025-07-10 | VerticalCompact-BCD_2x1 | 984 | 800 | 1761 |  |  | 128.2 | 22 | 22 | 630 | EC motor | 5060 | 1 | no | no | C | D | Epoxy coated aluminum | 2025-01-02 | 8 | 4 | yes | piece | 1
GCVC PD 080.2/13-33 | GCVC PD | 080.2/13-33 | 4253085 | finoox | GCVC 080.2D/1x3-2499-1-D/4/40/2.10/3600/AXS/1/015023 | 10558 | 3 | 1 | 2499 | Axial | 94658 | 94803 | 301.1 | 22054 | 465 | VT03062U.1 | 0.584 | 0.95 | B | 32.92 | 64.6 | 2025-02-25 | VerticalCompact-BCD_1x3 | 3684 | 608 | 1153 |  |  | 264.2 | 35 | 35 | 800 | EC motor | 5060 | 1 | no | no | D | D | Aluminum | 2025-01-02 | 4 | 4 | yes | piece | 1
GCVC PD 050.2/12-36 | GCVC PD | 050.2/12-36 | 4249573 | finoox | GCVC 050.2C/1x2-2516-1-D/4/32/2.10/1800/AXS/1/015023 | 4575 | 2 | 1 | 2516 | Axial | 36846 | 36895 | 120.44 | 8507 | 820 | VT03011U.1 | 0.275 | 0.68 | B | 36.48 | 67.87 | 10 | VerticalCompact-BCD_1x2 | 1884 | 586 | 953 |  |  | 116.5 | 22 | 22 | 500 | EC motor | 5060 | 1 | no | no | C | D | Aluminum | 2025-01-02 | 8 | 4 | yes | piece | 1
GCVC PD 050.2/23-57 | GCVC PD | 050.2/23-57 | 4246413 | finoox | GCVC 050.2D/2x3-2561-2-D/6/80/2.10/3600/EXS/1/015023 | 24826 | 3 | 2 | 2561 | Axial | 253503 | 254669 | 903.29 | 50897 | 1505 | VT03013U.1 | 4422 | 1938-01-01 | D | 57.22 | 89.18 | 78.2 | VerticalCompact-BCD_2x3 | 3684 | 800 | 2161 |  |  | 591.3 | 54 | 54 | 500 | EC motor | 5060 | 2 | no | no | D | D | Epoxy coated aluminum | 2025-01-02 | 4 | 6 | yes | piece | 1
GCVC PD 063.2/11-21 | GCVC PD | 063.2/11-21 | 4250928 | finoox | GCVC 063.2C/1x1-2503-1-D/3/32/2.10/900/AXS/1/015023 | 3664 | 1 | 1 | 2503 | Axial | 12863 | 12923 | 45.16 | 3266 | 425 | VT03145U.1 | 0.048 | 0.25 | A+ | 20.88 | 52.15 | 2025-09-03 | VerticalCompact-BCD_1x1 | 984 | 615 | 953 |  |  | 60.1 | 16 | 16 | 630 | EC motor | 5060 | 1 | no | no | C | D | Aluminum | 2025-01-02 | 12 | 3 | yes | piece | 1
GCVC PD 050.2/23-44 | GCVC PD | 050.2/23-44 | 4245414 | finoox | GCVC 050.2C/2x3-2518-1-D/6/64/2.10/2700/AXS/1/015023 | 15473 | 3 | 2 | 2518 | Axial | 142092 | 142754 | 541.97 | 27452 | 945 | VT03011U.1 | 1277 | 1 | C | 43.89 | 75.64 | 46.3 | VerticalCompact-BCD_2x3 | 2784 | 800 | 1761 |  |  | 380.6 | 42 | 42 | 500 | EC motor | 5060 | 1 | no | no | C | D | Aluminum | 2025-01-02 | 6 | 6 | yes | piece | 1
GCVC PD 080.2/22-48 | GCVC PD | 080.2/22-48 | 4248418 | finoox | GCVC 080.2D/2x2-2536-2-D/3/80/2.10/2400/AXS/1/015023 | 20192 | 2 | 2 | 2536 | Axial | 140804 | 139986 | 301.1 | 49234 | 700 | VT03059U.2 | 2662 | 2025-04-01 | D | 48.15 | 79.96 | 2025-04-28 | VerticalCompact-BCD_2x2 | 2484 | 800 | 2161 |  |  | 366.1 | 42 | 42 | 800 | EC motor | 5060 | 2 | no | no | D | D | Aluminum | 2025-01-02 | 6 | 3 | yes | piece | 1
GCVC PD 080.3/22-62 | GCVC PD | 080.3/22-62 | 6203574 | finoox | GCVC 080.3D/2x2-3557-2-D/6/80/2.10/2400/AXS/1/015023 | 26249 | 2 | 2 | 3557 | Axial | 274.17 | 274698 | 602.19 | 68721 | 1100 | VT01445U.3 | 2025-04-11 | 2025-02-04 | E | 62.45 | 94.26 | 58.5 | VerticalCompact-BCD_2x2 | 2484 | 800 | 2161 |  |  | 505.2 | 64 | 64 | 800 | EC motor | 5060 | 2 | no | no | D | D | Aluminum | 2025-01-02 | 6 | 6 | yes | piece | 1
GCVC PD 050.3/24-52 | GCVC PD | 050.3/24-52 | 6156546 | finoox | GCVC 050.3C/2x4-3616-W-D/4/64/2.10/3600/AXS/1/015023 | 12882 | 4 | 2 | 3616 | Axial | 200391 | 200.34 | 481.75 | 55330 | 1240 | VT01524 | 5414 | 2025-02-03 | E | 52.16 | 84.02 | 44 | VerticalCompact-BCD_2x4 | 3684 | 800 | 1761 |  |  | 476.3 | 54 | 54 | 500 | AC motor | 50 | W | no | no | C | D | Aluminum | 2025-01-02 | 4 | 4 | yes | piece | 1
GCVC PD 050.2/13-45 | GCVC PD | 050.2/13-45 | 4244314 | finoox | GCVC 050.2B/1x3-2386-K-D/3/24/2.10/2160/AXS/1/015023 | 3995 | 3 | 1 | 2386 | Axial | 39944 | 39934 | 81.3 | 14148 | 910 | VT01435 | 1307 | 0.92 | E | 45.09 | 76.47 | 2025-01-07 | VerticalCompact-BCD_1x3a | 2244 | 596 | 753 |  |  | 129.2 | 28 | 28 | 500 | AC motor | 60 | K | no | no | B | D | Aluminum | 2025-01-02 | 6 | 3 | yes | piece | 1
GCVC PD 050.2/11-43 | GCVC PD | 050.2/11-43 | 4249298 | finoox | GCVC 050.2C/1x1-2411-1-D/4/32/2.10/900/EXS/1/015023 | 2835 | 1 | 1 | 2411 | Axial | 24.29 | 24446 | 60.22 | 6666 | 1260 | VT03011U.1 | 0.469 | 2025-02-02 | D | 43.04 | 74.3 | 2025-02-05 | VerticalCompact-BCD_1x1 | 984 | 586 | 953 |  |  | 63.7 | 18 | 18 | 500 | EC motor | 5060 | 1 | no | no | C | D | Epoxy coated aluminum | 2025-01-02 | 8 | 4 | yes | piece | 1
GCVC PD 045.2/22-54 | GCVC PD | 045.2/22-54 | 4244511 | finoox | GCVC 045.2C/2x2-2409-1-D/4/64/2.10/1800/AXS/1/015023 | 8351 | 2 | 2 | 2409 | Axial | 91785 | 91868 | 240.88 | 23908 | 1500 | VT03007U.1 | 2089 | 2025-02-02 | D | 53.77 | 85.4 | 2025-07-21 | VerticalCompact-BCD_2x2 | 1884 | 800 | 1761 |  |  | 218.4 | 35 | 35 | 450 | EC motor | 5060 | 1 | no | no | C | D | Aluminum | 2025-01-02 | 8 | 4 | yes | piece | 1
GCVC PD 050.2/13-42 | GCVC PD | 050.2/13-42 | 4250661 | finoox | GCVC 050.2D/1x3-2355-X-D/4/40/2.10/3600/AXS/1/015023 | 6671 | 3 | 1 | 2355 | Axial | 77494 | 77659 | 301.1 | 16677 | 810 | VT03093U | 0.851 | 2025-03-01 | C | 42.2 | 73.88 | 2025-02-25 | VerticalCompact-BCD_1x3 | 3684 | 569 | 1153 |  |  | 253.9 | 35 | 35 | 500 | AC motor | 60 | X | no | no | D | D | Aluminum | 2025-01-02 | 4 | 4 | yes | piece | 1
GCVC PD 050.2/11-37 | GCVC PD | 050.2/11-37 | 4250185 | finoox | GCVC 050.2D/1x1-2355-X-D/6/40/2.10/1200/EXS/1/015023 | 3420 | 1 | 1 | 2355 | Axial | 28666 | 28904 | 150.55 | 5240 | 810 | VT03093U | 0.287 | 2025-03-01 | C | 36.55 | 67.91 | 2025-07-12 | VerticalCompact-BCD_1x1 | 1284 | 569 | 1153 |  |  | 107.2 | 22 | 22 | 500 | AC motor | 60 | X | no | no | D | D | Epoxy coated aluminum | 2025-01-02 | 10 | 6 | yes | piece | 1
GCVC PD 050.2/13-55 | GCVC PD | 050.2/13-55 | 4249774 | finoox | GCVC 050.2C/1x3-2420-2-D/6/32/2.10/2700/AXS/1/015023 | 9528 | 3 | 1 | 2420 | Axial | 105981 | 106107 | 270.99 | 24804 | 1600 | VT03013U.1 | 2919 | 1965-01-01 | E | 55.16 | 86.67 | 2025-03-23 | VerticalCompact-BCD_1x3 | 2784 | 607 | 953 |  |  | 212.5 | 42 | 42 | 500 | EC motor | 5060 | 2 | no | no | C | D | Aluminum | 2025-01-02 | 6 | 6 | yes | piece | 1
GCVC PD 050.2/23-53 | GCVC PD | 050.2/23-53 | 4245270 | finoox | GCVC 050.2C/2x3-2347-D-D/3/64/2.10/2700/AXS/1/015023 | 9292 | 3 | 2 | 2347 | Axial | 137589 | 137648 | 270.99 | 46913 | 1390 | VT03150U | 4057 | 1941-01-01 | E | 52.8 | 84.55 | 2025-01-25 | VerticalCompact-BCD_2x3 | 2784 | 800 | 1761 |  |  | 329 | 42 | 42 | 500 | AC motor | 50 | D | no | no | C | D | Aluminum | 2025-01-02 | 4 | 3 | yes | piece | 1
GCVC PD 050.2/13-50 | GCVC PD | 050.2/13-50 | 4249678 | finoox | GCVC 050.2C/1x3-2347-D-D/3/32/2.10/2700/AXS/1/015023 | 4930 | 3 | 1 | 2347 | Axial | 68797 | 68824 | 135.49 | 23456 | 1390 | VT03150U | 2028 | 1941-01-01 | E | 50.03 | 81.54 | 12 | VerticalCompact-BCD_1x3 | 2784 | 569 | 953 |  |  | 172.4 | 35 | 35 | 500 | AC motor | 50 | D | no | no | C | D | Aluminum | 2025-01-02 | 4 | 3 | yes | piece | 1
GCVC PD 045.2/11-44 | GCVC PD | 045.2/11-44 | 4243866 | finoox | GCVC 045.2B/1x1-2530-1-D/3/24/2.10/720/EXS/1/015023 | 2429 | 1 | 1 | 2530 | Axial | 12267 | 12359 | 2025-01-27 | 4232 | 1200 | VT03007U.1 | 0.281 | 2025-01-01 | D | 43.68 | 74.86 | 2025-04-02 | VerticalCompact-BCD_1x1 | 804 | 535 | 753 |  |  | 42.4 | 16 | 16 | 450 | EC motor | 5060 | 1 | no | no | B | D | Epoxy coated aluminum | 2025-01-02 | 8 | 3 | yes | piece | 1
GCVC PD 045.2/13-51 | GCVC PD | 045.2/13-51 | 4249083 | finoox | GCVC 045.2C/1x3-2533-1-D/3/32/2.10/2700/EXS/1/015023 | 6340 | 3 | 1 | 2533 | Axial | 56229 | 56274 | 135.49 | 17502 | 1425 | VT03007U.1 | 1343 | 2025-09-01 | D | 51.41 | 82.91 | 2025-05-11 | VerticalCompact-BCD_1x3 | 2784 | 535 | 953 |  |  | 152.9 | 28 | 28 | 450 | EC motor | 5060 | 1 | no | no | C | D | Epoxy coated aluminum | 2025-01-02 | 4 | 3 | yes | piece | 1
GCVC PD 050.2/14-38 | GCVC PD | 050.2/14-38 | 4250039 | finoox | GCVC 050.2C/1x4-2515-1-D/4/32/2.10/3600/AXS/1/015023 | 8815 | 4 | 1 | 2515 | Axial | 69676 | 69.83 | 240.88 | 15651 | 755 | VT03011U.1 | 0.442 | 0.58 | B | 37.5 | 69.13 | 2025-02-20 | VerticalCompact-BCD_1x4 | 3684 | 586 | 953 |  |  | 222.7 | 35 | 35 | 500 | EC motor | 5060 | 1 | no | no | C | D | Aluminum | 2025-01-02 | 4 | 4 | yes | piece | 1
GCVC PD 080.2/11-15 | GCVC PD | 080.2/11-15 | 4252503 | finoox | GCVC 080.2D/1x1-2490-1-D/4/40/2.10/1200/EXS/1/015023 | 4598 | 1 | 1 | 2490 | Axial | 18254 | 18329 | 100.37 | 3665 | 245 | VT03062U.1 | 0.038 | 0.2 | A+ | 2025-02-15 | 46.57 | 2025-03-08 | VerticalCompact-BCD_1x1 | 1284 | 608 | 1153 |  |  | 95.3 | 16 | 16 | 800 | EC motor | 5060 | 1 | no | no | D | D | Epoxy coated aluminum | 2025-01-02 | 10 | 4 | yes | piece | 1
GCVC PD 050.2/24-42 | GCVC PD | 050.2/24-42 | 4245637 | finoox | GCVC 050.2C/2x4-2516-1-D/4/64/2.10/3600/AXS/1/015023 | 17469 | 4 | 2 | 2516 | Axial | 147775 | 147977 | 481.75 | 34027 | 820 | VT03011U.1 | 2025-01-01 | 0.68 | B | 42.03 | 73.89 | 41.4 | VerticalCompact-BCD_2x4 | 3684 | 800 | 1761 |  |  | 424.1 | 42 | 42 | 500 | EC motor | 5060 | 1 | no | no | C | D | Aluminum | 2025-01-02 | 4 | 4 | yes | piece | 1
GCVC PD 080.2/12-40 | GCVC PD | 080.2/12-40 | 4252862 | finoox | GCVC 080.2D/1x2-2542-2-D/3/40/2.10/2400/AXS/1/015023 | 8076 | 2 | 1 | 2542 | Axial | 65592 | 65493 | 150.55 | 21636 | 615 | VT03060U.1 | 0.879 | 0.92 | C | 39.64 | 71.16 | 2025-05-13 | VerticalCompact-BCD_1x2 | 2484 | 613 | 1153 |  |  | 172.6 | 35 | 35 | 800 | EC motor | 5060 | 2 | no | no | D | D | Aluminum | 2025-01-02 | 6 | 3 | yes | piece | 1
GCVC PD 063.2/11-27 | GCVC PD | 063.2/11-27 | 4251808 | finoox | GCVC 063.2D/1x1-2508-1-D/3/40/2.10/1200/AXS/1/015023 | 4088 | 1 | 1 | 2508 | Axial | 22756 | 22766 | 75.27 | 5839 | 615 | VT03145U.1 | 0.109 | 0.65 | A | 27.49 | 58.86 | 2025-04-06 | VerticalCompact-BCD_1x1 | 1284 | 615 | 1153 |  |  | 82.6 | 18 | 18 | 630 | EC motor | 5060 | 1 | no | no | D | D | Aluminum | 2025-01-02 | 10 | 3 | yes | piece | 1
GCVC PD 063.2/11-58 | GCVC PD | 063.2/11-58 | 4251851 | finoox | GCVC 063.2D/1x1-2550-2-D/4/40/2.10/1200/AXS/1/015023 | 5419 | 1 | 1 | 2550 | Axial | 48857 | 48906 | 100.37 | 14481 | 1285 | VT03143U.1 | 1998-01-01 | 2026-03-01 | E | 57.88 | 89.25 | 2025-01-09 | VerticalCompact-BCD_1x1 | 1284 | 611 | 1153 |  |  | 113.4 | 28 | 28 | 630 | EC motor | 5060 | 2 | no | no | D | D | Aluminum | 2025-01-02 | 10 | 4 | yes | piece | 1
GCVC PD 050.2/22-34 | GCVC PD | 050.2/22-34 | 4245146 | finoox | GCVC 050.2C/2x2-2513-1-D/3/64/2.10/1800/AXS/1/015023 | 8514 | 2 | 2 | 2513 | Axial | 52876 | 52854 | 180.66 | 13431 | 630 | VT03011U.1 | 0.269 | 0.37 | A | 33.69 | 65.32 | 2025-09-15 | VerticalCompact-BCD_2x2 | 1884 | 800 | 1761 |  |  | 207 | 28 | 28 | 500 | EC motor | 5060 | 1 | no | no | C | D | Aluminum | 2025-01-02 | 8 | 3 | yes | piece | 1
GCVC PD 050.2/22-43 | GCVC PD | 050.2/22-43 | 4245179 | finoox | GCVC 050.2C/2x2-2518-1-D/3/64/2.10/1800/EXS/1/015023 | 8882 | 2 | 2 | 2518 | Axial | 67178 | 67078 | 180.66 | 20450 | 945 | VT03011U.1 | 0.802 | 1 | C | 42.59 | 74.22 | 2025-09-16 | VerticalCompact-BCD_2x2 | 1884 | 800 | 1761 |  |  | 207.9 | 35 | 35 | 500 | EC motor | 5060 | 1 | no | no | C | D | Epoxy coated aluminum | 2025-01-02 | 8 | 3 | yes | piece | 1
GCVC PD 045.2/24-45 | GCVC PD | 045.2/24-45 | 4244723 | finoox | GCVC 045.2C/2x4-2526-1-D/3/64/2.10/3600/EXS/1/015023 | 14977 | 4 | 2 | 2526 | Axial | 109605 | 109456 | 361.32 | 29123 | 900 | VT03007U.1 | 0.971 | 0.58 | C | 45.29 | 77.15 | 32 | VerticalCompact-BCD_2x4 | 3684 | 800 | 1761 |  |  | 375.5 | 42 | 42 | 450 | EC motor | 5060 | 1 | no | no | C | D | Epoxy coated aluminum | 2025-01-02 | 4 | 3 | yes | piece | 1
GCVC PD 080.2/22-49 | GCVC PD | 080.2/22-49 | 4248422 | finoox | GCVC 080.2D/2x2-2536-2-D/4/80/2.10/2400/EXS/1/015023 | 22782 | 2 | 2 | 2536 | Axial | 161354 | 161392 | 401.46 | 45896 | 700 | VT03059U.2 | 2704 | 2025-04-01 | D | 48.88 | 80.69 | 39.4 | VerticalCompact-BCD_2x2 | 2484 | 800 | 2161 |  |  | 401.4 | 54 | 54 | 800 | EC motor | 5060 | 2 | no | no | D | D | Epoxy coated aluminum | 2025-01-02 | 6 | 4 | yes | piece | 1
GCVC PD 050.2/22-31 | GCVC PD | 050.2/22-31 | 4246095 | finoox | GCVC 050.2D/2x2-2512-1-D/6/80/2.10/2400/EXS/1/015023 | 13887 | 2 | 2 | 2512 | Axial | 73768 | 74.3 | 602.19 | 12484 | 565 | VT03011U.1 | 0.203 | 0.28 | A+ | 31.44 | 63.25 | 50.5 | VerticalCompact-BCD_2x2 | 2484 | 800 | 2161 |  |  | 379.9 | 35 | 35 | 500 | EC motor | 5060 | 1 | no | no | D | D | Epoxy coated aluminum | 2025-01-02 | 10 | 6 | yes | piece | 1
GCVC PD 050.2/21-44 | GCVC PD | 050.2/21-44 | 4245909 | finoox | GCVC 050.2D/2x1-2521-1-D/6/80/2.10/1200/EXS/1/015023 | 7929 | 1 | 2 | 2521 | Axial | 67228 | 67743 | 301.1 | 12742 | 1135 | VT03011U.1 | 0.66 | 1965-01-01 | C | 43.82 | 75.47 | 2025-04-27 | VerticalCompact-BCD_2x1 | 1284 | 800 | 2161 |  |  | 209.4 | 35 | 35 | 500 | EC motor | 5060 | 1 | no | no | D | D | Epoxy coated aluminum | 2025-01-02 | 10 | 6 | yes | piece | 1
GCVC PD 035.2/11-38 | GCVC PD | 035.2/11-38 | 4243652 | finoox | GCVC 035.2A/1x1-2723-W-D/2/20/2.10/600/AXS/2/015023 | 930 | 1 | 1 | 2723 | Axial | 6005 | 6047 | 1955-12-01 | 2561 | 1390 | VT03167U | 0.158 | 0.62 | E | 37.65 | 68.72 | 2025-02-01 | VerticalCompact-A_1x1 | 660 | 330 | 507 |  |  | 2025-05-14 | 16 | 16 | 350 | AC motor | 50 | W | no | no | A | D | Aluminum | 2025-01-02 | 10 | 2 | yes | piece | 1
GCVC PD 050.3/13-48 | GCVC PD | 050.3/13-48 | 6170721 | finoox | GCVC 050.3B/1x3-3617-X-D/4/24/2.10/2160/AXS/1/015023 | 4228 | 3 | 1 | 3617 | Axial | 54603 | 54565 | 108.39 | 17120 | 1260 | VT01524 | 2984 | 2025-04-04 | E | 47.9 | 79.29 | 2025-02-09 | VerticalCompact-BCD_1x3a | 2244 | 596 | 753 |  |  | 141 | 28 | 28 | 500 | AC motor | 60 | X | no | no | B | D | Aluminum | 2025-01-02 | 6 | 4 | yes | piece | 1
GCVC PD 063.2/11-17 | GCVC PD | 063.2/11-17 | 4251687 | finoox | GCVC 063.2D/1x1-2359-S-D/6/40/2.10/1200/EXS/1/015023 | 4609 | 1 | 1 | 2359 | Axial | 18266 | 18406 | 150.55 | 3093 | 320 | VT01442 | 0.064 | 0.14 | A+ | 16.67 | 48.04 | 2025-04-12 | VerticalCompact-BCD_1x1 | 1284 | 598 | 1153 |  |  | 107.6 | 16 | 16 | 630 | AC motor | 50 | S | no | no | D | D | Epoxy coated aluminum | 2025-01-02 | 12 | 6 | yes | piece | 1
GCVC PD 050.2/11-38 | GCVC PD | 050.2/11-38 | 4249242 | finoox | GCVC 050.2C/1x1-2384-I-D/6/32/2.10/900/AXS/1/015023 | 2566 | 1 | 1 | 2384 | Axial | 23197 | 23397 | 90.33 | 4515 | 790 | VT01435 | 0.377 | 0.88 | D | 38.16 | 69.43 | 2025-07-07 | VerticalCompact-BCD_1x1 | 984 | 596 | 953 |  |  | 77.4 | 18 | 18 | 500 | AC motor | 60 | I | no | no | C | D | Aluminum | 2025-01-02 | 12 | 6 | yes | piece | 1
GCVC PD 050.2/21-42 | GCVC PD | 050.2/21-42 | 4245781 | finoox | GCVC 050.2D/2x1-2384-I-D/3/80/2.10/1200/EXS/1/015023 | 5048 | 1 | 2 | 2384 | Axial | 44423 | 44377 | 150.55 | 11604 | 790 | VT01435 | 0.703 | 0.88 | D | 41.76 | 73.41 | 14 | VerticalCompact-BCD_2x1 | 1284 | 800 | 2161 |  |  | 172.3 | 28 | 28 | 500 | AC motor | 60 | I | no | no | D | D | Epoxy coated aluminum | 2025-01-02 | 10 | 3 | yes | piece | 1
GCVC PD 063.2/11-32 | GCVC PD | 063.2/11-32 | 4251758 | finoox | GCVC 063.2D/1x1-2414-1-D/4/40/2.10/1200/EXS/1/015023 | 4497 | 1 | 1 | 2414 | Axial | 30237 | 30.31 | 100.37 | 7117 | 770 | VT03145U.1 | 0.208 | 2015-01-01 | B | 32.27 | 63.64 | 2025-06-08 | VerticalCompact-BCD_1x1 | 1284 | 615 | 1153 |  |  | 90.5 | 22 | 22 | 630 | EC motor | 5060 | 1 | no | no | D | D | Epoxy coated aluminum | 2025-01-02 | 10 | 4 | yes | piece | 1
GCVC PD 063.2/13-62 | GCVC PD | 063.2/13-62 | 4251252 | finoox | GCVC 063.2C/1x3-2356-D-D/3/32/2.10/2700/AXS/1/015023 | 7702 | 3 | 1 | 2356 | Axial | 90904 | 90388 | 135.49 | 41433 | 1330 | VT01441 | 7742 | 5 | E | 61.57 | 93.08 | 12 | VerticalCompact-BCD_1x3 | 2784 | 606 | 953 |  |  | 229 | 35 | 35 | 630 | AC motor | 50 | D | no | no | C | D | Aluminum | 2025-01-02 | 4 | 3 | yes | piece | 1
GCVC PD 050.2/24-27 | GCVC PD | 050.2/24-27 | 4245570 | finoox | GCVC 050.2C/2x4-2389-J-D/3/64/2.10/3600/AXS/1/015023 | 11428 | 4 | 2 | 2389 | Axial | 82.75 | 82504 | 361.32 | 20072 | 450 | VT01437 | 0.656 | 0.17 | B | 26.67 | 58.54 | 2025-08-30 | VerticalCompact-BCD_2x4 | 3684 | 800 | 1761 |  |  | 406.3 | 35 | 35 | 500 | AC motor | 60 | J | no | no | C | D | Aluminum | 2025-01-02 | 6 | 3 | yes | piece | 1
GCVC PD 050.2/22-40 | GCVC PD | 050.2/22-40 | 4245063 | finoox | GCVC 050.2C/2x2-2355-X-D/4/64/2.10/1800/AXS/1/015023 | 6758 | 2 | 2 | 2355 | Axial | 78837 | 78.95 | 240.88 | 18809 | 810 | VT03093U | 1166 | 2025-03-01 | D | 40.35 | 71.98 | 2025-07-21 | VerticalCompact-BCD_2x2 | 1884 | 800 | 1761 |  |  | 237.8 | 35 | 35 | 500 | AC motor | 60 | X | no | no | C | D | Aluminum | 2025-01-02 | 8 | 4 | yes | piece | 1
GCVC PD 063.2/13-20 | GCVC PD | 063.2/13-20 | 4251297 | finoox | GCVC 063.2C/1x3-2399-J-D/4/32/2.10/2700/EXS/1/015023 | 6980 | 3 | 1 | 2399 | Axial | 35431 | 35392 | 180.66 | 7357 | 290 | VT01442 | 0.217 | 0.14 | B | 19.51 | 51.02 | 2025-06-14 | VerticalCompact-BCD_1x3 | 2784 | 598 | 953 |  |  | 183.2 | 22 | 22 | 630 | AC motor | 60 | J | no | no | C | D | Epoxy coated aluminum | 2025-01-02 | 8 | 4 | yes | piece | 1
GCVC PD 050.2/22-46 | GCVC PD | 050.2/22-46 | 4245138 | finoox | GCVC 050.2C/2x2-2421-1-D/4/64/2.10/1800/EXS/1/015023 | 9512 | 2 | 2 | 2421 | Axial | 91.86 | 91878 | 240.88 | 25016 | 1150 | VT03011U.1 | 1436 | 1975-01-01 | D | 45.9 | 77.53 | 2025-07-21 | VerticalCompact-BCD_2x2 | 1884 | 800 | 1761 |  |  | 225.4 | 35 | 35 | 500 | EC motor | 5060 | 1 | no | no | C | D | Epoxy coated aluminum | 2025-01-02 | 8 | 4 | yes | piece | 1
GCVC PD 045.2/21-33 | GCVC PD | 045.2/21-33 | 4244436 | finoox | GCVC 045.2C/2x1-2523-1-D/4/64/2.10/900/EXS/1/015023 | 5094 | 1 | 2 | 2523 | Axial | 24.94 | 2025-08-25 | 120.44 | 5253 | 675 | VT03007U.1 | 0.116 | 0.3 | A | 33.35 | 64.85 | 2025-04-10 | VerticalCompact-BCD_2x1 | 984 | 800 | 1761 |  |  | 122 | 18 | 18 | 450 | EC motor | 5060 | 1 | no | no | C | D | Epoxy coated aluminum | 2025-01-02 | 12 | 4 | yes | piece | 1
GCVC PD 063.2/12-63 | GCVC PD | 063.2/12-63 | 4252108 | finoox | GCVC 063.2D/1x2-2552-2-D/3/40/2.10/2400/AXS/1/015023 | 8864 | 2 | 1 | 2552 | Axial | 88315 | 88606 | 150.55 | 33622 | 1435 | VT03143U.1 | 5402 | 2025-03-04 | E | 62.86 | 94.38 | 2025-06-13 | VerticalCompact-BCD_1x2 | 2484 | 611 | 1153 |  |  | 198.8 | 35 | 35 | 630 | EC motor | 5060 | 2 | no | no | D | D | Aluminum | 2025-01-02 | 4 | 3 | yes | piece | 1
GCVC PD 050.2/14-38 | GCVC PD | 050.2/14-38 | 4250038 | finoox | GCVC 050.2C/1x4-2515-1-D/3/32/2.10/3600/AXS/1/015023 | 8252 | 4 | 1 | 2515 | Axial | 60054 | 60017 | 180.66 | 16229 | 755 | VT03011U.1 | 0.433 | 0.58 | B | 37.69 | 69.32 | 2025-09-14 | VerticalCompact-BCD_1x4 | 3684 | 586 | 953 |  |  | 204.9 | 28 | 28 | 500 | EC motor | 5060 | 1 | no | no | C | D | Aluminum | 2025-01-02 | 4 | 3 | yes | piece | 1
GCVC PD 050.2/12-35 | GCVC PD | 050.2/12-35 | 4249569 | finoox | GCVC 050.2C/1x2-2515-1-D/3/32/2.10/1800/EXS/1/015023 | 4536 | 2 | 1 | 2515 | Axial | 29282 | 29241 | 90.33 | 8115 | 755 | VT03011U.1 | 0.217 | 0.58 | B | 34.92 | 66.31 | 2025-06-07 | VerticalCompact-BCD_1x2 | 1884 | 586 | 953 |  |  | 107.9 | 22 | 22 | 500 | EC motor | 5060 | 1 | no | no | C | D | Epoxy coated aluminum | 2025-01-02 | 8 | 3 | yes | piece | 1
GCVC PD 063.2/22-43 | GCVC PD | 063.2/22-43 | 4246818 | finoox | GCVC 063.2C/2x2-2555-2-D/6/64/2.10/1800/AXS/1/015023 | 14633 | 2 | 2 | 2555 | Axial | 118.92 | 119.44 | 361.32 | 24786 | 800 | VT03144U.1 | 1518 | 0.69 | C | 43.04 | 74.67 | 32.4 | VerticalCompact-BCD_2x2 | 1884 | 800 | 1761 |  |  | 283.1 | 42 | 42 | 630 | EC motor | 5060 | 2 | no | no | C | D | Aluminum | 2025-01-02 | 8 | 6 | yes | piece | 1
GCVC PD 050.2/12-53 | GCVC PD | 050.2/12-53 | 4244260 | finoox | GCVC 050.2B/1x2-2561-2-D/3/24/2.10/1440/AXS/1/015023 | 4766 | 2 | 1 | 2561 | Axial | 33024 | 33006 | 54.2 | 13953 | 1505 | VT03013U.1 | 1613 | 1938-01-01 | E | 52.83 | 84.12 | 2025-07-04 | VerticalCompact-BCD_1x2 | 1524 | 607 | 753 |  |  | 88.4 | 22 | 22 | 500 | EC motor | 5060 | 2 | no | no | B | D | Aluminum | 2025-01-02 | 8 | 3 | yes | piece | 1
GCVC PD 063.2/23-20 | GCVC PD | 063.2/23-20 | 4247846 | finoox | GCVC 063.2D/2x3-2500-1-D/6/80/2.10/3600/AXS/1/015023 | 23445 | 3 | 2 | 2500 | Axial | 91485 | 92166 | 903.29 | 14992 | 310 | VT03145U.1 | 0.146 | 0.13 | A+ | 20.38 | 52.34 | 73.5 | VerticalCompact-BCD_2x3 | 3684 | 800 | 2161 |  |  | 560.2 | 35 | 35 | 630 | EC motor | 5060 | 1 | no | no | D | D | Aluminum | 2025-01-02 | 8 | 6 | yes | piece | 1
GCVC PD 080.3/13-48 | GCVC PD | 080.3/13-48 | 6202603 | finoox | GCVC 080.3D/1x3-3488-I-D/4/40/2.10/3600/EXS/1/015023 | 10713 | 3 | 1 | 3488 | Axial | 128427 | 128278 | 301.1 | 38197 | 720 | VT01371 | 3549 | 1935-02-01 | E | 48.06 | 79.74 | 26 | VerticalCompact-BCD_1x3 | 3684 | 605 | 1153 |  |  | 331 | 42 | 42 | 800 | AC motor | 60 | I | no | no | D | D | Epoxy coated aluminum | 2025-01-02 | 4 | 4 | yes | piece | 1
GCVC PD 050.3/22-49 | GCVC PD | 050.3/22-49 | 6128243 | finoox | GCVC 050.3C/2x2-3616-W-D/6/64/2.10/1800/AXS/1/015023 | 8147 | 2 | 2 | 3616 | Axial | 121274 | 121797 | 361.32 | 25495 | 1240 | VT01524 | 2758 | 2025-02-03 | D | 48.82 | 80.45 | 32.4 | VerticalCompact-BCD_2x2 | 1884 | 800 | 1761 |  |  | 286.6 | 42 | 42 | 500 | AC motor | 50 | W | no | no | C | D | Aluminum | 2025-01-02 | 8 | 6 | yes | piece | 1
GCVC PD 050.2/22-31 | GCVC PD | 050.2/22-31 | 4245077 | finoox | GCVC 050.2C/2x2-2385-J-D/3/64/2.10/1800/EXS/1/015023 | 6633 | 2 | 2 | 2385 | Axial | 45315 | 45287 | 180.66 | 11060 | 430 | VT01435 | 0.531 | 0.32 | C | 31.48 | 63.11 | 2025-09-15 | VerticalCompact-BCD_2x2 | 1884 | 800 | 1761 |  |  | 226.9 | 28 | 28 | 500 | AC motor | 60 | J | no | no | C | D | Epoxy coated aluminum | 2025-01-02 | 8 | 3 | yes | piece | 1
GCVC PD 050.2/23-48 | GCVC PD | 050.2/23-48 | 4245321 | finoox | GCVC 050.2C/2x3-2386-K-D/6/64/2.10/2700/EXS/1/015023 | 12917 | 3 | 2 | 2386 | Axial | 151017 | 151704 | 541.97 | 30590 | 910 | VT01435 | 2565 | 0.92 | D | 47.53 | 79.28 | 46.3 | VerticalCompact-BCD_2x3 | 2784 | 800 | 1761 |  |  | 410.5 | 42 | 42 | 500 | AC motor | 60 | K | no | no | C | D | Epoxy coated aluminum | 2025-01-02 | 6 | 6 | yes | piece | 1
GCVC PD 050.2/11-31 | GCVC PD | 050.2/11-31 | 4250215 | finoox | GCVC 050.2D/1x1-2388-I-D/6/40/2.10/1200/EXS/1/015023 | 3409 | 1 | 1 | 2388 | Axial | 24177 | 24367 | 150.55 | 4277 | 710 | VT01437 | 0.156 | 0.34 | B | 31.34 | 62.7 | 2025-05-12 | VerticalCompact-BCD_1x1 | 1284 | 596 | 1153 |  |  | 105.8 | 18 | 18 | 500 | AC motor | 60 | I | no | no | D | D | Epoxy coated aluminum | 2025-01-02 | 10 | 6 | yes | piece | 1
GCVC PD 063.2/11-56 | GCVC PD | 063.2/11-56 | 4251666 | finoox | GCVC 063.2D/1x1-2356-D-D/6/40/2.10/1200/AXS/1/015023 | 4938 | 1 | 1 | 2356 | Axial | 64131 | 64.54 | 150.55 | 14967 | 1330 | VT01441 | 2528 | 5 | E | 56.45 | 87.82 | 2025-08-13 | VerticalCompact-BCD_1x1 | 1284 | 606 | 1153 |  |  | 129 | 35 | 35 | 630 | AC motor | 50 | D | no | no | D | D | Aluminum | 2025-01-02 | 10 | 6 | yes | piece | 1
GCVC PD 050.2/12-33 | GCVC PD | 050.2/12-33 | 4244188 | finoox | GCVC 050.2B/1x2-2390-K-D/3/24/2.10/1440/EXS/1/015023 | 2871 | 2 | 1 | 2390 | Axial | 22453 | 22457 | 54.2 | 7068 | 760 | VT01437 | 0.37 | 0.35 | D | 33.39 | 64.68 | 2025-06-04 | VerticalCompact-BCD_1x2 | 1524 | 596 | 753 |  |  | 83.6 | 18 | 18 | 500 | AC motor | 60 | K | no | no | B | D | Epoxy coated aluminum | 2025-01-02 | 8 | 3 | yes | piece | 1
GCVC PD 063.2/12-18 | GCVC PD | 063.2/12-18 | 4251090 | finoox | GCVC 063.2C/1x2-2399-J-D/3/32/2.10/1800/EXS/1/015023 | 4823 | 2 | 1 | 2399 | Axial | 22.17 | 22156 | 90.33 | 5363 | 290 | VT01442 | 0.144 | 0.14 | B | 17.83 | 49.22 | 2025-05-07 | VerticalCompact-BCD_1x2 | 1884 | 598 | 953 |  |  | 115.9 | 18 | 18 | 630 | AC motor | 60 | J | no | no | C | D | Epoxy coated aluminum | 2025-01-02 | 8 | 3 | yes | piece | 1
GCVC PD 050.2/12-44 | GCVC PD | 050.2/12-44 | 4244206 | finoox | GCVC 050.2B/1x2-2421-1-D/3/24/2.10/1440/EXS/1/015023 | 3925 | 2 | 1 | 2421 | Axial | 28174 | 28199 | 54.2 | 10794 | 1150 | VT03011U.1 | 0.758 | 1975-01-01 | E | 43.57 | 74.86 | 2025-07-04 | VerticalCompact-BCD_1x2 | 1524 | 586 | 753 |  |  | 79.2 | 22 | 22 | 500 | EC motor | 5060 | 1 | no | no | B | D | Epoxy coated aluminum | 2025-01-02 | 8 | 3 | yes | piece | 1
GCVC PD 050.2/12-56 | GCVC PD | 050.2/12-56 | 4250476 | finoox | GCVC 050.2D/1x2-2410-2-D/6/40/2.10/2400/AXS/1/015023 | 7474 | 2 | 1 | 2410 | Axial | 97.16 | 97597 | 301.1 | 20037 | 1770 | VT03013U.1 | 1938-02-01 | 2025-01-02 | D | 56.47 | 87.99 | 2025-04-25 | VerticalCompact-BCD_1x2 | 2484 | 607 | 1153 |  |  | 205.2 | 35 | 35 | 500 | EC motor | 5060 | 2 | no | no | D | D | Aluminum | 2025-01-02 | 6 | 6 | yes | piece | 1
GCVC PD 063.2/21-42 | GCVC PD | 063.2/21-42 | 4247485 | finoox | GCVC 063.2D/2x1-2557-2-D/4/80/2.10/1200/AXS/1/015023 | 8715 | 1 | 2 | 2557 | Axial | 74701 | 75046 | 200.73 | 18781 | 900 | VT03144U.1 | 0.882 | 0.85 | C | 42.35 | 74 | 2025-04-19 | VerticalCompact-BCD_2x1 | 1284 | 800 | 2161 |  |  | 188.5 | 35 | 35 | 630 | EC motor | 5060 | 2 | no | no | D | D | Aluminum | 2025-01-02 | 10 | 4 | yes | piece | 1
GCVC PD 080.2/22-41 | GCVC PD | 080.2/22-41 | 4248458 | finoox | GCVC 080.2D/2x2-2543-2-D/3/80/2.10/2400/AXS/1/015023 | 17859 | 2 | 2 | 2543 | Axial | 126364 | 126246 | 301.1 | 40395 | 575 | VT03060U.1 | 1459 | 0.78 | C | 41 | 72.81 | 2025-04-28 | VerticalCompact-BCD_2x2 | 2484 | 800 | 2161 |  |  | 333.3 | 42 | 42 | 800 | EC motor | 5060 | 2 | no | no | D | D | Aluminum | 2025-01-02 | 6 | 3 | yes | piece | 1
GCVC PD 080.2/12-18 | GCVC PD | 080.2/12-18 | 4252775 | finoox | GCVC 080.2D/1x2-2490-1-D/4/40/2.10/2400/AXS/1/015023 | 7385 | 2 | 1 | 2490 | Axial | 37025 | 37097 | 200.73 | 7331 | 245 | VT03062U.1 | 0.076 | 0.2 | A+ | 2025-05-18 | 49.58 | 2025-03-16 | VerticalCompact-BCD_1x2 | 2484 | 608 | 1153 |  |  | 178.6 | 22 | 22 | 800 | EC motor | 5060 | 1 | no | no | D | D | Aluminum | 2025-01-02 | 8 | 4 | yes | piece | 1
GCVC PD 063.2/13-40 | GCVC PD | 063.2/13-40 | 4251434 | finoox | GCVC 063.2C/1x3-2555-2-D/4/32/2.10/2700/EXS/1/015023 | 9684 | 3 | 1 | 2555 | Axial | 76095 | 76292 | 180.66 | 20970 | 800 | VT03144U.1 | 1072 | 0.69 | D | 40.23 | 71.74 | 2025-06-15 | VerticalCompact-BCD_1x3 | 2784 | 623 | 953 |  |  | 186.8 | 35 | 35 | 630 | EC motor | 5060 | 2 | no | no | C | D | Epoxy coated aluminum | 2025-01-02 | 4 | 4 | yes | piece | 1
GCVC PD 050.2/13-36 | GCVC PD | 050.2/13-36 | 4244353 | finoox | GCVC 050.2B/1x3-2514-1-D/4/24/2.10/2160/AXS/1/015023 | 5882 | 3 | 1 | 2514 | Axial | 36001 | 36.08 | 108.39 | 8533 | 695 | VT03011U.1 | 0.281 | 0.47 | B | 35.83 | 67.21 | 2025-09-08 | VerticalCompact-BCD_1x3a | 2244 | 586 | 753 |  |  | 122.8 | 22 | 22 | 500 | EC motor | 5060 | 1 | no | no | B | D | Aluminum | 2025-01-02 | 6 | 4 | yes | piece | 1
GCVC PD 080.3/22-61 | GCVC PD | 080.3/22-61 | 6116405 | finoox | GCVC 080.3D/2x2-3557-2-D/4/80/2.10/2400/EXS/1/015023 | 24355 | 2 | 2 | 3557 | Axial | 226241 | 227127 | 401.46 | 77526 | 1100 | VT01445U.3 | 11065 | 2025-02-04 | E | 61.35 | 93.16 | 39.5 | VerticalCompact-BCD_2x2 | 2484 | 800 | 2161 |  |  | 439.1 | 54 | 54 | 800 | EC motor | 5060 | 2 | no | no | D | D | Epoxy coated aluminum | 2025-01-02 | 4 | 4 | yes | piece | 1
GCVC PD 050.3/21-47 | GCVC PD | 050.3/21-47 | 6073012 | finoox | GCVC 050.3D/2x1-3616-W-D/3/80/2.10/1200/EXS/1/015023 | 5034 | 1 | 2 | 3616 | Axial | 54042 | 54056 | 150.55 | 15667 | 1240 | VT01524 | 1281 | 2025-02-03 | D | 47.12 | 78.77 | 14 | VerticalCompact-BCD_2x1 | 1284 | 800 | 2161 |  |  | 174.2 | 28 | 28 | 500 | AC motor | 50 | W | no | no | D | D | Epoxy coated aluminum | 2025-01-02 | 10 | 3 | yes | piece | 1
GCVC PD 063.2/11-27 | GCVC PD | 063.2/11-27 | 4251722 | finoox | GCVC 063.2D/1x1-2398-I-D/4/40/2.10/1200/EXS/1/015023 | 3880 | 1 | 1 | 2398 | Axial | 22582 | 22656 | 100.37 | 4789 | 460 | VT01442 | 0.135 | 0.32 | B | 26.71 | 58.08 | 2025-04-08 | VerticalCompact-BCD_1x1 | 1284 | 598 | 1153 |  |  | 93.2 | 18 | 18 | 630 | AC motor | 60 | I | no | no | D | D | Epoxy coated aluminum | 2025-01-02 | 10 | 4 | yes | piece | 1
GCVC PD 050.2/14-59 | GCVC PD | 050.2/14-59 | 4249997 | finoox | GCVC 050.2C/1x4-2410-2-D/4/32/2.10/3600/AXS/1/015023 | 10973 | 4 | 1 | 2410 | Axial | 118612 | 118092 | 240.88 | 37842 | 1770 | VT03013U.1 | 4949 | 2025-01-02 | E | 58.85 | 90.48 | 2025-08-20 | VerticalCompact-BCD_1x4 | 3684 | 607 | 953 |  |  | 242.3 | 42 | 42 | 500 | EC motor | 5060 | 2 | no | no | C | D | Aluminum | 2025-01-02 | 4 | 4 | yes | piece | 1
GCVC PD 063.2/22-64 | GCVC PD | 063.2/22-64 | 4247694 | finoox | GCVC 063.2D/2x2-2551-2-D/3/80/2.10/2400/AXS/1/015023 | 17907 | 2 | 2 | 2551 | Axial | 171586 | 172156 | 301.1 | 63585 | 1360 | VT03143U.1 | 9203 | 4 | E | 64.43 | 96.23 | 31.6 | VerticalCompact-BCD_2x2 | 2484 | 800 | 2161 |  |  | 391.8 | 54 | 54 | 630 | EC motor | 5060 | 2 | no | no | D | D | Aluminum | 2025-01-02 | 4 | 3 | yes | piece | 1
GCVC PD 063.2/23-64 | GCVC PD | 063.2/23-64 | 4247931 | finoox | GCVC 063.2D/2x3-2549-2-D/3/80/2.10/3600/EXS/1/015023 | 26656 | 3 | 2 | 2549 | Axial | 216954 | 216708 | 451.65 | 84428 | 1210 | VT03143U.1 | 9738 | 1986-02-01 | E | 63.5 | 95.47 | 43.1 | VerticalCompact-BCD_2x3 | 3684 | 800 | 2161 |  |  | 568.7 | 54 | 54 | 630 | EC motor | 5060 | 2 | no | no | D | D | Epoxy coated aluminum | 2025-01-02 | 4 | 3 | yes | piece | 1
GCVC PD 063.2/24-38 | GCVC PD | 063.2/24-38 | 4247174 | finoox | GCVC 063.2C/2x4-2509-1-D/3/64/2.10/3600/AXS/1/015023 | 20245 | 4 | 2 | 2509 | Axial | 139674 | 139617 | 361.32 | 41694 | 655 | VT03145U.1 | 1165 | 0.75 | B | 38.33 | 70.19 | 32 | VerticalCompact-BCD_2x4 | 3684 | 800 | 1761 |  |  | 396.4 | 42 | 42 | 630 | EC motor | 5060 | 1 | no | no | C | D | Aluminum | 2025-01-02 | 4 | 3 | yes | piece | 1
GCVC PD 050.2/23-40 | GCVC PD | 050.2/23-40 | 4246349 | finoox | GCVC 050.2D/2x3-2515-1-D/4/80/2.10/3600/AXS/1/015023 | 16469 | 3 | 2 | 2515 | Axial | 125196 | 125.39 | 602.19 | 26167 | 755 | VT03011U.1 | 0.617 | 0.58 | A | 39.72 | 71.68 | 51.6 | VerticalCompact-BCD_2x3 | 3684 | 800 | 2161 |  |  | 467.7 | 42 | 42 | 500 | EC motor | 5060 | 1 | no | no | D | D | Aluminum | 2025-01-02 | 6 | 4 | yes | piece | 1
GCVC PD 045.2/11-44 | GCVC PD | 045.2/11-44 | 4248891 | finoox | GCVC 045.2C/1x1-2531-1-D/3/32/2.10/900/EXS/1/015023 | 2770 | 1 | 1 | 2531 | Axial | 17223 | 17295 | 45.16 | 5205 | 1275 | VT03007U.1 | 0.324 | 2025-04-01 | D | 44.45 | 75.71 | 2025-09-03 | VerticalCompact-BCD_1x1 | 984 | 535 | 953 |  |  | 57.5 | 16 | 16 | 450 | EC motor | 5060 | 1 | no | no | C | D | Epoxy coated aluminum | 2025-01-02 | 8 | 3 | yes | piece | 1
GCVC PD 063.2/23-45 | GCVC PD | 063.2/23-45 | 4247967 | finoox | GCVC 063.2D/2x3-2555-2-D/3/80/2.10/3600/EXS/1/015023 | 21471 | 3 | 2 | 2555 | Axial | 168.61 | 168452 | 451.65 | 51289 | 800 | VT03144U.1 | 1833 | 0.69 | C | 44.79 | 76.75 | 43.1 | VerticalCompact-BCD_2x3 | 3684 | 800 | 2161 |  |  | 460.7 | 54 | 54 | 630 | EC motor | 5060 | 2 | no | no | D | D | Epoxy coated aluminum | 2025-01-02 | 4 | 3 | yes | piece | 1
GCVC PD 050.2/22-58 | GCVC PD | 050.2/22-58 | 4246177 | finoox | GCVC 050.2D/2x2-2562-2-D/3/80/2.10/2400/EXS/1/015023 | 12739 | 2 | 2 | 2562 | Axial | 118271 | 118.12 | 301.1 | 37567 | 1595 | VT03013U.1 | 3355 | 1965-01-01 | E | 57.57 | 89.37 | 2025-04-28 | VerticalCompact-BCD_2x2 | 2484 | 800 | 2161 |  |  | 311.4 | 42 | 42 | 500 | EC motor | 5060 | 2 | no | no | D | D | Epoxy coated aluminum | 2025-01-02 | 6 | 3 | yes | piece | 1
GCVC PD 080.2/21-22 | GCVC PD | 080.2/21-22 | 4248101 | finoox | GCVC 080.2D/2x1-2492-1-D/4/80/2.10/1200/AXS/1/015023 | 7771 | 1 | 2 | 2492 | Axial | 43355 | 43581 | 200.73 | 8939 | 295 | VT03062U.1 | 0.115 | 0.3 | A+ | 21.66 | 53.31 | 2025-01-18 | VerticalCompact-BCD_2x1 | 1284 | 800 | 2161 |  |  | 190.1 | 28 | 28 | 800 | EC motor | 5060 | 1 | no | no | D | D | Aluminum | 2025-01-02 | 10 | 4 | yes | piece | 1
GCVC PD 063.2/22-34 | GCVC PD | 063.2/22-34 | 4246751 | finoox | GCVC 063.2C/2x2-2507-1-D/4/64/2.10/1800/AXS/1/015023 | 11791 | 2 | 2 | 2507 | Axial | 73718 | 73815 | 240.88 | 17023 | 580 | VT03145U.1 | 0.427 | 0.55 | B | 34 | 65.63 | 2025-07-21 | VerticalCompact-BCD_2x2 | 1884 | 800 | 1761 |  |  | 228.7 | 35 | 35 | 630 | EC motor | 5060 | 1 | no | no | C | D | Aluminum | 2025-01-02 | 8 | 4 | yes | piece | 1
GCVC PD 050.2/21-38 | GCVC PD | 050.2/21-38 | 4244935 | finoox | GCVC 050.2C/2x1-2517-1-D/4/64/2.10/900/AXS/1/015023 | 5287 | 1 | 2 | 2517 | Axial | 38574 | 38824 | 120.44 | 9192 | 880 | VT03011U.1 | 0.338 | 0.84 | C | 37.98 | 69.49 | 2025-07-10 | VerticalCompact-BCD_2x1 | 984 | 800 | 1761 |  |  | 126.4 | 22 | 22 | 500 | EC motor | 5060 | 1 | no | no | C | D | Aluminum | 2025-01-02 | 8 | 4 | yes | piece | 1
GCVC PD 050.2/13-43 | GCVC PD | 050.2/13-43 | 4250780 | finoox | GCVC 050.2D/1x3-2519-1-D/3/40/2.10/3600/AXS/1/015023 | 7712 | 3 | 1 | 2519 | Axial | 69003 | 68953 | 225.82 | 17827 | 1010 | VT03011U.1 | 0.676 | 2015-01-01 | C | 43.47 | 75.15 | 2025-03-19 | VerticalCompact-BCD_1x3 | 3684 | 586 | 1153 |  |  | 222.9 | 35 | 35 | 500 | EC motor | 5060 | 1 | no | no | D | D | Aluminum | 2025-01-02 | 4 | 3 | yes | piece | 1
GCVC PD 050.2/22-44 | GCVC PD | 050.2/22-44 | 4245186 | finoox | GCVC 050.2C/2x2-2519-1-D/4/64/2.10/1800/EXS/1/015023 | 9512 | 2 | 2 | 2519 | Axial | 83048 | 83104 | 240.88 | 21133 | 1010 | VT03011U.1 | 0.985 | 2015-01-01 | C | 43.8 | 75.43 | 2025-07-21 | VerticalCompact-BCD_2x2 | 1884 | 800 | 1761 |  |  | 225.4 | 35 | 35 | 500 | EC motor | 5060 | 1 | no | no | C | D | Epoxy coated aluminum | 2025-01-02 | 8 | 4 | yes | piece | 1
GCVC PD 063.2/24-47 | GCVC PD | 063.2/24-47 | 4247239 | finoox | GCVC 063.2C/2x4-2556-2-D/6/64/2.10/3600/EXS/1/015023 | 28679 | 4 | 2 | 2556 | Axial | 243722 | 244644 | 722.63 | 52959 | 850 | VT03144U.1 | 3617 | 0.77 | D | 47.02 | 78.88 | 62.7 | VerticalCompact-BCD_2x4 | 3684 | 800 | 1761 |  |  | 540.6 | 54 | 54 | 630 | EC motor | 5060 | 2 | no | no | C | D | Epoxy coated aluminum | 2025-01-02 | 4 | 6 | yes | piece | 1
GCVC PD 080.2/21-23 | GCVC PD | 080.2/21-23 | 4248105 | finoox | GCVC 080.2D/2x1-2493-1-D/4/80/2.10/1200/AXS/1/015023 | 7771 | 1 | 2 | 2493 | Axial | 46505 | 46675 | 200.73 | 9751 | 320 | VT03062U.1 | 0.14 | 0.35 | A+ | 23.31 | 54.96 | 2025-01-18 | VerticalCompact-BCD_2x1 | 1284 | 800 | 2161 |  |  | 190.1 | 28 | 28 | 800 | EC motor | 5060 | 1 | no | no | D | D | Aluminum | 2025-01-02 | 10 | 4 | yes | piece | 1
GCVC PD 063.2/22-23 | GCVC PD | 063.2/22-23 | 4247610 | finoox | GCVC 063.2D/2x2-2502-1-D/3/80/2.10/2400/AXS/1/015023 | 12958 | 2 | 2 | 2502 | Axial | 62974 | 62.91 | 301.1 | 14342 | 385 | VT03145U.1 | 0.14 | 0.2 | A+ | 22.81 | 54.62 | 2025-09-26 | VerticalCompact-BCD_2x2 | 2484 | 800 | 2161 |  |  | 294.1 | 35 | 35 | 630 | EC motor | 5060 | 1 | no | no | D | D | Aluminum | 2025-01-02 | 8 | 3 | yes | piece | 1
GCVC PD 063.2/22-29 | GCVC PD | 063.2/22-29 | 4247633 | finoox | GCVC 063.2D/2x2-2505-1-D/6/80/2.10/2400/EXS/1/015023 | 17652 | 2 | 2 | 2505 | Axial | 95676 | 96256 | 602.19 | 16759 | 500 | VT03145U.1 | 0.277 | 0.39 | A+ | 28.97 | 60.78 | 50.5 | VerticalCompact-BCD_2x2 | 2484 | 800 | 2161 |  |  | 383.8 | 35 | 35 | 630 | EC motor | 5060 | 1 | no | no | D | D | Epoxy coated aluminum | 2025-01-02 | 8 | 6 | yes | piece | 1
GCVC PD 080.2/21-47 | GCVC PD | 080.2/21-47 | 4248150 | finoox | GCVC 080.2D/2x1-2537-2-D/3/80/2.10/1200/AXS/1/015023 | 9427 | 1 | 2 | 2537 | Axial | 77351 | 77581 | 150.55 | 26510 | 750 | VT03059U.2 | 1963-01-01 | 2025-05-01 | D | 46.75 | 78.41 | 2025-04-15 | VerticalCompact-BCD_2x1 | 1284 | 800 | 2161 |  |  | 200.1 | 35 | 35 | 800 | EC motor | 5060 | 2 | no | no | D | D | Aluminum | 2025-01-02 | 8 | 3 | yes | piece | 1
GCVC PD 063.2/11-34 | GCVC PD | 063.2/11-34 | 4251016 | finoox | GCVC 063.2C/1x1-2554-2-D/4/32/2.10/900/EXS/1/015023 | 4199 | 1 | 1 | 2554 | Axial | 23949 | 24102 | 60.22 | 6523 | 750 | VT03144U.1 | 0.297 | 0.6 | C | 34.32 | 65.6 | 2025-02-05 | VerticalCompact-BCD_1x1 | 984 | 623 | 953 |  |  | 68.8 | 18 | 18 | 630 | EC motor | 5060 | 2 | no | no | C | D | Epoxy coated aluminum | 2025-01-02 | 8 | 4 | yes | piece | 1
GCVC PD 080.3/11-32 | GCVC PD | 080.3/11-32 | 6125413 | finoox | GCVC 080.3D/1x1-3564-2-D/6/40/2.10/1200/EXS/1/015023 | 6750 | 1 | 1 | 3564 | Axial | 33192 | 33456 | 150.55 | 6271 | 440 | VT01445U.3 | 0.221 | 0.6 | B | 31.77 | 63.14 | 2025-07-12 | VerticalCompact-BCD_1x1 | 1284 | 620 | 1153 |  |  | 131.7 | 22 | 22 | 800 | EC motor | 5060 | 2 | no | no | D | D | Epoxy coated aluminum | 2025-01-02 | 10 | 6 | yes | piece | 1
GCVC PD 050.3/12-49 | GCVC PD | 050.3/12-49 | 6206328 | finoox | GCVC 050.3D/1x2-3617-X-D/6/40/2.10/2400/AXS/1/015023 | 5457 | 2 | 1 | 3617 | Axial | 79657 | 79.88 | 301.1 | 15824 | 1260 | VT01524 | 1862 | 2025-04-04 | D | 48.79 | 80.31 | 2025-03-25 | VerticalCompact-BCD_1x2 | 2484 | 596 | 1153 |  |  | 207.8 | 35 | 35 | 500 | AC motor | 60 | X | no | no | D | D | Aluminum | 2025-01-02 | 8 | 6 | yes | piece | 1
GCVC PD 045.2/23-56 | GCVC PD | 045.2/23-56 | 4244589 | finoox | GCVC 045.2C/2x3-0423-X-D/4/64/2.10/2700/AXS/1/015023 | 8210 | 3 | 2 | 423 | Axial | 144163 | 144666 | 361.32 | 36806 | 1460 | VT0326U | 3619 | 3 | D | 55.66 | 87.41 | 32.2 | VerticalCompact-BCD_2x3 | 2784 | 800 | 1761 |  |  | 339.7 | 42 | 42 | 450 | AC motor | 60 | X | no | no | C | D | Aluminum | 2025-01-02 | 4 | 4 | yes | piece | 1
GCVC PD 050.2/22-33 | GCVC PD | 050.2/22-33 | 4245969 | finoox | GCVC 050.2D/2x2-2333-S-D/6/80/2.10/2400/EXS/1/015023 | 11673 | 2 | 2 | 2333 | Axial | 83877 | 84901 | 602.19 | 14358 | 530 | VT01435 | 0.594 | 0.35 | B | 33.38 | 65.19 | 50.5 | VerticalCompact-BCD_2x2 | 2484 | 800 | 2161 |  |  | 399.9 | 35 | 35 | 500 | AC motor | 50 | S | no | no | D | D | Epoxy coated aluminum | 2025-01-02 | 8 | 6 | yes | piece | 1
GCVC PD 050.2/11-24 | GCVC PD | 050.2/11-24 | 4244014 | finoox | GCVC 050.2B/1x1-2337-S-D/3/24/2.10/720/AXS/1/015023 | 1818 | 1 | 1 | 2337 | Axial | 8637 | 8684 | 2025-01-27 | 2330 | 510 | VT01437 | 0.082 | 0.16 | C | 23.66 | 54.86 | 2025-04-02 | VerticalCompact-BCD_1x1 | 804 | 596 | 753 |  |  | 46.5 | 16 | 16 | 500 | AC motor | 50 | S | no | no | B | D | Aluminum | 2025-01-02 | 12 | 3 | yes | piece | 1
GCVC PD 063.2/12-28 | GCVC PD | 063.2/12-28 | 4251927 | finoox | GCVC 063.2D/1x2-2358-D-D/6/40/2.10/2400/EXS/1/015023 | 7748 | 2 | 1 | 2358 | Axial | 45744 | 46035 | 301.1 | 7947 | 430 | VT01442 | 0.234 | 0.32 | A | 2025-03-28 | 59.82 | 2025-06-24 | VerticalCompact-BCD_1x2 | 2484 | 598 | 1153 |  |  | 203.9 | 28 | 28 | 630 | AC motor | 50 | D | no | no | D | D | Epoxy coated aluminum | 2025-01-02 | 8 | 6 | yes | piece | 1
GCVC PD 080.2/13-40 | GCVC PD | 080.2/13-40 | 4252995 | finoox | GCVC 080.2D/1x3-2448-1-D/4/40/2.10/3600/AXS/1/015023 | 11339 | 3 | 1 | 2448 | Axial | 117033 | 117196 | 301.1 | 30796 | 630 | VT03061U.1 | 1428 | 2025-01-02 | C | 40.29 | 71.97 | 26 | VerticalCompact-BCD_1x3 | 3684 | 608 | 1153 |  |  | 267.4 | 42 | 42 | 800 | EC motor | 5060 | 1 | no | no | D | D | Aluminum | 2025-01-02 | 4 | 4 | yes | piece | 1
GCVC PD 050.2/12-29 | GCVC PD | 050.2/12-29 | 4250436 | finoox | GCVC 050.2D/1x2-2385-J-D/4/40/2.10/2400/EXS/1/015023 | 4767 | 2 | 1 | 2385 | Axial | 31907 | 32001 | 200.73 | 6167 | 430 | VT01435 | 0.265 | 0.32 | B | 29.36 | 60.88 | 2025-03-16 | VerticalCompact-BCD_1x2 | 2484 | 596 | 1153 |  |  | 175.6 | 22 | 22 | 500 | AC motor | 60 | J | no | no | D | D | Epoxy coated aluminum | 2025-01-02 | 8 | 4 | yes | piece | 1
GCVC PD 050.2/21-42 | GCVC PD | 050.2/21-42 | 4245779 | finoox | GCVC 050.2D/2x1-2384-I-D/4/80/2.10/1200/AXS/1/015023 | 5167 | 1 | 2 | 2384 | Axial | 52317 | 52476 | 200.73 | 11369 | 790 | VT01435 | 0.709 | 0.88 | D | 41.64 | 73.29 | 2025-01-18 | VerticalCompact-BCD_2x1 | 1284 | 800 | 2161 |  |  | 187 | 28 | 28 | 500 | AC motor | 60 | I | no | no | D | D | Aluminum | 2025-01-02 | 10 | 4 | yes | piece | 1
GCVC PD 050.2/23-37 | GCVC PD | 050.2/23-37 | 4245325 | finoox | GCVC 050.2C/2x3-2387-L-D/3/64/2.10/2700/EXS/1/015023 | 9624 | 3 | 2 | 2387 | Axial | 75036 | 74847 | 270.99 | 19335 | 500 | VT01435 | 1059 | 0.37 | D | 36.8 | 68.54 | 2025-09-23 | VerticalCompact-BCD_2x3 | 2784 | 800 | 1761 |  |  | 329.1 | 35 | 35 | 500 | AC motor | 60 | L | no | no | C | D | Epoxy coated aluminum | 2025-01-02 | 6 | 3 | yes | piece | 1
GCVC PD 063.2/23-22 | GCVC PD | 063.2/23-22 | 4247813 | finoox | GCVC 063.2D/2x3-2399-J-D/6/80/2.10/3600/EXS/1/015023 | 21547 | 3 | 2 | 2399 | Axial | 104624 | 105183 | 903.29 | 17617 | 290 | VT01442 | 0.429 | 0.14 | A | 22.48 | 54.44 | 73.5 | VerticalCompact-BCD_2x3 | 3684 | 800 | 2161 |  |  | 580.6 | 35 | 35 | 630 | AC motor | 60 | J | no | no | D | D | Epoxy coated aluminum | 2025-01-02 | 8 | 6 | yes | piece | 1
GCVC PD 063.2/24-36 | GCVC PD | 063.2/24-36 | 4247098 | finoox | GCVC 063.2C/2x4-2400-K-D/3/64/2.10/3600/EXS/1/015023 | 16150 | 4 | 2 | 2400 | Axial | 122.31 | 122188 | 361.32 | 34692 | 490 | VT01442 | 1293 | 0.34 | C | 35.85 | 67.71 | 32 | VerticalCompact-BCD_2x4 | 3684 | 800 | 1761 |  |  | 423.6 | 42 | 42 | 630 | AC motor | 60 | K | no | no | C | D | Epoxy coated aluminum | 2025-01-02 | 4 | 3 | yes | piece | 1
GCVC PD 050.2/23-61 | GCVC PD | 050.2/23-61 | 4245352 | finoox | GCVC 050.2C/2x3-2410-2-D/3/64/2.10/2700/AXS/1/015023 | 16140 | 3 | 2 | 2410 | Axial | 153773 | 154353 | 270.99 | 58486 | 1770 | VT03013U.1 | 7286 | 2025-01-02 | E | 60.71 | 92.46 | 2025-07-27 | VerticalCompact-BCD_2x3 | 2784 | 800 | 1761 |  |  | 334 | 54 | 54 | 500 | EC motor | 5060 | 2 | no | no | C | D | Aluminum | 2025-01-02 | 4 | 3 | yes | piece | 1
GCVC PD 050.2/22-60 | GCVC PD | 050.2/22-60 | 4246070 | finoox | GCVC 050.2D/2x2-2410-2-D/4/80/2.10/2400/EXS/1/015023 | 13880 | 2 | 2 | 2410 | Axial | 152066 | 152139 | 401.46 | 41273 | 1770 | VT03013U.1 | 4639 | 2025-01-02 | E | 59.64 | 91.45 | 36.3 | VerticalCompact-BCD_2x2 | 2484 | 800 | 2161 |  |  | 340.6 | 42 | 42 | 500 | EC motor | 5060 | 2 | no | no | D | D | Epoxy coated aluminum | 2025-01-02 | 6 | 4 | yes | piece | 1
GCVC PD 063.2/12-27 | GCVC PD | 063.2/12-27 | 4252043 | finoox | GCVC 063.2D/1x2-2506-1-D/4/40/2.10/2400/AXS/1/015023 | 7147 | 2 | 1 | 2506 | Axial | 46143 | 46186 | 200.73 | 9811 | 540 | VT03145U.1 | 0.158 | 0.45 | A+ | 27.38 | 58.9 | 2025-08-16 | VerticalCompact-BCD_1x2 | 2484 | 615 | 1153 |  |  | 168.1 | 28 | 28 | 630 | EC motor | 5060 | 1 | no | no | D | D | Aluminum | 2025-01-02 | 8 | 4 | yes | piece | 1
GCVC PD 045.2/11-31 | GCVC PD | 045.2/11-31 | 4248840 | finoox | GCVC 045.2C/1x1-2523-1-D/3/32/2.10/900/AXS/1/015023 | 2642 | 1 | 1 | 2523 | Axial | 11219 | 11252 | 45.16 | 2707 | 675 | VT03007U.1 | 0.058 | 0.3 | A | 30.59 | 61.85 | 2025-09-03 | VerticalCompact-BCD_1x1 | 984 | 535 | 953 |  |  | 57.5 | 16 | 16 | 450 | EC motor | 5060 | 1 | no | no | C | D | Aluminum | 2025-01-02 | 12 | 3 | yes | piece | 1
GCVC PD 063.2/12-36 | GCVC PD | 063.2/12-36 | 4251175 | finoox | GCVC 063.2C/1x2-2509-1-D/6/32/2.10/1800/EXS/1/015023 | 7230 | 2 | 1 | 2509 | Axial | 44167 | 44413 | 180.66 | 8509 | 655 | VT03145U.1 | 0.314 | 0.75 | B | 36.2 | 67.59 | 2025-01-15 | VerticalCompact-BCD_1x2 | 1884 | 615 | 953 |  |  | 136.3 | 28 | 28 | 630 | EC motor | 5060 | 1 | no | no | C | D | Epoxy coated aluminum | 2025-01-02 | 8 | 6 | yes | piece | 1
GCVC PD 045.2/13-51 | GCVC PD | 045.2/13-51 | 4249081 | finoox | GCVC 045.2C/1x3-2533-1-D/4/32/2.10/2700/AXS/1/015023 | 6391 | 3 | 1 | 2533 | Axial | 65089 | 65.08 | 180.66 | 17076 | 1425 | VT03007U.1 | 1359 | 2025-09-01 | D | 51.34 | 82.84 | 2025-06-15 | VerticalCompact-BCD_1x3 | 2784 | 535 | 953 |  |  | 166.4 | 35 | 35 | 450 | EC motor | 5060 | 1 | no | no | C | D | Aluminum | 2025-01-02 | 6 | 4 | yes | piece | 1
GCVC PD 063.2/23-70 | GCVC PD | 063.2/23-70 | 4247007 | finoox | GCVC 063.2C/2x3-2552-2-D/4/64/2.10/2700/AXS/1/015023 | 23969 | 3 | 2 | 2552 | Axial | 224497 | 224733 | 361.32 | 79930 | 1435 | VT03143U.1 | 17672 | 2025-03-04 | E | 69.64 | 101.39 | 34.7 | VerticalCompact-BCD_2x3 | 2784 | 800 | 1761 |  |  | 471.1 | 54 | 54 | 630 | EC motor | 5060 | 2 | no | no | C | D | Aluminum | 2025-01-02 | 4 | 4 | yes | piece | 1
GCVC PD 035.2/11-37 | GCVC PD | 035.2/11-37 | 4243651 | finoox | GCVC 035.2A/1x1-2479-1-D/3/20/2.10/600/EXS/2/015023 | 1636 | 1 | 1 | 2479 | Axial | 8556 | 8628 | 18.82 | 2992 | 1475 | VT03133 | 0.159 | 1935-01-01 | D | 37.46 | 68.53 | 2025-07-01 | VerticalCompact-A_1x1 | 660 | 289 | 507 |  |  | 2025-04-16 | 16 | 16 | 350 | EC motor | 5060 | 1 | no | no | A | D | Epoxy coated aluminum | 2025-01-02 | 10 | 3 | yes | piece | 1
GCVC PD 050.2/24-44 | GCVC PD | 050.2/24-44 | 4245644 | finoox | GCVC 050.2C/2x4-2517-1-D/6/64/2.10/3600/AXS/1/015023 | 20050 | 4 | 2 | 2517 | Axial | 173851 | 174293 | 722.63 | 34029 | 880 | VT03011U.1 | 1403 | 0.84 | B | 43.53 | 75.39 | 62.7 | VerticalCompact-BCD_2x4 | 3684 | 800 | 1761 |  |  | 499.9 | 54 | 54 | 500 | EC motor | 5060 | 1 | no | no | C | D | Aluminum | 2025-01-02 | 6 | 6 | yes | piece | 1
GCVC PD 050.2/22-48 | GCVC PD | 050.2/22-48 | 4245203 | finoox | GCVC 050.2C/2x2-2522-1-D/3/64/2.10/1800/EXS/1/015023 | 8882 | 2 | 2 | 2522 | Axial | 76554 | 76372 | 180.66 | 26116 | 1200 | VT03011U.1 | 1578 | 2025-09-01 | D | 47.78 | 79.41 | 2025-09-16 | VerticalCompact-BCD_2x2 | 1884 | 800 | 1761 |  |  | 207.9 | 35 | 35 | 500 | EC motor | 5060 | 1 | no | no | C | D | Epoxy coated aluminum | 2025-01-02 | 8 | 3 | yes | piece | 1
GCVC PD 063.2/21-58 | GCVC PD | 063.2/21-58 | 4246576 | finoox | GCVC 063.2C/2x1-2547-2-D/3/64/2.10/900/EXS/1/015023 | 9265 | 1 | 2 | 2547 | Axial | 51207 | 51516 | 90.33 | 20502 | 1055 | VT03143U.1 | 2352 | 2025-01-02 | E | 58.02 | 89.53 | 9 | VerticalCompact-BCD_2x1 | 984 | 800 | 1761 |  |  | 165 | 28 | 28 | 630 | EC motor | 5060 | 2 | no | no | C | D | Epoxy coated aluminum | 2025-01-02 | 8 | 3 | yes | piece | 1
GCVC PD 050.2/13-41 | GCVC PD | 050.2/13-41 | 4249820 | finoox | GCVC 050.2C/1x3-2518-1-D/3/32/2.10/2700/AXS/1/015023 | 6507 | 3 | 1 | 2518 | Axial | 50461 | 50366 | 135.49 | 15337 | 945 | VT03011U.1 | 0.602 | 1 | C | 41.46 | 72.97 | 2025-05-11 | VerticalCompact-BCD_1x3 | 2784 | 586 | 953 |  |  | 158 | 28 | 28 | 500 | EC motor | 5060 | 1 | no | no | C | D | Aluminum | 2025-01-02 | 6 | 3 | yes | piece | 1
GCVC PD 045.2/12-50 | GCVC PD | 045.2/12-50 | 4243933 | finoox | GCVC 045.2B/1x2-2532-1-D/4/24/2.10/1440/AXS/1/015023 | 3979 | 2 | 1 | 2532 | Axial | 32601 | 32684 | 72.26 | 9039 | 1350 | VT03007U.1 | 0.789 | 1965-01-01 | D | 49.61 | 80.89 | 2025-01-06 | VerticalCompact-BCD_1x2 | 1524 | 535 | 753 |  |  | 81.6 | 22 | 22 | 450 | EC motor | 5060 | 1 | no | no | B | D | Aluminum | 2025-01-02 | 8 | 4 | yes | piece | 1
GCVC PD 080.2/23-50 | GCVC PD | 080.2/23-50 | 4248693 | finoox | GCVC 080.2D/2x3-2536-2-D/4/80/2.10/3600/AXS/1/015023 | 31601 | 3 | 2 | 2536 | Axial | 249834 | 249782 | 602.19 | 68844 | 700 | VT03059U.2 | 4056 | 2025-04-01 | D | 50.49 | 82.45 | 58.2 | VerticalCompact-BCD_2x3 | 3684 | 800 | 2161 |  |  | 588.9 | 64 | 64 | 800 | EC motor | 5060 | 2 | no | no | D | D | Aluminum | 2025-01-02 | 4 | 4 | yes | piece | 1
GCVC PD 080.3/21-46 | GCVC PD | 080.3/21-46 | 6091236 | finoox | GCVC 080.3D/2x1-3488-I-D/4/80/2.10/1200/EXS/1/015023 | 7878 | 1 | 2 | 3488 | Axial | 87849 | 87954 | 200.73 | 25465 | 720 | VT01371 | 2366 | 1935-02-01 | E | 46.32 | 77.97 | 2025-04-19 | VerticalCompact-BCD_2x1 | 1284 | 800 | 2161 |  |  | 234.9 | 35 | 35 | 800 | AC motor | 60 | I | no | no | D | D | Epoxy coated aluminum | 2025-01-02 | 10 | 4 | yes | piece | 1
GCVC PD 080.3/23-49 | GCVC PD | 080.3/23-49 | 6135673 | finoox | GCVC 080.3D/2x3-3563-2-D/4/80/2.10/3600/AXS/1/015023 | 33463 | 3 | 2 | 3563 | Axial | 247935 | 247905 | 602.19 | 67917 | 670 | VT01445U.3 | 3916 | 2015-01-01 | D | 48.91 | 80.87 | 54.8 | VerticalCompact-BCD_2x3 | 3684 | 800 | 2161 |  |  | 639.6 | 54 | 54 | 800 | EC motor | 5060 | 2 | no | no | D | D | Aluminum | 2025-01-02 | 4 | 4 | yes | piece | 1
GCVC PD 050.3/13-50 | GCVC PD | 050.3/13-50 | 6128791 | finoox | GCVC 050.3D/1x3-3617-X-D/6/40/2.10/3600/AXS/1/015023 | 8399 | 3 | 1 | 3617 | Axial | 122454 | 123124 | 451.65 | 23737 | 1260 | VT01524 | 2794 | 2025-04-04 | D | 50.39 | 82.07 | 39.2 | VerticalCompact-BCD_1x3 | 3684 | 596 | 1153 |  |  | 310.1 | 42 | 42 | 500 | AC motor | 60 | X | no | no | D | D | Aluminum | 2025-01-02 | 4 | 6 | yes | piece | 1
GCVC PD 050.3/14-50 | GCVC PD | 050.3/14-50 | 6209034 | finoox | GCVC 050.3C/1x4-3617-X-D/6/32/2.10/3600/AXS/1/015023 | 7949 | 4 | 1 | 3617 | Axial | 125579 | 126133 | 361.32 | 26734 | 1260 | VT01524 | 3881 | 2025-04-04 | E | 49.82 | 81.45 | 31.4 | VerticalCompact-BCD_1x4 | 3684 | 596 | 953 |  |  | 284.4 | 42 | 42 | 500 | AC motor | 60 | X | no | no | C | D | Aluminum | 2025-01-02 | 4 | 6 | yes | piece | 1
GCVC PD 050.2/21-33 | GCVC PD | 050.2/21-33 | 4244786 | finoox | GCVC 050.2C/2x1-2336-D-D/3/64/2.10/900/AXS/1/015023 | 3947 | 1 | 2 | 2336 | Axial | 28157 | 28231 | 90.33 | 7423 | 660 | VT01437 | 0.25 | 0.33 | C | 33.29 | 64.79 | 2025-03-08 | VerticalCompact-BCD_2x1 | 984 | 800 | 1761 |  |  | 122.4 | 22 | 22 | 500 | AC motor | 50 | D | no | no | C | D | Aluminum | 2025-01-02 | 12 | 3 | yes | piece | 1
GCVC PD 080.2/12-38 | GCVC PD | 080.2/12-38 | 4252722 | finoox | GCVC 080.2D/1x2-2448-1-D/3/40/2.10/2400/EXS/1/015023 | 7762 | 2 | 1 | 2448 | Axial | 63.93 | 63825 | 150.55 | 21841 | 630 | VT03061U.1 | 0.922 | 2025-01-02 | C | 38.27 | 69.79 | 2025-05-13 | VerticalCompact-BCD_1x2 | 2484 | 608 | 1153 |  |  | 166.8 | 35 | 35 | 800 | EC motor | 5060 | 1 | no | no | D | D | Epoxy coated aluminum | 2025-01-02 | 6 | 3 | yes | piece | 1
GCVC PD 063.2/22-22 | GCVC PD | 063.2/22-22 | 4246648 | finoox | GCVC 063.2C/2x2-2359-S-D/3/64/2.10/1800/EXS/1/015023 | 9085 | 2 | 2 | 2359 | Axial | 46194 | 46163 | 180.66 | 11365 | 320 | VT01442 | 0.26 | 0.14 | A | 2025-06-21 | 53.23 | 2025-09-15 | VerticalCompact-BCD_2x2 | 1884 | 800 | 1761 |  |  | 223.9 | 28 | 28 | 630 | AC motor | 50 | S | no | no | C | D | Epoxy coated aluminum | 2025-01-02 | 8 | 3 | yes | piece | 1
GCVC PD 050.2/12-43 | GCVC PD | 050.2/12-43 | 4249450 | finoox | GCVC 050.2C/1x2-2348-S-D/6/32/2.10/1800/AXS/1/015023 | 4258 | 2 | 1 | 2348 | Axial | 57669 | 57927 | 180.66 | 11866 | 1180 | VT03150U | 2025-01-01 | 0.9 | D | 43.33 | 74.72 | 2025-01-15 | VerticalCompact-BCD_1x2 | 1884 | 569 | 953 |  |  | 143.7 | 28 | 28 | 500 | AC motor | 50 | S | no | no | C | D | Aluminum | 2025-01-02 | 8 | 6 | yes | piece | 1
GCVC PD 035.2/12-42 | GCVC PD | 035.2/12-42 | 4243743 | finoox | GCVC 035.2B/1x2-2479-1-D/4/24/2.10/1440/EXS/1/015023 | 3581 | 2 | 1 | 2479 | Axial | 2025-04-25 | 25509 | 72.26 | 6389 | 1475 | VT03133 | 0.31 | 1935-01-01 | C | 41.67 | 72.94 | 6 | VerticalCompact-BCD_1x2 | 1524 | 477 | 753 |  |  | 75.6 | 18 | 18 | 350 | EC motor | 5060 | 1 | no | no | B | D | Epoxy coated aluminum | 2025-01-02 | 8 | 4 | yes | piece | 1
GCVC PD 050.2/22-59 | GCVC PD | 050.2/22-59 | 4246183 | finoox | GCVC 050.2D/2x2-2563-2-D/3/80/2.10/2400/EXS/1/015023 | 12739 | 2 | 2 | 2563 | Axial | 121759 | 121588 | 301.1 | 39682 | 1680 | VT03013U.1 | 3936 | 1975-01-01 | E | 58.75 | 90.56 | 2025-04-28 | VerticalCompact-BCD_2x2 | 2484 | 800 | 2161 |  |  | 311.4 | 42 | 42 | 500 | EC motor | 5060 | 2 | no | no | D | D | Epoxy coated aluminum | 2025-01-02 | 6 | 3 | yes | piece | 1
GCVC PD 063.2/24-23 | GCVC PD | 063.2/24-23 | 4247123 | finoox | GCVC 063.2C/2x4-2500-1-D/3/64/2.10/3600/EXS/1/015023 | 21025 | 4 | 2 | 2500 | Axial | 77365 | 77195 | 361.32 | 18537 | 310 | VT03145U.1 | 0.199 | 0.13 | A+ | 22.79 | 54.65 | 2025-08-30 | VerticalCompact-BCD_2x4 | 3684 | 800 | 1761 |  |  | 394.2 | 35 | 35 | 630 | EC motor | 5060 | 1 | no | no | C | D | Epoxy coated aluminum | 2025-01-02 | 6 | 3 | yes | piece | 1
GCVC PD 063.2/22-21 | GCVC PD | 063.2/22-21 | 4247604 | finoox | GCVC 063.2D/2x2-2501-1-D/3/80/2.10/2400/AXS/1/015023 | 12954 | 2 | 2 | 2501 | Axial | 58081 | 58041 | 301.1 | 12854 | 345 | VT03145U.1 | 0.114 | 0.15 | A+ | 20.51 | 52.32 | 2025-06-25 | VerticalCompact-BCD_2x2 | 2484 | 800 | 2161 |  |  | 292.9 | 28 | 28 | 630 | EC motor | 5060 | 1 | no | no | D | D | Aluminum | 2025-01-02 | 8 | 3 | yes | piece | 1
GCVC PD 045.2/21-40 | GCVC PD | 045.2/21-40 | 4244450 | finoox | GCVC 045.2C/2x1-2526-1-D/3/64/2.10/900/AXS/1/015023 | 4690 | 1 | 2 | 2526 | Axial | 27786 | 27853 | 90.33 | 7281 | 900 | VT03007U.1 | 0.243 | 0.58 | C | 39.62 | 71.13 | 2025-03-08 | VerticalCompact-BCD_2x1 | 984 | 800 | 1761 |  |  | 114.2 | 22 | 22 | 450 | EC motor | 5060 | 1 | no | no | C | D | Aluminum | 2025-01-02 | 12 | 3 | yes | piece | 1